## Read Me
Energize Connecticut Heat Pump Qualified Products List (HPQPL)
As of 1/1/2023
Effective January 1, 2023, the federal government will be issuing new standards for heat pump products which will cause manufacturers to replace HSPF and SEER efficiency ratings with HSPF2 and SEER2. At that time, the EnergizeCT utility partners will update efficiency requirements for residentially-sized air source heat pump equipment (rated below 65,000 Btu/h of cooling capacity) to align with the new federal standards (i.e., ENERGY STAR 6.1 Cold Climate Certification standard). To ease the transition to the new standards, any models that meet either the current criteria or the new criteria will be considered eligible for installation through December 31, 2023.
Minimum Efficiency Requirements |  |  | 2022 |  |  | 2023
|  |  | HSPF2 | SEER3 | HCR4 @17°F | HSPF2 | SEER2 | HCR @5°F | COP5 @5°F
Ductless | Mini-Split | Single-Zone | 10 | 18 | 58% | 8.5 | 15.2 | 70% | 1.75
Ductless | Mini-Split | Multi-Zone | 9.5 | 16 | 58%
Ducted | Mini-Split | Single-Zone |  |  |  | 8.1 | 15.2 | 70% | 1.75
Ducted | Mini-Split | Multi-Zone
Ducted | Central | -- | 9.5 | 16 | 60%
1 Aligns with ENERGY STAR 6.1 Cold-Climate Specification 2 Heating Season Performance Factor 3 Seasonal Energy Efficiency Ratio 4 Heating Capacity Ratio 5 Coefficient of Performance

## Integrated Controls
Qualified Product List for Integrated Controls
Integrated Controls Package
Manufacturer | Model Name | Model # | 24v (Y/N) | Communicating (Y/N) | WiFi Enabled (Y/N) | Notes
Any IR Controlled Mini-split + Flair | Puck Pro | FLAIRPUCK001P | N | N | Y | Compatible Mini Split Brands and Compatible Smart Thermostats Listed at: https://flair.co/integrated-controls
Flair Puck Pro is required for each mini split head unit and the Flair system must be integrated with one of the following thermostats:
Honeywell: T6 Pro TH6320WF2003, T10 THX321WFS2001W, Round RCH9310WF
ecobee: EB-STATE5-01, EB-STATE4-01, EB-STATe3-02, EB-ecobee3-01, EB-STATe3L-01, EB-STAT-02, EB-SMARTSi-01, EB-EMSSI-01
Nest: Third Gen
Carrier | 24V Interface | KSAIC0301230 | Y | Y | Y* | Requires one 24V Interface Kit, one Third Party Thermostat and Double Pole Double Throw (DPDT) relay per indoor unit.
*Wi-Fi Enabled based on the Thermostat selected.
CMNA ICP-MIDEA | 24V Interface | KSAIC0401230 | Y | Y | Y* | Requires one 24V Interface Kit, one Third Party Thermostat and Double Pole Double Throw (DPDT) relay per indoor unit.
*Wi-Fi Enabled based on the Thermostat selected.
Daikin | One+ (Replaces ENVI) | DTST-ONE-ADA-A (Replaces DACA-TSI-1) | Y | Y | Y | Compatible with Daikin Mini-Split and Multi Split Heat Pump Products
Thermostat is provided with communication adaptor that requires 110-240 VAC power supply. Additional adaptor (KRP980B2E) required for connection to FTX__NMVJU indoor units. Refer to comprehensive guide for more details.
Daikin (Airzone) | DKN Plus Interface | AZAI6WSPDKC | N | Y | Y | Compatible with Daikin Mini Splits and Daikin VRV indoor unit and allows integration of any thermostat to control the indoor unit operation. Can provide full integration via cloud API, Modbus or BACnet MSTP to control and monitor the indoor unit operation
EWC Controls | Ultra-Zone | BMPlus 3000 | Y | Y | Y* | *With WiFi capable thermostat. Zone control for Centrally Ducted Heat Pump systems
EWC Controls | Ultra-Zone | BMPlus 5000 | Y | Y | Y* | *With WiFi capable thermostat. Zone control for Centrally Ducted Heat Pump systems
EWC Controls | Ultra-Zone | BMPlus 7000 | Y | Y | Y* | *With WiFi capable thermostat. Zone control for Centrally Ducted Heat Pump systems
EWC Controls | Ultra-Zone | UZC-4 | Y | Y | Y* | *With WiFi capable thermostat. Zone control for Centrally Ducted Heat Pump systems
EWC Controls | Ultra-Zone | UZC-6 | Y | Y | Y* | *With WiFi capable thermostat. Zone control for Centrally Ducted Heat Pump systems
Fujitsu | Wired Remote Controller (Touch Panel) | UTY-RNRUZ* | N | Y | N | J Series & RGLX only - The existing heat source is energized is to be operated through a 3rd party control circuit, via a 12 VDC external output signal from the indoor unit PC board.
Primary Heat lockout or secondary heat lockout based on outdoor temperature is available.
Fujitsu | Wired or Wireless Remote Controller | various | N | Y | N | "See instructions for compatible equipment. The alternate heat source is operated through a 3rd party control circuit, via a 12 Vdc external output signal from the indoor unit PC board. Primary heat lockout or secondary heat lockout based on outdoor temperature is available.
Fujitsu General Remote Controllers (7 Items)
Fujitsu General - Integrated Heating Control (Remote Controller) - Instructions
Fujitsu | N2000 (Replaces Novus N2020) | 8200200130 (Replaces 8202011300) | Y | N | N | *Former controller Novus N2020* N2000 is the replacement series
Controller recommend by Fujitsu to be used with Airstage or Halycon Mini-Split Heat Pump System. N2000 senses outside temperature and closes the control contact when the outside temp is about the set temp. When closed, this contact will enable the Halycon to heat or cool based on the temp setting of the Halycon System; when this contact is open, it will inhibit the Heat Pump from working. The installation requires both a wiring kit and external control board supplied by Fujitsu to be added to the inside unit.
NOVUS N2020 Temperature Controller - Operation Manual
NOVUS N2020 Temperature Controller - Operation Manual
Fujitsu | Thermostat Converter | UTY-TTRX | Y | N | N | Required installation includes a Thermostat Converter and 24 volt transformer (one UTY-TTRX can connect up to 16 indoor units), plus a dual fuel thermostat from QPL. Best as IC solution for single head, multihead, or air handler installations. Dual Fuel thermostat replaces existing central heat thermostat. Indoor units connected to each adapter (plus dual fuel themostat) acts as Single Zone.
Fujitsu General - Integrated Heating Control (3rd Party Thermostat) - Instructions
Third Party Thermostat Interface UTY-TTRXZ1 - Installation Manual
Fujitsu | WiFi Thermostat | various | Y | Y | Y | Honeywell Wi-Fi thermostat compatible with Gas, Electric and Oil on forced air, and radiant boilers
Fujitsu | WiFi Interface (UART) | UTY-TFSXF1 | N | Y | Y | IFTTT solution combining any of the (3) WiFi Interface Modules listed at left; a Honeywell dual-stage Wi-Fi thermostat with IFTTT capability, used to control the existing heat source; and the IFTTT App. Access to Fujitsu IFTTT Installation Instructions are available via the below link upon establishing a Fijitsu account
| WiFi Interface (2-Wire Indoor Units) | UTY-TFSXZ2 | N | Y | Y | 2-Wire WiFi Module UTY-TFSXZ2 - Setting Manual
| WiFi Interface (3-Wire Indoor Units) | UTY-TFNXZ2 | N | Y | Y | 3-Wire WiFi Module UTY-TFNXZ2 - Setting Manual
Fujitsu General - Integrated Heating Control (IFTTT) - Instructions
Airzone (Fujitsu) | Airzone Aidoo Pro (2 wire/UART) | AZA16WSPFU2 | N | Y | Y | Aidoo Pro Modules communicate with the Fujitsu system through UART connection for 2 wire units and to the control terminals for 3 wire units. The controls allow for optional simultaneous use of Fujitsu control and or 3rd party thermostat from QPL. Dual Fuel thermostat replaces existing heat thermostat. Aidoo Pro module has "AUX" heat output, can be used stand alone without additional controls to disable heat pump operation and close AUX output through "AIRZONE CLOUD" app programming. FT_AZAI6WSPFU2_MUL.pdf (airzonecloud.com)
Airzone (Fujitsu) | Airzone Aidoo Pro (3 Wire) | AZA16WSPFUJ | N | Y | Y | Aidoo Pro Modules communicate with the Fujitsu system through UART connection for 2 wire units and to the control terminals for 3 wire units. The controls allow for optional simultaneous use of Fujitsu control and or 3rd party thermostat from QPL. Dual Fuel thermostat replaces existing heat thermostat. Aidoo Pro module has AUX heat output, can be used stand alone without additional controls to disable heat pump operation and close AUX output through "AIRZONE CLOUD" app programming. FT_AZAI6WSPFU2_MUL.pdf (airzonecloud.com)
Gree | Honeywell T6 Pro Smart | TH6320WF 2003 | Y | N | Y | Requires Honeywell T6 Pro Smart (TH6320WF 2003) WiFi thermostat that turns on the secondary heat source at 40° and "Set Point" Programmable Flair Gateway (115v) WiFi 2.4Ghz Puck that will ensure the Gree mini split heat pump will be on when thermostat turns off the secondary heat. Appropriate WiFi accessibility is provided by the homeowner and not included in this package.
| Flair Puck | ICS001P | N | N | Y
Haier | IFTTT | QAWF01A | N | Y | Y | Requires Ecobee Thermostat integration with Haier WiFi via IFTTT Applets. Proper understanding and installation of the Ecobee thermostat is a prerequisite.
LG Electronics | Third Party Tstst Method L Model Series IDU | PDRYCB300 | Y | N | Optional | LG Option 1: PDRYCB300 + 24 V Trans. + Thermostat (1 Per IDU)
LG Electronics | Aux Heater Kit Highwall Multi | PRARS1 | Y | Y | N | LG Option 2: Wall Units Multi Zone Idu Aux Htr Relay Prars1 (1 Per IDU)
LG Electronics | Aux Heater Kit All Ducted/Cassette | PRARH0 | Y | Y | N | LG Option 3: Aux Htr Relay Prarh0 Ducted, Cassette Idu (1 Per IDU)
LG Electronics | Third Party Tstst Method A Model Series IDU | PDRYCB300 | Y | N | Optional | LG Option 4: Arnu Series IDU PDRYCB300+ 24 V Trans. + Thermostat (1Per IDU)
LG Electronics | A Series Idu Model - Dry Contact Built In | ALL "A" SERIES IDU | Y | Y | Y | LG Option 5: Arnu Series IDU + 2 Stage Tsat With Wired/Wireless/Internet Odt Sensing Wired Through Relay To Cn-Ext Of Any (1) IDU
LG Electronics (Airzone) | Aidoo Pro | AZAI6WSPLGE | N | Y | Y | The Airzone Aidoo Pro is compatible with all ducted and non-ducted units that have a CN_REMO plug. The Aidoo Pro can be used with any 3rd party thermostat and the integrated control can be done through the thermostat or the Aidoo Pro can be used on its own for the integrated control as it has a Aux heat relay output. If using the thermostat, switchover can be done through the thermostat logic and if using the Aidoo Pro with native LG controls, switchover can be done based off of outdoor temperature through the app.
LG MFG | Thermostat | PREMTVBC0 | Y | Y | N | 2 SET PT HTG&CLG 7DAY
LG MFG | Thermostat | PREMTVBC0 | Y | Y | N | 2 SET PT HTG&CLG 7DAY
LG MFG | Thermostat | PREMTBVC1 | Y | Y | N | 2 set pt htg&clg 7day/humid sensor opt-zigby occ sensors
LG MFG | Thermostat | PREMTC00U | Y | Y | N | Simple Thermostat
LG MFG | Thermostat | PREMTA000 | Y | Y | N | Premium LG Thermostat
LG MFG | Dry Contact | PDRYCB320 | Y | N | N | Dry contact for third party t-stat
Mitsubishi Electric | Kumo Station | PAC-WHS01HC-E | N | N | Y | Requires an outdoor temperature sensor and each unit needs a Kumo Cloud interface
| Outdoor Temperature Sensor | C7089U1006/U
| Kumo Cloud | PAC-USWHS002-WF-1
Mitsubishi Electric | T-Stat Interface | PAC-US444CN-1 | Y | Y* | Y* | Requires a T-Stat Interface and transformer for each indoor unit, and a 2 stage thermostat by any manufacturer.
| Transformer | VPL24-210 |  |  |  | ACTS AS IC WITH QPL LISTED THERMOSTAT. To operate the indoor unit via Thermostat Interface (PAC-US444CN-1) using a 24VAC thermostat in the heat pump configuration (using O/B with Y1 & Y2 output) requires a double pole-double throw relay, see Application Note 3044. *Depends on Thermostat Selected.
Mitsubishi Electric | Kumo Cloud with IFTTT compatible Thermostat | PAC-USWHS002-WF-1 PAC-USWHS002-WF-2 | N | Y | Y | IFTTT App connects Mitsubishi Electric Kumo Cloud with any IFTTT compatible thermostat. Current IFTTT compatible thermostats include Ecobee, and Honeywell as of 11/1/19. For list of devices, go to www.ifttt/services (Environment Control & Monitoring). Integration is capable by logging compatible thermostat and Kumo Cloud into IFTTT, then creating applet allowing IFTTT to adjust primary and secondary heating systems, based on outdoor temperature.
Mitsubishi Electric | CN24 Relay Kit and compatible indoor units | Compatible indoor units include: Wall, Floor, and One-way ceiling cassette. See Notes for model numbers | Y | N | N | Install CN24 relay kit in parallel with or without back-up heat thermostat to activate second stage on droop temperature. Outdoor balance point temperature can be set for CN24 activation on models with handheld control. Above high set temperature, only heat pump operation is available. When outdoor temperature is below balance point temperature setting, back-up heat is available when indoor temperature droops 2.7 F below set-point. Back up heat will operate until indoor temperature reaches set-point temperature of heat pump, heat pump continues to operate throughout. Compatible indoor unites include Wall Mounted MSZ-FS Series, Floor Mounted MFZ-KJ Series, Ceiling Cassettes MSZ-SLZ & MSZ-MLZ, Ducted units SVZ, PVA, SEZ, PEAD series products.
Mitsubishi Electric | Airzone | AZZBSR2MEL | N | Y | Y | Compatible with Mitsubishi M-Series, P-Series, & S-Series indoor units. Provides means of controlling any heating and cooling source equipment and specifying sequence of stages as well as differential temperature for activation of secondary sources. WIFI & Bacnet functionality optional.
Airzone (Mitsubishi) | Aidoo Pro | AZAI6WSPMEL | N | Y | Y | The Airzone Aidoo Pro is compatible with all ducted and non-ducted units that have a CN105 plug. The Aidoo Pro can be used with any 3rd party thermostat and the integrated control can be done through the thermostat or the Aidoo Pro can be used on its own for the integrated control as it has a Aux heat relay output. If using the thermostat, switchover can be done through the thermostat logic and if using the Aidoo Pro with native Mitsubishi controls, switchover can be done based off of outdoor temperature through the app.
https://doc.airzonecloud.com/Documentation/AZ6/AI6/FT_AZAI6WSPMEL_MUL.pdf
Airzone (Mitsubishi) | VAF | AZVAFCB2MEL | N | Y | Y | Compatible with Mitsubishi M-Series, P-Series, & S-Series indoor units. Provides means of controlling any heating and cooling source equipment and specifying sequence of stages as well as differential temperature for activation of secondary sources. WIFI & Bacnet functionality optional.
Resideo Technology Inc. under the Honeywell Home Brand | D6 Pro Wi-Fi Ductless Controller | DC6000WF1001/U | N | N | Y | This solution is cloud-based, and utilizes a D6 controller with the Mini-Split and a T Series Wi-Fi thermostat on the conventional HVAC system. This would be at a 1:1 relationship. There are no other devices needed other than the two thermostats. There is no additional wiring needed. A simple to use feature, curated and available in the Honeywell Home thermostat App, pairs the two devices in minutes and the cloud algorithm takes over from there. The D6 Controller will work with the Honeywell Home T5, T5+, T6, T9 and T10, demand response capable, smart thermostat line. These models include: RCHT8612WF2005/U or W; RCHT8610WF2006/U or W; RCHT9610WFSW2003/U or W; RCHT9510WFW2001/U or W; TH6220WF2006/U and TH6320WF2003/U. The D6 Controller and T-Series Thermostats can be found at the Resideo.com website for more information.
(The D6 Controller is powered by 120V - it plugs into a standard wall outlet)
Samsung HVAC | Thermostat Adaptor | MIM-A60UN | Y | N | N | Requires T-Stat adaptor (maximum 2 indoor untis per adaptor), 24VAC transformer, and dual fuel thermostat by any manufacturer
Samsung HVAC | Samsung Wi-Fi Adapter | MIM-H04UN | N | Y | Y | Compatible with all Samsung: DVMS, single zone CAC systems, FJM systems with Ducted, Cassette, and/or Console units connected. Once the Wifi adaptor is installed the Smart Things App controls up to 16 indoor units simultainiously and the balance point changover of the Honeywell thermostat. The following thermostats are required for the integration of secondary heat source. Honeywell: TH6320WF2003/U, TH6220WF2006/U, TH8321WF1001/U, TH9320WF5003/U. All Samsung residential wind free wall units already have WiFi adaptor pre- installed and would just require one of the listed thermostats.
Samsung HVAC | SmartThings with SmartThings compatible Thermostat | All Samsung SmartThings-enabled Mini-splits, Heat Pumps, Cassettes, etc. See Notes for Models. | N | Y | Y | Samsung HVAC products using SmartThings App to connect to any of the following ST enabled thermostats from the following brands: 2gig, American Standard, Ecobee, Fibaro, Nest, Honeywell, Lux, Nexia, Popp, Sinope, Stelpro, Trane, Zen.
(see https://www.smartthings.com/products-list for specific models).
*wifi enabled Duel Fule Thermostat must be listed on IC QPL
Integraton is possible by adding compatible thermostat to SmartThings App and automating controls through the App.
The following Samsung HVAC models support SmartThings:
WindFree 2.0, WindFree 2.0e, Max Heat 2.0, Max, Quantum 2.0, Free Joint Multi, Slim Duct, Free Join Multi Max Heat, WindFree Mini 4-way Cassette, Console, 360 Cassette, Windfree 4-way Cassette, Duct S, Multi-Position Air Handler, High Wall, Light Commercial Outdoor Unit, Light Commercial Max Heat Outdoor Unit, Windfree 4-way Cassette Max Heat, Duct S Max Heat, Multi-Position Air Handler Max Heat, minus40 Low Ambient Cooling, DVM S Eco, DVM S Water, HSP Duct, OAP Duct, Big Ceiling, Under Ceiling, Floor Standing, 30, DVM S Max Heat.
(see https://www.samsunghvac.com/products for specific model numbers).
Samsung HVAC | Aidoo Pro | AZAI6WSPSA2 | N | Y | Y | The Airzone Aidoo Pro is compatible with all ducted and non-ducted units that have F3 and F4 communication terminals. The Aidoo Pro can be used with any 3rd party thermostat and the integrated control can be done through the thermostat or the Aidoo Pro can be used on its own for the integrated control as it has a Aux heat relay output. If using the thermostat, switchover can be done through the thermostat logic and if using the Aidoo Pro with native Samsung controls, switchover can be done based off of outdoor temperature through the app.
Panasonic | Honeywell LYRIC | TH8732WFH5002/U | Y | Y | Y | Fossil Fuel Tstat For Panasonic IC QPL Solution
Panasonic | Honeywell LYRIC T6 | TH6220WF2006 | Y | Y | Y | Fossil Fuel Tstat For Panasonic IC QPL Solution
Panasonic | IFTTT Connect | PICDF19 | N | Y | N | IFTTT App connects Honeywell D6 integrated with a Panasonic mini-split and a Honeywell Lyric integrated with and auxiliary heat system. Installation contractors shall complete Panasonic training and be authorized to install Panasonic residential mini-split heat pumps. Installation instruction may be found at:
Dual Fuel Thermostats (Qualify as Integrated Controls with eligible Heat Pump/Furnace combinations)
Manufacturer | Model Name | Model # | 24v (Y/N) | Communicating (Y/N) | WiFi Enabled (Y/N) | Notes
Aprilaire | 8446, 8448 | 8446, 8448 | Y |  |  | Non-Programmable
Aprilaire | 8465, 8466, 8476 | 8476 | Y |  |  | Programmable 5/2 or 5/1/1
Aprilaire | 8600, 8620, 8910 | 8600, 8620, 8910 | Y |  |  | Programmable 7-Day
Aprilaire | 8476W, 8620W, 8910W, 8920W | 8476W, 8620W, 8910W, 8920W | Y |  | Y | Programmable 7-Day
Aprilaire | 8800 | 8800 | Y | Y |  | Programmable 7-Day
Aprilaire | 8810, 8820, 8830, 8840 | 8810, 8820, 8830, 8840 | Y | Y | Y | Programmable 7-Day
Armstrong | Comfort Sync A3 | 507175-01 | Y | Y | Y | Dual-fuel capable (Comfort Sync-enabled HP only) with two balance points.
Bosch | Bosch Connected Control BCC100 Thermostat | BCC100 | Y | N | Y | Uses local weather for outdoor temperature and balance point
Bryant | Evolution System Control | SYSTXBBECC01 | Y | Y | Y
Bryant | COR | T6-WEM01-A | Y | N | Y
Bryant | COR 5C | TSTWHA01 | Y | N | Y
Bryant | COR 7C | TSTWRH01 | Y | N | Y
Building36 | Alarm.com Smart Thermostat | ADC-T2000 | Optional | Y | Y | Up to 4 heat 2 cool, 24v or battery operated. Cellular enabled option. Dehumidifier and external baffle functionality
Building36 | Alarm.com Smart Thermostat (Design Studio Series) | ADC-T3000 | Optional | Y | Y | Up to 4 heat 2 cool, 24v or battery operated. Cellular enabled option. Dehumidifier and external baffle functionality
Building36 | Intelligent Thermostat | B36-T10 | Optional | Y | N | Up to 4 heat 2 cool, 24v or battery operated. Cellular enabled
Carrier | COR | TP-WEM01-A | Y | N | Y | Uses local weather for outdoor Temperature and Change over
Carrier | COR 5C | TSTWHA01 | Y | N | Y | Uses local weather for outdoor Temperature and Change over
Carrier | COR 7C | TSTWRH01 | Y | N | Y | Uses local weather for outdoor Temperature and Change over
Carrier | Infinity System Control | SYSTXCCITC01-B | N | Y | Y
Daikin | One+ | DTST-ONE-ADA-A | Y | Y | Y | Compatible with Daikin Mini-Split and Multi Split Heat Pump Products Thermostat is provided with communication adaptor that requires 110-240 VAC power supply Additional adaptor (KRP980B2E) required for connection to FTX__NMVJU indoor units Refer to comprehensive guide at https://cms.daikincomfort.com/docs/default-source/default-document-library/manual/pm-one-st.pdf
Daikin | One+ | DTST-CWBSA-NI-A | Y | Y | Y | Compatible with qualifying Daikin Central Heat Pump Systems Refer to comprehensive guide at https://cms.daikincomfort.com/docs/default-source/default-document-library/manual/pm-one-st.pdf
Daikin (Airzone) | DKN Plus Interface | AZAI6WSPDKC | N | Y | Y | Connects Daikin VRV, SkyAir or Mini-split indoor units to a secondary heat source via onboard relay output. Secondary heat source can be enable via outdoor temperature configure with a BLE application. Can also integrate a 3rd party thermostat with 2 stage heating to enable secondary heat source. Integrate ecobee and Honeywell thermostats with IFTTT for dual fuel control
Daikin | Adaptive Touch Controller | BACRC-T-P01 | Y | Y | N | Connects Daikin VRV, SkyAir or Mini-split indoor units to an alternative heat source via onboard relay output.Controller required for each indoor unit. Can be used with outdoor temperature sensor to enable secondary heat source.
Daikin | Adaptive Touch Controller | BACRC-TH-P01 | Y | Y | N | Connects Daikin VRV, SkyAir or Mini-split indoor units to an alternative heat source via onboard relay output.Controller required for each indoor unit. Can be used with outdoor temperature sensor to enable secondary heat source.
Daikin | Adaptive Touch Controller | BACRC-THO-P01 | Y | Y | N | Connects Daikin VRV, SkyAir or Mini-split indoor units to an alternative heat source via onboard relay output.Controller required for each indoor unit. Can be used with outdoor temperature sensor to enable secondary heat source.
Daikin | Adaptive Touch Controller | BACRC-THOC-P01 | Y | Y | N | Connects Daikin VRV, SkyAir or Mini-split indoor units to an alternative heat source via onboard relay output.Controller required for each indoor unit. Can be used with outdoor temperature sensor to enable secondary heat source.
Daikin | Wiring Adaptor PCB | KRP1C74/75 | N | N | N | Connects Daikin VRV, SkyAir or Mini-split indoor units to a secondary heat source via onboard relay output. Install KRP1C74/75 with back up heat thermostat. Configure outdoor temperture lockout to enable secondary heat source https://daikinlibraryapi.daikincomfort.com/api/Download/GetDocument?id=f93267d4-303d-696b-9e5f-ff0000a9a572
Ecoer | Ecoer Smart Thermostat | EST1701 | Y | Y | Y | The Ecoer Thermostat when coupled with the Ecoer Heat Pump will enable fuel switching at a predetermined outdoor temperature. The Ecoer Heat pump has an onboard outdoor ambient temperature sensor which can be programmed to initiate a second stage of heat at a predetermined outdoor temperature and during defrost operation. When coupled with the Ecoer EG910L Gateway, the switching temperature may be remotely programmed. Further, the Ecoer EST1701 has a two-speed indoor fan feature which allows the fan to a reduced speed when approaching the thermostat setpoint.
Ecoer | Ecoer Gateway | EG910L | Y | Y | Y | The Ecoer Gaeway is a two way cellular enabled communication device which transmits operating data from the Ecoer heat pump to the Ecoer monitoring computer. When enabled, critical operating information is recorded and relayed back to the installing contractor via a web enabled App. temperature setpoints may be addressed remotely through the app to enable fuel switching setpoints.
Ecobee | Ecobee 3 Lite | EB-STATE3LT***, EB-STATE3-01 | Y | N | Y | Not a current model, but still available
Ecobee | Ecobee 4 | EB-STATE4*** | Y |  | Y | Ecobee 4 is now Ecobee Smart Thermostat, but Ecobee 4 is still available
Ecobee | Ecobee Smart Thermostat with Voice Control | EB-STATE5*** | Y | N | Y | Model numbers may be slightly different due to color or vendor
Heil | Ion™ System Control | SYST0101CW | Y | Y | Y
Honeywell Home | Prestige IAQ | YTHX9421R5085WW | Y |  | Y | Requires THM6000R7001 Internet Gateway
Honeywell Home | Prestige IAQ | YTHX9421R5101WW | Y |  | Y | Requires THM6000R7001 Internet Gateway
Honeywell Home | Smart Round | TH8732WFH 5002 | Y | Y | Y | Use with C7089U Wired Outdoor Sensor
Honeywell Home | T6 Pro | TH6320U 2008 | Y | N | N | Use with C7089U Wired Outdoor Sensor
Honeywell Home | T6 Pro Smart | TH6320WF 2003 | Y | Y | Y | Two options: 1) Use with C7089U Wired Outdoor Sensor or 2) Use local weather thru WiFi for outdoor temp and changeover.
Honeywell Home | VisionPro 8000 Smart | TH8320R 1003 | Y | Y | N/Y | Use with C7089R Wireless Outdoor Sensor. Needs HW Thm6000R 7001 Gateway For Wi-Fi
Honeywell Home | VisionPro 8000 Smart | TH8321R 1001 | Y | Y | N/Y | Use with C7089R Wireless Outdoor Sensor. Needs HW Thm6000R 7001 Gateway For Wi-Fi
Honeywell Home | WiFi 9000 | TH9320WF5003/U | Y | N | Y | Outdoor temperature and humidity via WiFi, appear after registration.
Honeywell Home | WiFi 8000 | TH8321WF 1001 | Y | N | Y
Honeywell Home/Resideo | True Zone Dual Fuel Zoning Panel | HZ432 | Y | N | N | Use with C7089U1006 outdoor sensor. Zone control for centrally ducted heat pump system.
Honeywell Home/Resideo | True Zone Dual Fuel Zoning Panel Kit | HZ432K | Y | N | N | Use with C7089U1006 outdoor sensor. Zone control for centrally ducted heat pump system.
Honeywell Home/Resideo | True Zone Dual Fuel Zoning Panel Kit | TZ-4 | Y | N | N | Zone control for centrally ducted heat pump system. A C7089B1000 Outdoor Temperature Sensor and a C7735A1000 Discharge Air Temperature Sensor are required for dual fuel operation
Honeywell Home/Resideo | T10 ProSmart with Redlink Sensor | THX321WFS2001W | Y | N | Y | Up to 3 Heat 2 Cool, 24v, with wireless indoor sensor,Can control Humidity or Ventillation
Honeywell Home/Resideo | T10 ProSmart | THX321WF2003W | Y | N | Y | Up to 3 Heat 2 Cool, 24v, with Humidity or Ventillation Control
Lennox Industries Inc. | iComfort E30 | E30 | Y | N | Y | Universal Smart
Lennox Industries Inc. | iComfort M30 | M30 | Y | N | Y | Universal Smart
Lennox Industries Inc. | iComfort S30 | S30 | Y | Y | Y | Communicating Smart Thermostat
Lennox Industries Inc. | iComfort WiFi | WiFi | Y | Y | Y | Communicating Smart Thermostat
Lennox Industries Inc. | Harmony III | 505,023M5 | Y | Y | N | Zoning system
LG Electronics | Thermostat | PREMTVBC0 | Y | Y | N | 2 Set point Heating and Cooling 7-Day. Can act as Integrated Control for entire hot water zone if connected to largest indoor unit of Multihead MSHP system.
LG Electronics | Thermostat | PREMTBVC1 | Y | Y | N | 2 Set point Heating and Cooling 7-Day/Humid Sensor OPT-ZIGBY OCC Sensors. Can act as Integrated Control for entire hot water zone if connected to largest indoor unit of Multihead MSHP system.
LG Electronics | Thermostat | PREMTVBC0 | Y | Y | N | 2 SET PT HTG&CLG 7DAY
LG Electronics | Thermostat | PREMTBVC1 | Y | Y | N | 2 SET PT HTG&CLG 7DAY/HUMID SENSOR OPT-ZIGBY OCC SENSORS
LG Electronics | Thermostat | PREMTC00U | Y | Y | N | Simple Thermostat
LG Electronics | Thermostat | PREMTA000 | Y | Y | N | Premium LG Thermostat
LG Electronics | Thermostat | PREMTVBC0 | Y | Y | N | 2 SET PT HTG&CLG 7DAY
LG Electronics | Thermostat | PREMTBVC1 | Y | Y | N | 2 SET PT HTG&CLG 7DAY/HUMID SENSOR OPT-ZIGBY OCC SENSORS
LG Electronics (Airzone) | Aidoo Pro | AZAI6WSPLGE | N | Y | Y | The Airzone Aidoo Pro is compatible with all ducted and non-ducted units that have a CN_REMO plug. The Aidoo Pro can be used with any 3rd party thermostat and the integrated control can be done through the thermostat or the Aidoo Pro can be used on its own for the integrated control as it has a Aux heat relay output. If using the thermostat, switchover can be done through the thermostat logic and if using the Aidoo Pro with native LG controls, switchover can be done based off of outdoor temperature through the app.
Mitsubishi Electric | Kumo Cloud with IFTTT compatible Thermostat | PAC-USWHS002-WF-1 or PAC-USWHS002-WF-2 | N | Y | Y | IFTTT App connects Mitsubishi Electric Kumo Cloud with any IFTTT compatible thermostat. Current IFTTT compatible thermostats include Ecobee, and Honeywell as of 11/1/19. For list of devices, go to www.ifttt/services (Environment Control & Monitoring). Integration is capable by logging compatible thermostat and Kumo Cloud into IFTTT, then creating applet allowing IFTTT to adjust primary and secondary heating systems, based on outdoor temperature.
Nest | Nest Third Gen | T3007ES, T3008US, T3016US, T3017US, T3021US | Y |  | Y | Nest Learning Thermostat Pro - 3rd Generation (Stainless Steel, Carbon Blk, White, Copper)
Nest | Nest Fourth Gen | T4000ES | Y |  | Y | Nest Learning Thermostat Pro – 4th Generation
Nexia | Trane/American Standard/Service First | ACONT824AS52D*, TCONT824AS52D* | Y | N | Y | Remote wired outdoor temp sensor BAYSENS01ATEMPA. NOT currently compatible with boiler systems.
Nexia | Trane/American Standard/Service First | ACONT724AS42D*, TCONT724AS42D* | Y | N | Y | Remote wired outdoor temp sensor BAYSENS01ATEMPA. Remote wired indoor temp sensor ZZSENSAL0400AA. Z-Wave connectivity with Nexia Bridge (purchased separately). COMPATIBLE with conventional boiler systems.
Nexia | Trane/American Standard/Service First | ACONT624AS42D*, TCONT624AS42D* | Y | N | Y | Remote Wired Outdoor Temp Sensor BAYSENS01ATEMPA. NOT Currently Compatible With Boiler Systems
Nexia | Trane/American Standard/Service First | AZON1050AC52Z*, TZON1050AC52Z* | Y | Y | Y | Remote Wired Outdoor Temp Sensor BAYSENS01ATEMPA. NOT Currently Compatible With Boiler Systems.
Nexia | Trane/American Standard/Service First | ACONT850AC52U*, TCONT850AC52U* | Y | Y | Y | Remote Wired Outdoor Temp Sensor BAYSENS01ATEMPA. NOT Currently Compatible With Boiler Systems
Robertshaw | Robertshaw | 9725I2 | Y |  | Y | 9725I2 Programmable Thermostat (3 Heat - 2 Cool)
Robertshaw | Robertshaw | 9825I2 | Y |  | Y | 9825I2 Programmable Thermostat (3 Heat - 2 Cool)
Ruud | Econet Thermostat | ETST700SYS | Y | Y | Y | Amazon Alexa compatible for use with communicating Ruud equipment only.
Tekmar | Invita | 564 | Y | N | Y | 2 wire stat with equipment interface
Tekmar | Invita | 564B | Y | N | Y | same but black finish
Tekmar | Invita | 557 | Y | Y | Y | WiFi only with additional Gateway control
Tekmar | Invita | 563 | Y | N | Y | Stand alone with WiFi

## Smart Thermostats
Qualified Product List for ENERGY STAR Certified Smart Thermostats
ENERGY STAR Certified $85/unit
ENERGY STAR Unique ID | ENERGY STAR Partner | Service Model Name | Thermostat Brand | Thermostat Model Number | Additional Thermostat Model Numbers | ENERGY STAR Model Identifier | Incentive | Date Added
2295125 | ecobee, Inc. | ecobee3 | ecobee | EB-STATE3***-## | EB-STATE3-02, EB-STATE3C-02, EB-STATE3R-02, EB-STATE3VP-02 | ES_1075965_EB-STATZE3-02_04282017135037_7437141 | 85 | 2023-01-01
2295127 | ecobee, Inc. | ecobee3 Lite | ecobee | EB-STATE3LT***-## |  | ES_1075965_EB-STAT3LT01_04282017135714_7834140 | 85 | 2023-01-01
2295130 | ecobee, Inc. | ecobee4 | ecobee | EB-STATE4***-## | EB-STATE4-01, EB-STATE4P-01, EB-STATE4PC-01, EB-STATE4C-01, EB-STATE4PB-01, EB-STATE4R-01 | ES_1075965_EB-STATE4-01_04282017140445_8285851 | 85 | 2023-01-01
2406365 | Emerson | ST55 | Emerson | ST55 | ST55U;ST55C | ES_1020720_ST55_12072022124050_5745050 | 85 | 2023-01-01
2407292 | Emerson | ST25 | Sensi | ST25 | ST25;ST25U; 1F76U-22WFB; ST25C; 1F76U-22WFBC | ES_1020720_ST25_01202023094136_5510675 | 85 | 2023-01-01
2407461 | GE Lighting, a Savant company | CTHMCAPPEKB1 | GE | CTHMCAPPEKB1-CDN1 |  | ES_1120172_CTHMCAPPEKB1-CDN1_012720231718112_5025982 | 85 | 2023-01-01
2407462 | GE Lighting, a Savant company | CTHMCAPPEKB1 | GE | CTHMCAPPEKB1-1 |  | ES_1120172_CTHMCAPPEKB1-1_012720231718555_4633954 | 85 | 2023-01-01
2350650 | Google LLC | Google Nest Learning Thermostat | Google Nest | T3###** | "T3007ES T3007EF T3016US T3016CA T3017US T3017CA T3018US T3019US T3019CA T3021US T3024US T3025US T3026US T3027US T3032US T3032CA T3050US T3051US | ES_1073133_T3###**_12032019181951_7191676 | 85 | 2023-01-01
2350653 | Google LLC | Google Nest Thermostat E | Google Nest | T4###** | "T4000ES T4001ES T4000EF T4002ES T4008ES | ES_1073133_T4###**_12032019182012_7212129 | 85 | 2023-01-01
2369005 | Google LLC | Nest Thermostat | Google Nest | GA0####-** | GA01334-US, GA02081-US, GA02082-US, GA02083-US, GA02083-CA, GA01334-CA, GA02082-CA, GA02081-CA, G4CVZ | ES_1073133_GA0####-**_11022020180747_0467945 | 85 | 2023-01-01
2334863 | ecobee, Inc. | ecobee SmartThermostat with Voice Control | ecobee | EB-STATE5* | EB-STATE5-01 EB-STATE5C-01 EB-STATE5P-01 EB-STATE5PC-01 EB-STATE5PB-01 EB-STATE5VP-01 | ES_1075965_EB-STATE5*_03182019153432_3272067 | 85 | 2023-01-01
2393822 | ecobee, Inc. | Smart Thermostat Premium | ecobee | EB-STATE6* |  | ES_1075965_EB-STATE6*_030820221407483_3012955 | 85 | 2023-01-01
2393823 | ecobee, Inc. | Smart Thermostat Enhanced | ecobee | EB-STATE6L* |  | ES_1075965_EB-STATE6L*_03082022140793_9076055 | 85 | 2023-01-01
2295064 | EcoFactor, Inc. | simple S100 | EcoFactor | simple S100 B | simple S100 W, simple S100-01, simple S100-02 | ES_1096966_simple S100_04252017141009_2948266 | 85 | 2023-01-01
2328478 | Emerson | Sensi 1F87U-42WF | Emerson | Sensi 1F87U-42WF |  | ES_1020720_Sensi 1F87U-42WF_10222018111012_7856256 | 85 | 2023-01-01
2328479 | Emerson | Sensi 1F95U-42WF | Emerson | 1 |  | ES_1020720_Sensi 1F95U-42WF_10042018144600_7216150 | 85 | 2023-01-01
2340774 | Emerson | Sensi 1F95U-42WFB | Emerson | 1 |  | ES_1020720_Sensi 1F95U-42WFB_06262019113431_1988946 | 85 | 2023-01-01
2340775 | Emerson | ST75 | Emerson | 1 |  | ES_1020720_ST75_06262019113431_7108881 | 85 | 2023-01-01
2340776 | Emerson | ST75W | Emerson | 1 |  | ES_1020720_ST75W_06262019131850_4285241 | 85 | 2023-01-01
2380652 | Emerson | ST75S | Emerson | 1 |  | ES_1020720_ST75S_06222021113415_1030389 | 85 | 2023-01-01
2380653 | Emerson | ST75SU | Emerson | 1 |  | ES_1020720_ST75SU_06222021113415_1788141 | 85 | 2023-01-01
2380654 | Emerson | 1F95U-42WFS | Emerson | 1 |  | ES_1020720_1F95U-42WFS_06222021113415_9283547 | 85 | 2023-01-01
2398136 | Emerson | ST76 | Emerson Sensi | ST76W | ST76; 1F96U-42WF; 1F96U-42WFB; ST76C; ST76WC; 1F96U-42WFC; 1F96U-42WFBC; ST76U; ST76WU | ES_1020720_ST76_06282022103625_8623620 | 85 | 2023-01-01
2406336 | Emerson | Sensi 1F87U-42WFC | Emerson | Sensi 1F87U-42WFC |  | ES_1020720_Sensi 1F87U-42WFC_12152022132625_9676629 | 85 | 2023-01-01
2325102 | Alarm.com Incorporated | Alarm.com Smart Thermostat | Alarm.com | B36-T10 | ADC-T2000 | ES_1142343_B36-T10**_08272018133623_5515405 | 85 | 2023-01-01
2333422 | Alarm.com Incorporated | Alarm.com Smart Thermostat | Alarm.com | ADC-T3000 |  | ES_1142343_ADC-T3000_02112019150225_5655328 | 85 | 2023-01-01
2388600 | Alarm.com Incorporated | ADC-T40K-HD | Alarm.com | ADC-T40K-HD |  | ES_1142343_ADC-T40K-HD_11112021083537_4287988 | 85 | 2023-01-01
2321952 | Braeburn Systems LLC | 7320 | Braeburn | 7320 |  | ES_30371_7320_06262018135217_9968072 | 85 | 2023-01-01
2321953 | Braeburn Systems LLC | 7205 | Braeburn | 7205 |  | ES_30371_7205_06262018135907_9763452 | 85 | 2023-01-01
2321954 | Braeburn Systems LLC | 7300 | Braeburn | 7300 |  | ES_30371_7300_06262018140415_7219049 | 85 | 2023-01-01
2323268 | Braeburn Systems LLC | 7305 | Braeburn | 7305 |  | ES_30371_7305_07232018152305_595819 | 85 | 2023-01-01
2326497 | Braeburn Systems LLC | PRS7325WF | PROSTAT | PRS7325WF |  | ES_30371_PRS7325WF_09262018122708_3045923 | 85 | 2023-01-01
2295128 | Carrier Corporation | Bryant Housewise | Bryant Housewise | T6-WEM01-A |  | ES_1075965_T6-WEM01-A_04282017135732_7852734 | 85 | 2023-01-01
2295129 | Carrier Corporation | Carrier Cor | Carrier Cor | TP-WEM01-A |  | ES_1075965_TP-WEM01-A_04282017135751_7871297 | 85 | 2023-01-01
2344250 | Resideo Technologies, Inc | TCC | Honeywell Home | TH8320R**** |  | ES_1142622_TCC_08012019144104_4885675 | 85 | 2023-01-01
2344251 | Resideo Technologies, Inc | TCC | Honeywell Home | TH8321R*** |  | ES_1142622_TCC_08012019151229_6850854 | 85 | 2023-01-01
2344252 | Resideo Technologies, Inc | TCC | Honeywell Home | TH8321WF**** |  | ES_1142622_TCC_08012019152232_7848474 | 85 | 2023-01-01
2344253 | Resideo Technologies, Inc | TCC | Honeywell Home | TH9320WF**** |  | ES_1142622_TCC_08012019153158_3995172 | 85 | 2023-01-01
2344254 | Resideo Technologies, Inc | TCC | Honeywell Home | THX9421R**** |  | ES_1142622_TCC_08012019154053_4062158 | 85 | 2023-01-01
2344267 | Resideo Technologies, Inc | Honeywell Home | Honeywell Home | TH6320WF2*** |  | ES_1142622_Honeywell Home_08072019112755_4461023 | 85 | 2023-01-01
2344268 | Resideo Technologies, Inc | RCHT8610WF**** | Honeywell Home | RCHT8610WF**** | RCHT8612WF**** | ES_1142622_Honeywell Home_08012019091208_8114282 | 85 | 2023-01-01
2344269 | Resideo Technologies, Inc | Honeywell Home T6 Pro Wi-Fi Programmable Thermostat | Honeywell Home | T6 Pro Wi-Fi Progammable Thermostat |  | ES_1142622_Honeywell Home T6 Pro Wi-Fi Programmable Thermostat, TH6220WF****_08012019084358_894128 | 85 | 2023-01-01
2344270 | Resideo Technologies, Inc | Honeywell Home | Honeywell Home | TH8732WFH**** | RCH9310WF**** | ES_1142622_Honeywell Home_08012019095335_7328912 | 85 | 2023-01-01
2344428 | Resideo Technologies, Inc | TCC | Honeywell Home | RTH9580WF**** | RET97****** | ES_1142622_TCC_08092019095751_4970056 | 85 | 2023-01-01
2384689 | Resideo Technologies, Inc | Amazon | Honeywell Home | S6ED3R |  | ES_1142622_S6ED3R_08192021153946_142022 | 85 | 2023-01-01
2336674 | Trane and American Standard Heating and Air Conditioning | XL824 | Trane | TCONT824AS52DB |  | ES_1075581_TCONT824AS52DBA_04052019093434_6174890 | 85 | 2023-01-01
2337840 | Trane and American Standard Heating and Air Conditioning | Gold 824 | American Standard | ACONT824AS52DB |  | ES_1075581_Gold 824_04222019131709_2075311 | 85 | 2023-01-01
2328690 | Venstar Inc. | Explorer | Venstar | T2### | T2000, T2050 | ES_1048765_T2000_10312018151136_8696123 | 85 | 2023-01-01
2328691 | Venstar Inc. | Color Touch | Venstar | T7### | T7900, T7850 | ES_1048765_T7900_10312018151613_8973651 | 85 | 2023-01-01
2356694 | Venstar Inc. | Explorer | Venstar | T3### | T3700, T3800, T3900 | ES_1048765_T3###_03192020141748_7468368 | 85 | 2023-01-01
2356695 | Venstar Inc. | Explorer | Venstar | T4### | T4800, T4900 | ES_1048765_T4###_03192020141819_7499475 | 85 | 2023-01-01
2357614 | Venstar Inc. | ColorTouch | Venstar | T8### | T8900, T8850 | ES_1048765_T8###_04022020132649_4009598 | 85 | 2023-01-01
2405361 | Vine Connected Corp | TJ-225B | Vine | TJ-225B |  | ES_1148458_TJ-225B_11302022153706_8684961 | 85 | 2023-01-01
2404153 | Watsco Inc. | TP-S-701i | Vive | TP-S-701i |  | ES_1147532_TP-S-701i_11022022173456_8531914 | 85 | 2023-01-01
2404154 | Watsco Inc. | TP-S-721i | Vive | TP-S-721i |  | ES_1147532_TP-S-721i_110220221734347_2021014 | 85 | 2023-01-01
2404155 | Watsco Inc. | TP-S-855iCRH | Vive | TP-S-855iCRH |  | ES_1147532_TP-S-855iCRH_110220221734781_2769347 | 85 | 2023-01-01
2358670 | Zen Ecosystems | Zen Thermostat Wifi | Zen Thermostat | ZEN-02 |  | ES_1142238_ZEN-02_04272020220243_4963089 | 85 | 2023-01-01
2358671 | Zen Ecosystems | Zen Thermostat Zigbee | Zen Thermostat | ZEN-01 |  | ES_1142238_ZEN-01_04272020215539_4539426 | 85 | 2023-01-01
2346553 | Greenlite Lighting Corporation | Greenlite G2 | Greenlite | G2 |  | ES_31571_G2_09172019083754_345117 | 85 | 2023-01-01
2354245 | Greenlite Lighting Corporation | AIRZ | Greenlite | AIRZ |  | ES_31571_AIRZ_01152020152535_8489190 | 85 | 2023-01-01
2318832 | Honeywell International Inc. | TCC | Honeywell | TH8321R*** |  | ES_1020554_TH8321R***_03282018162431_6027643 | 85 | 2023-01-01
2360104 | International Environmental Corporation | Venture | IEC | E055-71520325 |  | ES_1144945_E055-71520325_05202020171342_4822770 | 85 | 2023-01-01
2360105 | International Environmental Corporation | Venture | IEC | E055-71520330 |  | ES_1144945_E055-71520330_05202020173004_5804367 | 85 | 2023-01-01
2312653 | Johnson Controls, Inc. | GEO | LUX | GEO |  | ES_29976_GEO_02202018173617_6925470 | 85 | 2023-01-01
2318753 | Johnson Controls, Inc. | KONO | LUX | KONO |  | ES_29976_KONO_04172018163511_404474 | 85 | 2023-01-01
2318755 | Johnson Controls, Inc. | GEOx | LUX | GEOx |  | ES_29976_GEOx_04172018163942_2032129 | 85 | 2023-01-01
2354230 | Johnson Controls, Inc. | CS1 | LUX | CS1 |  | ES_21045_KONO_01152020101913_7202264 | 85 | 2023-01-01
2354246 | Johnson Controls, Inc. | KONOz | LUX | KONOz |  | ES_21045_KONO_01152020155408_7693597 | 85 | 2023-01-01
2354247 | Johnson Controls, Inc. | KONOzw | LUX | KONOzw |  | ES_21045_KONO_01152020134100_1489831 | 85 | 2023-01-01
2365403 | Lennox Industries | iComfort M30 Smart Thermostat | Lennox | iComfort M30 Smart Thermostat | Lennox | ES_1082495_iComfort M30 Smart Thermostat_08252020141522_2927057 | 85 | 2023-01-01
2383692 | Pro1 IAQ, Inc | T855iSH | PRO1 | T855iSH |  | ES_1146517_T855iSH_082320211118422_7226168 | 85 | 2023-01-01
2383693 | Pro1 IAQ, Inc | CT855iSH | PRO1 | CT855iSH |  | ES_1146517_CT855iSH_082320211118694_2626840 | 85 | 2023-01-01
2383694 | Pro1 IAQ, Inc | L47-696 | PRO1 | L47-696 |  | ES_1146517_L47-696_08232021111847_9289771 | 85 | 2023-01-01
2396765 | Pro1 IAQ, Inc | L48-188 | PRO1 | L48-188 |  | ES_1146517_L48-188_050920221504612_5233094 | 85 | 2023-01-01
2396766 | Pro1 IAQ, Inc | T701i | PRO1 | T701i |  | ES_1146517_T701i_050920221504520_4662233 | 85 | 2023-01-01
2396767 | Pro1 IAQ, Inc | L50-991 | PRO1 | L50-991 |  | ES_1146517_L50-991_050920221504898_8826153 | 85 | 2023-01-01
2396768 | Pro1 IAQ, Inc | T721i | PRO1 | T721i |  | ES_1146517_T721i_050920221504977_7134867 | 85 | 2023-01-01
2333888 | Resideo Technologies, Inc | Honeywell Home | Honeywell Home | RCHT9*10WF**** | RCHT9610WFSW2003, RCHT9610WFSW2019, RCHT9510WFW2001, RCHT9510WFW2017 | ES_1142622_Lyric_01042019143341_6844446 | 85 | 2023-01-01
2333898 | Resideo Technologies, Inc | THX321WF2003W | Honeywell Home | THX***WF****** | THX321WF2003W, THX321WFS2001W | ES_1142622_Lyric_02072019151824_2889673 | 85 | 2023-01-01
2338680 | Resideo Technologies, Inc | RTH6580WF | Honeywell Home | RTH6580 |  | ES_1142622_WiFi Smart Thermostat_05222019095742_1562005 | 85 | 2023-01-01
2342332 | Resideo Technologies, Inc | RTH9585WF****** | Honeywell Home | RTH9585WF**** | RTH9600WF**** | ES_1142622_TCC_08012019113822_1332055 | 85 | 2023-01-01
2342333 | Resideo Technologies, Inc | TCC | Honeywell Home | TH8110R**** |  | ES_1142622_TCC_08012019115942_5485193 | 85 | 2023-01-01

## NG Tankless WH
Qualified Product List for ENERGY STAR Certified NG Tankless Water Heaters
Greater Than or Equal to .92 UEF w. Electronic Ignition $300/unit
ENERGY STAR Unique ID | ENERGY STAR Partner | Brand Name | Model Name | Model Number | Type | Fuel | Vent Type | Uniform Energy Factor (UEF) | Date Added to List | Incentive
2387783 | A.O. Smith Corporation | American | T-H3-DV-N 1** | MCT-199I-N 1** | Gas Tankless | Natural Gas | Power Direct Vent | 0.93 | 2023-01-01 | 300
2387860 | A.O. Smith Corporation | American | T-H3-OS-N 1** | MCT-199O-N 1** | Gas Tankless | Natural Gas | Power Vent | 0.95 | 2023-01-01 | 300
2391304 | A.O. Smith Corporation | American | PC 34 150 * 2** | PC 34 150 * 2** | Gas Tankless | Natural Gas | Power Direct Vent | 0.92 | 2023-01-01 | 300
2391305 | A.O. Smith Corporation | American | PG10 34 150 2*V 2** | PG10 34 150 2*V 2** | Gas Tankless | Natural Gas | Power Direct Vent | 0.92 | 2023-01-01 | 300
2391303 | A.O. Smith Corporation | American | PGC3 34 150 2*V 2** | PGC3 34 150 2*V 2** | Gas Tankless | Natural Gas | Power Direct Vent | 0.92 | 2023-01-01 | 300
2391302 | A.O. Smith Corporation | American | PR 34 150 * 2** | PR 34 150 * 2** | Gas Tankless | Natural Gas | Power Direct Vent | 0.92 | 2023-01-01 | 300
2397466 | A.O. Smith Corporation | A. O. Smith | T-H3-DV-N 1** | ACT-199I-N 1** | Gas Tankless | Natural Gas | Power Direct Vent | 0.93 | 2023-01-01 | 300
2387877 | A.O. Smith Corporation | A. O. Smith | T-H3-OS-N 1** | ACT-199O-N 1** | Gas Tankless | Natural Gas | Power Vent | 0.95 | 2023-01-01 | 300
2387779 | A.O. Smith Corporation | A. O. Smith | T-H3J-DV-N 1** | ATI-240H 1** | Gas Tankless | Natural Gas | Power Vent | 0.94 | 2023-01-01 | 300
2387732 | A.O. Smith Corporation | American | T-H3J-OS-N | GT-240-NEH 1** | Gas Tankless | Natural Gas | Power Vent | 0.95 | 2023-01-01 | 300
2387771 | A.O. Smith Corporation | American | T-H3J-DV-N 1** | GT-240-NIH 1** | Gas Tankless | Natural Gas | Power Vent | 0.94 | 2023-01-01 | 300
2395199 | A.O. Smith Corporation | American | T-H3J-OS-N | GT-240X3-NEH 1** | Gas Tankless | Natural Gas | Power Vent | 0.95 | 2023-01-01 | 300
2395235 | A.O. Smith Corporation | American | T-H3J-DV-N 1** | GT-240X3-NIH 1** | Gas Tankless | Natural Gas | Power Vent | 0.94 | 2023-01-01 | 300
2387937 | A.O. Smith Corporation | American | T-H3S-OS-N | GT-340-NEH 1** | Gas Tankless | Natural Gas | Power Vent | 0.94 | 2023-01-01 | 300
2387828 | A.O. Smith Corporation | American | T-H3S-DV-N | GT-340-NIH 1** | Gas Tankless | Natural Gas | Power Direct Vent | 0.95 | 2023-01-01 | 300
2395211 | A.O. Smith Corporation | American | T-H3S-OS-N | GT-340X3-NEH 1** | Gas Tankless | Natural Gas | Power Vent | 0.94 | 2023-01-01 | 300
2395223 | A.O. Smith Corporation | American | T-H3S-DV-N | GT-340X3-NIH 1** | Gas Tankless | Natural Gas | Power Direct Vent | 0.95 | 2023-01-01 | 300
2387862 | A.O. Smith Corporation | American | T-H3-OS-N 1** | GT-540-NEH 1** | Gas Tankless | Natural Gas | Power Vent | 0.95 | 2023-01-01 | 300
2387785 | A.O. Smith Corporation | American | T-H3-DV-N 1** | GT-540-NIH 1** | Gas Tankless | Natural Gas | Power Direct Vent | 0.93 | 2023-01-01 | 300
2387861 | A.O. Smith Corporation | American | T-H3-OS-N 1** | GT-540P-NEH 1** | Gas Tankless | Natural Gas | Power Vent | 0.95 | 2023-01-01 | 300
2387784 | A.O. Smith Corporation | American | T-H3-DV-N 1** | GT-540P-NIH 1** | Gas Tankless | Natural Gas | Power Direct Vent | 0.93 | 2023-01-01 | 300
2387842 | A.O. Smith Corporation | American | T-H3-OS-N 1** | GT-540X3-NEH 1** | Gas Tankless | Natural Gas | Power Vent | 0.95 | 2023-01-01 | 300
2387746 | A.O. Smith Corporation | American | T-H3-DV-N 1** | GT-540X3-NIH 1** | Gas Tankless | Natural Gas | Power Direct Vent | 0.93 | 2023-01-01 | 300
2387918 | A.O. Smith Corporation | GSW WATER HEATERS | T-H3J-DV-N 1** | GSWT-240H-N 1** | Gas Tankless | Natural Gas | Power Vent | 0.94 | 2023-01-01 | 300
2387818 | A.O. Smith Corporation | GSW WATER HEATERS | T-H3S-DV-N | GSWT-340H-N 1** | Gas Tankless | Natural Gas | Power Direct Vent | 0.95 | 2023-01-01 | 300
2387758 | A.O. Smith Corporation | GSW WATER HEATERS | T-H3-DV-N 1** | GSWT-540H-N 1** | Gas Tankless | Natural Gas | Power Direct Vent | 0.93 | 2023-01-01 | 300
2387756 | A.O. Smith Corporation | GSW WATER HEATERS | T-H3-DV-N 1** | GSWT-540P-N 1** | Gas Tankless | Natural Gas | Power Direct Vent | 0.93 | 2023-01-01 | 300
2387752 | A.O. Smith Corporation | John Wood | T-H3-DV-N 1** | JCT-199-N 1** | Gas Tankless | Natural Gas | Power Direct Vent | 0.93 | 2023-01-01 | 300
2387916 | A.O. Smith Corporation | John Wood | T-H3J-DV-N 1** | JWT-240H-N 1** | Gas Tankless | Natural Gas | Power Vent | 0.94 | 2023-01-01 | 300
2395238 | A.O. Smith Corporation | A. O. Smith | T-H3J-DV-N 1** | ATI-240HX3-N 1** | Gas Tankless | Natural Gas | Power Vent | 0.94 | 2023-01-01 | 300
2387830 | A.O. Smith Corporation | A. O. Smith | T-H3S-DV-N | ATI-340H 1** | Gas Tankless | Natural Gas | Power Direct Vent | 0.95 | 2023-01-01 | 300
2395227 | A.O. Smith Corporation | A. O. Smith | T-H3S-DV-N | ATI-340HX3-N 1** | Gas Tankless | Natural Gas | Power Direct Vent | 0.95 | 2023-01-01 | 300
2387808 | A.O. Smith Corporation | A. O. Smith | T-H3-DV-N 1** | ATI-540H 1** | Gas Tankless | Natural Gas | Power Direct Vent | 0.93 | 2023-01-01 | 300
2387750 | A.O. Smith Corporation | A. O. Smith | T-H3-DV-N 1** | ATI-540HX3-N 1** | Gas Tankless | Natural Gas | Power Direct Vent | 0.93 | 2023-01-01 | 300
2387807 | A.O. Smith Corporation | A. O. Smith | T-H3-DV-N 1** | ATI-540P-N 1** | Gas Tankless | Natural Gas | Power Direct Vent | 0.93 | 2023-01-01 | 300
2387736 | A.O. Smith Corporation | A. O. Smith | T-H3J-OS-N | ATO-240H 1** | Gas Tankless | Natural Gas | Power Vent | 0.95 | 2023-01-01 | 300
2395203 | A.O. Smith Corporation | A. O. Smith | T-H3J-OS-N | ATO-240HX3-N 1** | Gas Tankless | Natural Gas | Power Vent | 0.95 | 2023-01-01 | 300
2387939 | A.O. Smith Corporation | A. O. Smith | T-H3S-OS-N | ATO-340H 1** | Gas Tankless | Natural Gas | Power Vent | 0.94 | 2023-01-01 | 300
2395215 | A.O. Smith Corporation | A. O. Smith | T-H3S-OS-N | ATO-340HX3-N 1** | Gas Tankless | Natural Gas | Power Vent | 0.94 | 2023-01-01 | 300
2387879 | A.O. Smith Corporation | A. O. Smith | T-H3-OS-N 1** | ATO-540H 1** | Gas Tankless | Natural Gas | Power Vent | 0.95 | 2023-01-01 | 300
2387846 | A.O. Smith Corporation | A. O. Smith | T-H3-OS-N 1** | ATO-540HX3-N 1** | Gas Tankless | Natural Gas | Power Vent | 0.95 | 2023-01-01 | 300
2387878 | A.O. Smith Corporation | A. O. Smith | T-H3-OS-N 1** | ATO-540P-N 1** | Gas Tankless | Natural Gas | Power Vent | 0.95 | 2023-01-01 | 300
2391301 | A.O. Smith Corporation | A. O. Smith | BSS 150 2** | BSS 150 2** | Gas Tankless | Natural Gas | Power Direct Vent | 0.92 | 2023-01-01 | 300
2391300 | A.O. Smith Corporation | A. O. Smith | GSP 150 2** | GSP 150 2** | Gas Tankless | Natural Gas | Power Direct Vent | 0.92 | 2023-01-01 | 300
2387778 | A.O. Smith Corporation | A. O. Smith | T-H3J-DV-N 1** | GT15-240-NI 1** | Gas Tankless | Natural Gas | Power Vent | 0.94 | 2023-01-01 | 300
2387734 | A.O. Smith Corporation | A. O. Smith | T-H3J-OS-N | GT15-240-NO 1** | Gas Tankless | Natural Gas | Power Vent | 0.95 | 2023-01-01 | 300
2387832 | A.O. Smith Corporation | A. O. Smith | T-H3S-DV-N | GT15-340-NI 1** | Gas Tankless | Natural Gas | Power Direct Vent | 0.95 | 2023-01-01 | 300
2387805 | A.O. Smith Corporation | A. O. Smith | T-H3-DV-N 1** | GT15-540-NI 1** | Gas Tankless | Natural Gas | Power Direct Vent | 0.93 | 2023-01-01 | 300
2387876 | A.O. Smith Corporation | A. O. Smith | T-H3-OS-N 1** | GT15-540-NO 1** | Gas Tankless | Natural Gas | Power Vent | 0.95 | 2023-01-01 | 300
2387806 | A.O. Smith Corporation | A. O. Smith | T-H3-DV-N 1** | GT15-540P-NI 1** | Gas Tankless | Natural Gas | Power Direct Vent | 0.93 | 2023-01-01 | 300
2387804 | A.O. Smith Corporation | A. O. Smith | T-H3-DV-N 1** | GT15C-540NI 1** | Gas Tankless | Natural Gas | Power Direct Vent | 0.93 | 2023-01-01 | 300
2387840 | A.O. Smith Corporation | A. O. Smith | T-H3-OS-N 1** | TK-540X3-NEH 1** | Gas Tankless | Natural Gas | Power Vent | 0.95 | 2023-01-01 | 300
2387743 | A.O. Smith Corporation | A. O. Smith | T-H3-DV-N 1** | TK-540X3-NIH 1** | Gas Tankless | Natural Gas | Power Direct Vent | 0.93 | 2023-01-01 | 300
2387816 | A.O. Smith Corporation | John Wood | T-H3S-DV-N | JWT-340H-N 1** | Gas Tankless | Natural Gas | Power Direct Vent | 0.95 | 2023-01-01 | 300
2387754 | A.O. Smith Corporation | John Wood | T-H3-DV-N 1** | JWT-540H-N 1** | Gas Tankless | Natural Gas | Power Direct Vent | 0.93 | 2023-01-01 | 300
2401195 | A.O. Smith Corporation | John Wood | T-H3-DV-N 1** | JWT-540P-NIH 1** | Gas Tankless | Natural Gas | Power Direct Vent | 0.93 | 2023-01-01 | 300
2387763 | A.O. Smith Corporation | Lochinvar | T-H3-DV-N 1** | LCT-199I-N 1** | Gas Tankless | Natural Gas | Power Direct Vent | 0.93 | 2023-01-01 | 300
2387850 | A.O. Smith Corporation | Lochinvar | T-H3-OS-N 1** | LCT-199O-N 1** | Gas Tankless | Natural Gas | Power Vent | 0.95 | 2023-01-01 | 300
2387926 | A.O. Smith Corporation | Lochinvar | T-H3J-DV-N 1** | LTI-240H-N 1** | Gas Tankless | Natural Gas | Power Vent | 0.94 | 2023-01-01 | 300
2395229 | A.O. Smith Corporation | Lochinvar | T-H3J-DV-N 1** | LTI-240X3-N 1** | Gas Tankless | Natural Gas | Power Vent | 0.94 | 2023-01-01 | 300
2387826 | A.O. Smith Corporation | Lochinvar | T-H3S-DV-N | LTI-340H-N 1** | Gas Tankless | Natural Gas | Power Direct Vent | 0.95 | 2023-01-01 | 300
2395217 | A.O. Smith Corporation | Lochinvar | T-H3S-DV-N | LTI-340X3-N 1** | Gas Tankless | Natural Gas | Power Direct Vent | 0.95 | 2023-01-01 | 300
2387765 | A.O. Smith Corporation | Lochinvar | T-H3-DV-N 1** | LTI-540H-N 1** | Gas Tankless | Natural Gas | Power Direct Vent | 0.93 | 2023-01-01 | 300
2387740 | A.O. Smith Corporation | Lochinvar | T-H3-DV-N 1** | LTI-540HX3-N 1** | Gas Tankless | Natural Gas | Power Direct Vent | 0.93 | 2023-01-01 | 300
2387764 | A.O. Smith Corporation | Lochinvar | T-H3-DV-N 1** | LTI-540P-N 1** | Gas Tankless | Natural Gas | Power Direct Vent | 0.93 | 2023-01-01 | 300
2387730 | A.O. Smith Corporation | Lochinvar | T-H3J-OS-N | LTO-240H-N 1** | Gas Tankless | Natural Gas | Power Vent | 0.95 | 2023-01-01 | 300
2395192 | A.O. Smith Corporation | Lochinvar | T-H3J-OS-N | LTO-240X3-N 1** | Gas Tankless | Natural Gas | Power Vent | 0.95 | 2023-01-01 | 300
2387935 | A.O. Smith Corporation | Lochinvar | T-H3S-OS-N | LTO-340H-N 1** | Gas Tankless | Natural Gas | Power Vent | 0.94 | 2023-01-01 | 300
2395205 | A.O. Smith Corporation | Lochinvar | T-H3S-OS-N | LTO-340X3-N 1** | Gas Tankless | Natural Gas | Power Vent | 0.94 | 2023-01-01 | 300
2387853 | A.O. Smith Corporation | Lochinvar | T-H3-OS-N 1** | LTO-540H-N 1** | Gas Tankless | Natural Gas | Power Vent | 0.95 | 2023-01-01 | 300
2387835 | A.O. Smith Corporation | Lochinvar | T-H3-OS-N 1** | LTO-540HX3-N 1** | Gas Tankless | Natural Gas | Power Vent | 0.95 | 2023-01-01 | 300
2387851 | A.O. Smith Corporation | Lochinvar | T-H3-OS-N 1** | LTO-540P-N 1** | Gas Tankless | Natural Gas | Power Vent | 0.95 | 2023-01-01 | 300
2391297 | A.O. Smith Corporation | Lochinvar | SCN150-035 2** | SCN150-035 2** | Gas Tankless | Natural Gas | Power Direct Vent | 0.92 | 2023-01-01 | 300
2391299 | A.O. Smith Corporation | Lochinvar | SWN150-035 2** | SWN150-035 2** | Gas Tankless | Natural Gas | Power Direct Vent | 0.92 | 2023-01-01 | 300
2387820 | A.O. Smith Corporation | U.S. Craftmaster | T-H3S-DV-N | GTU-340-NIH 1** | Gas Tankless | Natural Gas | Power Direct Vent | 0.95 | 2023-01-01 | 300
2387856 | A.O. Smith Corporation | U.S. Craftmaster | T-H3-OS-N 1** | GTU-540-NEH 1** | Gas Tankless | Natural Gas | Power Vent | 0.95 | 2023-01-01 | 300
2387803 | A.O. Smith Corporation | U.S. Craftmaster | T-H3-DV-N 1** | GTU-540-NIH 1** | Gas Tankless | Natural Gas | Power Direct Vent | 0.93 | 2023-01-01 | 300
2387852 | A.O. Smith Corporation | U.S. Craftmaster | T-H3-OS-N 1** | GTU-540P-NEH 1** | Gas Tankless | Natural Gas | Power Vent | 0.95 | 2023-01-01 | 300
2387767 | A.O. Smith Corporation | U.S. Craftmaster | T-H3-DV-N 1** | GTU-540P-NIH 1** | Gas Tankless | Natural Gas | Power Direct Vent | 0.93 | 2023-01-01 | 300
2387728 | A.O. Smith Corporation | RELIANCE WATER HEATERS | T-H3J-OS-N | TS-240-GEH 1** | Gas Tankless | Natural Gas | Power Vent | 0.95 | 2023-01-01 | 300
2387773 | A.O. Smith Corporation | RELIANCE WATER HEATERS | T-H3J-DV-N 1** | TS-240-GIH 1** | Gas Tankless | Natural Gas | Power Vent | 0.94 | 2023-01-01 | 300
2395195 | A.O. Smith Corporation | RELIANCE WATER HEATERS | T-H3J-OS-N | TS-240X3-GEH 1** | Gas Tankless | Natural Gas | Power Vent | 0.95 | 2023-01-01 | 300
2395231 | A.O. Smith Corporation | RELIANCE WATER HEATERS | T-H3J-DV-N 1** | TS-240X3-GIH 1** | Gas Tankless | Natural Gas | Power Vent | 0.94 | 2023-01-01 | 300
2387925 | A.O. Smith Corporation | RELIANCE WATER HEATERS | T-H3S-OS-N | TS-340-GEH 1** | Gas Tankless | Natural Gas | Power Vent | 0.94 | 2023-01-01 | 300
2387825 | A.O. Smith Corporation | RELIANCE WATER HEATERS | T-H3S-DV-N | TS-340-GIH 1** | Gas Tankless | Natural Gas | Power Direct Vent | 0.95 | 2023-01-01 | 300
2395207 | A.O. Smith Corporation | RELIANCE WATER HEATERS | T-H3S-OS-N | TS-340X3-GEH 1** | Gas Tankless | Natural Gas | Power Vent | 0.94 | 2023-01-01 | 300
2395219 | A.O. Smith Corporation | RELIANCE WATER HEATERS | T-H3S-DV-N | TS-340X3-GIH 1** | Gas Tankless | Natural Gas | Power Direct Vent | 0.95 | 2023-01-01 | 300
2387866 | A.O. Smith Corporation | RELIANCE WATER HEATERS | T-H3-OS-N 1** | TS-540-GEH 1** | Gas Tankless | Natural Gas | Power Vent | 0.95 | 2023-01-01 | 300
2387789 | A.O. Smith Corporation | RELIANCE WATER HEATERS | T-H3-DV-N 1** | TS-540-GIH 1** | Gas Tankless | Natural Gas | Power Direct Vent | 0.93 | 2023-01-01 | 300
2387865 | A.O. Smith Corporation | RELIANCE WATER HEATERS | T-H3-OS-N 1** | TS-540P-GEH 1** | Gas Tankless | Natural Gas | Power Vent | 0.95 | 2023-01-01 | 300
2387788 | A.O. Smith Corporation | RELIANCE WATER HEATERS | T-H3-DV-N 1** | TS-540P-GIH 1** | Gas Tankless | Natural Gas | Power Direct Vent | 0.93 | 2023-01-01 | 300
2387837 | A.O. Smith Corporation | RELIANCE WATER HEATERS | T-H3-OS-N 1** | TS-540X3-GEH 1** | Gas Tankless | Natural Gas | Power Vent | 0.95 | 2023-01-01 | 300
2387744 | A.O. Smith Corporation | RELIANCE WATER HEATERS | T-H3-DV-N 1** | TS-540X3-GIH 1** | Gas Tankless | Natural Gas | Power Direct Vent | 0.93 | 2023-01-01 | 300
2391294 | A.O. Smith Corporation | State | GHX 34 150 * 2** | GHX 34 150 * 2** | Gas Tankless | Natural Gas | Power Direct Vent | 0.92 | 2023-01-01 | 300
2387726 | A.O. Smith Corporation | State | T-H3J-OS-N | GTS-240-NEH 1** | Gas Tankless | Natural Gas | Power Vent | 0.95 | 2023-01-01 | 300
2387775 | A.O. Smith Corporation | State | T-H3J-DV-N 1** | GTS-240-NIH 1** | Gas Tankless | Natural Gas | Power Vent | 0.94 | 2023-01-01 | 300
2395201 | A.O. Smith Corporation | State | T-H3J-OS-N | GTS-240X3-NEH 1** | Gas Tankless | Natural Gas | Power Vent | 0.95 | 2023-01-01 | 300
2395237 | A.O. Smith Corporation | State | T-H3J-DV-N 1** | GTS-240X3-NIH 1** | Gas Tankless | Natural Gas | Power Vent | 0.94 | 2023-01-01 | 300
2387922 | A.O. Smith Corporation | State | T-H3S-OS-N | GTS-340-NEH 1** | Gas Tankless | Natural Gas | Power Vent | 0.94 | 2023-01-01 | 300
2387823 | A.O. Smith Corporation | State | T-H3S-DV-N | GTS-340-NIH 1** | Gas Tankless | Natural Gas | Power Direct Vent | 0.95 | 2023-01-01 | 300
2395213 | A.O. Smith Corporation | State | T-H3S-OS-N | GTS-340X3-NEH 1** | Gas Tankless | Natural Gas | Power Vent | 0.94 | 2023-01-01 | 300
2395225 | A.O. Smith Corporation | State | T-H3S-DV-N | GTS-340X3-NIH 1** | Gas Tankless | Natural Gas | Power Direct Vent | 0.95 | 2023-01-01 | 300
2387872 | A.O. Smith Corporation | State | T-H3-OS-N 1** | GTS-540-NEH 1** | Gas Tankless | Natural Gas | Power Vent | 0.95 | 2023-01-01 | 300
2387795 | A.O. Smith Corporation | State | T-H3-DV-N 1** | GTS-540-NIH 1** | Gas Tankless | Natural Gas | Power Direct Vent | 0.93 | 2023-01-01 | 300
2387871 | A.O. Smith Corporation | State | T-H3-OS-N 1** | GTS-540P-NEH 1** | Gas Tankless | Natural Gas | Power Vent | 0.95 | 2023-01-01 | 300
2387794 | A.O. Smith Corporation | State | T-H3-DV-N 1** | GTS-540P-NIH 1** | Gas Tankless | Natural Gas | Power Direct Vent | 0.93 | 2023-01-01 | 300
2387844 | A.O. Smith Corporation | State | T-H3-OS-N 1** | GTS-540X3-NEH 1** | Gas Tankless | Natural Gas | Power Vent | 0.95 | 2023-01-01 | 300
2387748 | A.O. Smith Corporation | State | T-H3-DV-N 1** | GTS-540X3-NIH 1** | Gas Tankless | Natural Gas | Power Direct Vent | 0.93 | 2023-01-01 | 300
2387793 | A.O. Smith Corporation | State | T-H3-DV-N 1** | SCT-199I-N 1** | Gas Tankless | Natural Gas | Power Direct Vent | 0.93 | 2023-01-01 | 300
2387870 | A.O. Smith Corporation | State | T-H3-OS-N 1** | SCT-199O-N 1** | Gas Tankless | Natural Gas | Power Vent | 0.95 | 2023-01-01 | 300
2391295 | A.O. Smith Corporation | State | SPC 34 150 *E 2** | SPC 34 150 *E 2** | Gas Tankless | Natural Gas | Power Direct Vent | 0.92 | 2023-01-01 | 300
2387812 | A.O. Smith Corporation | Takagi | T-H3-DV-N 1** | TCT-199I-N 1** | Gas Tankless | Natural Gas | Power Direct Vent | 0.93 | 2023-01-01 | 300
2387883 | A.O. Smith Corporation | Takagi | T-H3-OS-N 1** | TCT-199O-N 1** | Gas Tankless | Natural Gas | Power Vent | 0.95 | 2023-01-01 | 300
2387814 | A.O. Smith Corporation | Takagi | T-H3-DV-N 1** | T-H3-DV-N 1** | Gas Tankless | Natural Gas | Power Direct Vent | 0.93 | 2023-01-01 | 300
2387801 | A.O. Smith Corporation | Takagi | T-H3J-DV-N 1** | T-H3J-DV-N 1** | Gas Tankless | Natural Gas | Power Vent | 0.94 | 2023-01-01 | 300
2387738 | A.O. Smith Corporation | Takagi | T-H3J-OS-N | T-H3J-OS-N 1** | Gas Tankless | Natural Gas | Power Vent | 0.95 | 2023-01-01 | 300
2387885 | A.O. Smith Corporation | Takagi | T-H3-OS-N 1** | T-H3-OS-N 1** | Gas Tankless | Natural Gas | Power Vent | 0.95 | 2023-01-01 | 300
2387834 | A.O. Smith Corporation | Takagi | T-H3S-DV-N | T-H3S-DV-N 1** | Gas Tankless | Natural Gas | Power Direct Vent | 0.95 | 2023-01-01 | 300
2387974 | A.O. Smith Corporation | Takagi | T-H3S-OS-N | T-H3S-OS-N 1** | Gas Tankless | Natural Gas | Power Vent | 0.94 | 2023-01-01 | 300
2395197 | A.O. Smith Corporation | Takagi | T-H3J-OS-N | TK-240X3-NEH 1** | Gas Tankless | Natural Gas | Power Vent | 0.95 | 2023-01-01 | 300
2395233 | A.O. Smith Corporation | Takagi | T-H3J-DV-N 1** | TK-240X3-NIH 1** | Gas Tankless | Natural Gas | Power Vent | 0.94 | 2023-01-01 | 300
2395209 | A.O. Smith Corporation | Takagi | T-H3S-OS-N | TK-340X3-NEH 1** | Gas Tankless | Natural Gas | Power Vent | 0.94 | 2023-01-01 | 300
2395221 | A.O. Smith Corporation | Takagi | T-H3S-DV-N | TK-340X3-NIH 1** | Gas Tankless | Natural Gas | Power Direct Vent | 0.95 | 2023-01-01 | 300
2387884 | A.O. Smith Corporation | Takagi | T-H3-OS-N 1** | TK-540P-NEH 1** | Gas Tankless | Natural Gas | Power Vent | 0.95 | 2023-01-01 | 300
2387813 | A.O. Smith Corporation | Takagi | T-H3-DV-N 1** | TK-540P-NIH 1** | Gas Tankless | Natural Gas | Power Direct Vent | 0.93 | 2023-01-01 | 300
2387723 | A.O. Smith Corporation | U.S. Craftmaster | T-H3J-OS-N | GTU-240-NEH 1** | Gas Tankless | Natural Gas | Power Vent | 0.95 | 2023-01-01 | 300
2387769 | A.O. Smith Corporation | U.S. Craftmaster | T-H3J-DV-N 1** | GTU-240-NIH 1** | Gas Tankless | Natural Gas | Power Vent | 0.94 | 2023-01-01 | 300
2387921 | A.O. Smith Corporation | U.S. Craftmaster | T-H3S-OS-N | GTU-340-NEH 1** | Gas Tankless | Natural Gas | Power Vent | 0.94 | 2023-01-01 | 300
2403229 | Glow Technologies Inc | Glow Brand | T150 | T150 | Gas Tankless | Natural Gas |  | 0.94 | 2023-01-01 | 300
2403451 | Glow Technologies Inc | Glow Brand | T180 | T180 | Gas Tankless | Natural Gas |  | 0.95 | 2023-01-01 | 300
2390246 | Ariston Thermo USA, LLC | HTP | Crossover | CGH-199* | Gas Tankless | Natural Gas | Direct Vent | 0.92 | 2023-01-01 | 300
2390244 | Ariston Thermo USA, LLC | HTP | Crossover | RGH-150* | Gas Tankless | Natural Gas | Power Direct Vent | 0.94 | 2023-01-01 | 300
2390245 | Ariston Thermo USA, LLC | HTP | Crossover | RGH-199* | Gas Tankless | Natural Gas | Power Direct Vent | 0.92 | 2023-01-01 | 300
2394447 | Bosch Thermotechnology Corporation | Bosch | Greentherm | T9800 SE 160 | Gas Tankless | Natural Gas | Direct Vent | 0.92 | 2023-01-01 | 300
2394444 | Bosch Thermotechnology Corporation | Bosch | Greentherm | T9800 SE 199 | Gas Tankless | Natural Gas | Direct Vent | 0.96 | 2023-01-01 | 300
2394446 | Bosch Thermotechnology Corporation | Bosch | Greentherm | T9800 SEO 160 | Gas Tankless | Natural Gas | Direct Vent | 0.92 | 2023-01-01 | 300
2394443 | Bosch Thermotechnology Corporation | Bosch | Greentherm | T9800 SEO 199 | Gas Tankless | Natural Gas | Direct Vent | 0.96 | 2023-01-01 | 300
2394442 | Bosch Thermotechnology Corporation | Bosch | Greentherm | T9900I SE 199 | Gas Tankless | Natural Gas | Direct Vent | 0.96 | 2023-01-01 | 300
2394445 | Bosch Thermotechnology Corporation | Bosch | Greentherm | T9900 SE 160 | Gas Tankless | Natural Gas | Direct Vent | 0.92 | 2023-01-01 | 300
2394664 | Bosch Thermotechnology Corporation | Bosch | Greentherm | T9900 SE 199 | Gas Tankless | Natural Gas | Direct Vent | 0.96 | 2023-01-01 | 300
2394492 | Bosch Thermotechnology Corporation | Bradford White | RTG-K-160N2 | RTG-K-160N1 | Gas Tankless | Natural Gas | Direct Vent | 0.92 | 2023-01-01 | 300
2394493 | Bosch Thermotechnology Corporation | Bradford White | RTG-K-160N2 | RTG-K-160N2 | Gas Tankless | Natural Gas | Direct Vent | 0.92 | 2023-01-01 | 300
2394491 | Bosch Thermotechnology Corporation | Bradford White | RTG-K-199N1 | RTG-K-199N1 | Gas Tankless | Natural Gas | Direct Vent | 0.96 | 2023-01-01 | 300
2394490 | Bosch Thermotechnology Corporation | Bradford White | RTG-K-199N2 | RTG-K-199N2 | Gas Tankless | Natural Gas | Direct Vent | 0.96 | 2023-01-01 | 300
2395164 | Bosch Thermotechnology Corporation | Bradford White | RTGL 160N1 | RTGL 160N1 | Gas Tankless | Natural Gas | Direct Vent | 0.92 | 2023-01-01 | 300
2395163 | Bosch Thermotechnology Corporation | Bradford White | RTGL 199N1 | RTGL 199N1 | Gas Tankless | Natural Gas | Direct Vent | 0.96 | 2023-01-01 | 300
2394365 | Bradford White Corporation | Bradford White | RTGR199N1 | RTGR199N1 | Gas Tankless | Natural Gas | Power Direct Vent | 0.95 | 2023-01-01 | 300
2394367 | Bradford White Corporation | Bradford White | RTGS199N1 | RTGS199N1 | Gas Tankless | Natural Gas | Power Direct Vent | 0.95 | 2023-01-01 | 300
2394402 | Bradford White Corporation | Laars | LT199NRX1 | LT199NRX1 | Gas Tankless | Natural Gas | Power Direct Vent | 0.95 | 2023-01-01 | 300
2394403 | Bradford White Corporation | Laars | LT199NXX1 | LT199NXX1 | Gas Tankless | Natural Gas | Power Direct Vent | 0.95 | 2023-01-01 | 300
2394400 | Bradford White Corporation | Laars | LT199PXX1 | LT199PRX1 | Gas Tankless | Natural Gas | Power Direct Vent | 0.95 | 2023-01-01 | 300
2394401 | Bradford White Corporation | Laars | LT199PXX1 | LT199PXX1 | Gas Tankless | Natural Gas | Power Direct Vent | 0.95 | 2023-01-01 | 300
2404894 | Rheem Sales Company, Inc. | Rheem | Rheem | ECERTGH-S*10* | Gas Tankless | Natural Gas | Direct Vent | 0.96 | 2023-01-01 | 300
2404893 | Rheem Sales Company, Inc. | Rheem | Rheem | ECERTGH-S*11* | Gas Tankless | Natural Gas | Direct Vent | 0.96 | 2023-01-01 | 300
2391115 | Rheem Sales Company, Inc. | Rheem | RTGH-160DVL | ECOH160DVLN-2 | Gas Tankless | Natural Gas | Direct Vent | 0.93 | 2023-01-01 | 300
2391178 | Rheem Sales Company, Inc. | Rheem | RTGH-84XLN-2 | ECOH160XLN-2 | Gas Tankless | Natural Gas | Power Vent | 0.93 | 2023-01-01 | 300
2401024 | HVAC Distributing, LLC. | MRCOOL | MRCOOL | MHWH199NCNU | Gas Tankless | Natural Gas | Power Vent | 0.93 | 2023-01-01 | 300
2389419 | Navien, Inc. | Navien | NPE-150S2 | NPE-150S2 | Gas Tankless | Natural Gas | Power Direct Vent | 0.93 | 2023-01-01 | 300
2389425 | Navien, Inc. | Navien | NPE-180A2 | NPE-180A2 | Gas Tankless | Natural Gas | Power Direct Vent | 0.95 | 2023-01-01 | 300
2389422 | Navien, Inc. | Navien | NPE-180S2 | NPE-180S2 | Gas Tankless | Natural Gas | Power Direct Vent | 0.96 | 2023-01-01 | 300
2389424 | Navien, Inc. | Navien | NPE-210A2 | NPE-210A2 | Gas Tankless | Natural Gas | Power Direct Vent | 0.95 | 2023-01-01 | 300
2389421 | Navien, Inc. | Navien | NPE-210S2 | NPE-210S2 | Gas Tankless | Natural Gas | Power Direct Vent | 0.96 | 2023-01-01 | 300
2389423 | Navien, Inc. | Navien | NPE-240A2 | NPE-240A2 | Gas Tankless | Natural Gas | Power Direct Vent | 0.95 | 2023-01-01 | 300
2389420 | Navien, Inc. | Navien | NPE-240S2 | NPE-240S2 | Gas Tankless | Natural Gas | Power Direct Vent | 0.96 | 2023-01-01 | 300
2390728 | Noritz America Corporation | Noritz | EZ111DV (GQ-C3259WX-FF US) | EZ111DV (GQ-C3259WX-FF US) | Gas Tankless | Natural Gas | Direct Vent | 0.96 | 2023-01-01 | 300
2390733 | Noritz America Corporation | Noritz | EZ111DV (GQ-C3260WX-FF US) | EZ111DV (GQ-C3260WX-FF US) | Gas Tankless | Natural Gas | Direct Vent | 0.96 | 2023-01-01 | 300
2390725 | Noritz America Corporation | Noritz | EZ98DV (GQ-C2859WX-FF US) | EZ98DV (GQ-C2859WX-FF US) | Gas Tankless | Natural Gas | Direct Vent | 0.96 | 2023-01-01 | 300
2390737 | Noritz America Corporation | Noritz | EZ98DV (GQ-C2860WX-FF US) | EZ98DV (GQ-C2860WX-FF US) | Gas Tankless | Natural Gas | Power Direct Vent | 0.96 | 2023-01-01 | 300
2390730 | Noritz America Corporation | Noritz | NCC199CDV (GQ-C3259WZ-FF US) | NCC199CDV (GQ-C3259WZ-FF US) | Gas Tankless | Natural Gas | Direct Vent | 0.96 | 2023-01-01 | 300
2390735 | Noritz America Corporation | Noritz | NCC199CDV (GQ-C3260WZ-FF US) | NCC199CDV (GQ-C3260WZ-FF US) | Gas Tankless | Natural Gas | Power Direct Vent | 0.96 | 2023-01-01 | 300
2390729 | Noritz America Corporation | Noritz | NRC98OD (GQ-C2857WS US) | NRC98OD (GQ-C2857WS US) | Gas Tankless | Natural Gas | Atmospheric Vent | 0.92 | 2023-01-01 | 300
2385074 | Noritz America Corporation | Noritz | NRCP1112 | NRCP1112-DV-NG | Gas Tankless | Natural Gas | Direct Vent | 0.94 | 2023-01-01 | 300
2390731 | Noritz America Corporation | Noritz | NRCP111-DV | NRCP111-DV | Gas Tankless | Natural Gas | Direct Vent | 0.94 | 2023-01-01 | 300
2385061 | Noritz America Corporation | Noritz | NRCP982 | NRCP982-DV-NG | Gas Tankless | Natural Gas | Direct Vent | 0.94 | 2023-01-01 | 300
2390732 | Noritz America Corporation | Noritz | NRCP98-DV | NRCP98-DV | Gas Tankless | Natural Gas | Direct Vent | 0.94 | 2023-01-01 | 300
2390738 | Noritz America Corporation | Noritz | NRCR111DV (GQ-C3260WXQ-FF US) | NRCR111DV (GQ-C3260WXQ-FF US) | Gas Tankless | Natural Gas | Power Direct Vent | 0.96 | 2023-01-01 | 300
2390736 | Noritz America Corporation | Noritz | NRCR92DV (GQ-C2660WXQ-FF US) | NRCR92DV (GQ-C2660WXQ-FF US) | Gas Tankless | Natural Gas | Power Direct Vent | 0.95 | 2023-01-01 | 300
2390739 | P. B. Heat, LLC | PAVILION | PR199DV (GQ-C3260WXQ-FF PB US) | PR199DV (GQ-C3260WXQ-FF PB US) | Gas Tankless | Natural Gas | Power Direct Vent | 0.96 | 2023-01-01 | 300
2390734 | P. B. Heat, LLC | PAVILION | UT199DV (GQ-C3260WX-FF PB US) | UT199DV (GQ-C3260WX-FF PB US) | Gas Tankless | Natural Gas | Direct Vent | 0.96 | 2023-01-01 | 300
2391122 | Rheem Sales Company, Inc. | Rheem | RTGH-160DVL | CECOH160DVLN-2 | Gas Tankless | Natural Gas | Direct Vent | 0.93 | 2023-01-01 | 300
2391131 | Rheem Sales Company, Inc. | Rheem | RTGH-180DVL | CECOH180DVLN-2 | Gas Tankless | Natural Gas | Direct Vent | 0.93 | 2023-01-01 | 300
2391142 | Rheem Sales Company, Inc. | Rheem | RTGH-199DVL | CECOH200DVLN-2 | Gas Tankless | Natural Gas | Direct Vent | 0.93 | 2023-01-01 | 300
2404845 | Rheem Sales Company, Inc. | Rheem | RTGH-160DVL | CRTGH-84DVLN-2 | Gas Tankless | Natural Gas | Power Direct Vent | 0.93 | 2023-01-01 | 300
2404843 | Rheem Sales Company, Inc. | Rheem | RTGH-180DVL | CRTGH-90DVLN-2 | Gas Tankless | Natural Gas | Power Direct Vent | 0.93 | 2023-01-01 | 300
2391145 | Rheem Sales Company, Inc. | Rheem | RTGH-199DVL | CRTGH-95DVLN-2 | Gas Tankless | Natural Gas |  | 0.93 | 2023-01-01 | 300
2404897 | Rheem Sales Company, Inc. | Rheem | Rheem | CRTGH-S*10* | Gas Tankless | Natural Gas | Direct Vent | 0.96 | 2023-01-01 | 300
2404896 | Rheem Sales Company, Inc. | Rheem | Rheem | CRTGH-S*11* | Gas Tankless | Natural Gas | Direct Vent | 0.96 | 2023-01-01 | 300
2391113 | Rheem Sales Company, Inc. | Rheem | RTGH-160DVL | DCRTGH84DVLN-2 | Gas Tankless | Natural Gas | Direct Vent | 0.93 | 2023-01-01 | 300
2404844 | Rheem Sales Company, Inc. | Rheem | RTGH-199DVL | DCRTGH95DVLN-2 | Gas Tankless | Natural Gas | Power Direct Vent | 0.93 | 2023-01-01 | 300
2391160 | Rheem Sales Company, Inc. | Rheem | RTGH-95XLN-2 | RTGH-95XLN-2 | Gas Tankless | Natural Gas | Power Vent | 0.93 | 2023-01-01 | 300
2391053 | Rheem Sales Company, Inc. | Rheem | RTGH-C95DVLN | RTGH-C95DVLN | Gas Tankless | Natural Gas | Power Direct Vent | 0.93 | 2023-01-01 | 300
2391055 | Rheem Sales Company, Inc. | Rheem | RTGH-C95XLN | RTGH-C95XLN | Gas Tankless | Natural Gas | Power Vent | 0.93 | 2023-01-01 | 300
2391292 | Rheem Sales Company, Inc. | Rheem | RTGH-95DVLN-1 | RTGH-CM95DVLN | Gas Tankless | Natural Gas | Power Direct Vent | 0.93 | 2023-01-01 | 300
2391291 | Rheem Sales Company, Inc. | Rheem | RUTGH-199XL | RTGH-CM95XLN | Gas Tankless | Natural Gas | Power Direct Vent | 0.93 | 2023-01-01 | 300
2391147 | Rheem Sales Company, Inc. | Rheem | Alabama | RTGH-RH10DVLN * | Gas Tankless | Natural Gas | Power Direct Vent | 0.94 | 2023-01-01 | 300
2391146 | Rheem Sales Company, Inc. | Rheem | Alabama | RTGH-RH11DVLN * | Gas Tankless | Natural Gas | Power Direct Vent | 0.94 | 2023-01-01 | 300
2398266 | Rheem Sales Company, Inc. | Rheem | Rheem | RTGH-S*10* | Gas Tankless | Natural Gas | Direct Vent | 0.96 | 2023-01-01 | 300
2398276 | Rheem Sales Company, Inc. | Rheem | Rheem | RTGH-S*11* | Gas Tankless | Natural Gas | Direct Vent | 0.96 | 2023-01-01 | 300
2404860 | Rheem Sales Company, Inc. | Rheem | Rheem | RTGH-S*84* | Gas Tankless | Natural Gas | Direct Vent | 0.96 | 2023-01-01 | 300
2391155 | Rheem Sales Company, Inc. | Rheem | Alabama | RUTGH-RH10DVLN * | Gas Tankless | Natural Gas | Power Direct Vent | 0.94 | 2023-01-01 | 300
2391156 | Rheem Sales Company, Inc. | Rheem | Alabama | RUTGH-RH10DVLP * | Gas Tankless | Natural Gas | Power Direct Vent | 0.94 | 2023-01-01 | 300
2391124 | Rheem Sales Company, Inc. | Rheem | RTGH-180DVL | ECOH180DVLN-2 | Gas Tankless | Natural Gas | Direct Vent | 0.93 | 2023-01-01 | 300
2404840 | Rheem Sales Company, Inc. | Rheem | RTP-199 | ECOH180DVRHLN * | Gas Tankless | Natural Gas | Power Direct Vent | 0.94 | 2023-01-01 | 300
2391171 | Rheem Sales Company, Inc. | Rheem | RTGH-90XLN-2 | ECOH180XLN-2 | Gas Tankless | Natural Gas | Power Vent | 0.93 | 2023-01-01 | 300
2391136 | Rheem Sales Company, Inc. | Rheem | RTGH-199DVL | ECOH200DVLN-2 | Gas Tankless | Natural Gas | Direct Vent | 0.93 | 2023-01-01 | 300
2391150 | Rheem Sales Company, Inc. | Rheem | Alabama | ECOH200DVRHLN * | Gas Tankless | Natural Gas | Power Direct Vent | 0.94 | 2023-01-01 | 300
2391164 | Rheem Sales Company, Inc. | Rheem | RTGH-95XLN-2 | ECOH200XLN-2 | Gas Tankless | Natural Gas | Power Vent | 0.93 | 2023-01-01 | 300
2391111 | Rheem Sales Company, Inc. | Rheem | RTGH-160DVL | RTGH-84DVLN-2 | Gas Tankless | Natural Gas | Direct Vent | 0.93 | 2023-01-01 | 300
2391162 | Rheem Sales Company, Inc. | Rheem | RTGH-84XLN-2 | RTGH-84XLN-2 | Gas Tankless | Natural Gas | Power Vent | 0.93 | 2023-01-01 | 300
2391123 | Rheem Sales Company, Inc. | Rheem | RTGH-180DVL | RTGH-90DVLN-2 | Gas Tankless | Natural Gas | Direct Vent | 0.93 | 2023-01-01 | 300
2391161 | Rheem Sales Company, Inc. | Rheem | RTGH-90XLN-2 | RTGH-90XLN-2 | Gas Tankless | Natural Gas | Power Vent | 0.93 | 2023-01-01 | 300
2391133 | Rheem Sales Company, Inc. | Rheem | RTGH-199DVL | RTGH-95DVLN-2 | Gas Tankless | Natural Gas | Direct Vent | 0.93 | 2023-01-01 | 300
2391158 | Rheem Sales Company, Inc. | Ruud | CRUTGH-95DVLN-2 | CRUTGH-95DVLN-2 | Gas Tankless | Natural Gas | Direct Vent | 0.93 | 2023-01-01 | 300
2404895 | Rheem Sales Company, Inc. | Ruud | Rheem | CRUTGH-S*11* | Gas Tankless | Natural Gas | Direct Vent | 0.96 | 2023-01-01 | 300
2391144 | Rheem Sales Company, Inc. | Richmond | RTGH-199DVL | CRMTGH95DVLN-2 | Gas Tankless | Natural Gas |  | 0.93 | 2023-01-01 | 300
2391117 | Rheem Sales Company, Inc. | Richmond | RTGH-160DVL | RMTGH84DVLN-2 | Gas Tankless | Natural Gas | Direct Vent | 0.93 | 2023-01-01 | 300
2391182 | Rheem Sales Company, Inc. | Richmond | RTGH-84XLN-2 | RMTGH84XLN-2 | Gas Tankless | Natural Gas | Power Vent | 0.93 | 2023-01-01 | 300
2391125 | Rheem Sales Company, Inc. | Richmond | RTGH-180DVL | RMTGH90DVLN-2 | Gas Tankless | Natural Gas | Direct Vent | 0.93 | 2023-01-01 | 300
2391175 | Rheem Sales Company, Inc. | Richmond | RTGH-90XLN-2 | RMTGH90XLN-2 | Gas Tankless | Natural Gas | Power Vent | 0.93 | 2023-01-01 | 300
2391137 | Rheem Sales Company, Inc. | Richmond | RTGH-199DVL | RMTGH95DVLN-2 | Gas Tankless | Natural Gas | Direct Vent | 0.93 | 2023-01-01 | 300
2391168 | Rheem Sales Company, Inc. | Richmond | RTGH-95XLN-2 | RMTGH95XLN-2 | Gas Tankless | Natural Gas | Power Vent | 0.93 | 2023-01-01 | 300
2391148 | Rheem Sales Company, Inc. | Richmond | Alabama | RMTGHRH111DVLN * | Gas Tankless | Natural Gas | Power Direct Vent | 0.94 | 2023-01-01 | 300
2391120 | Rheem Sales Company, Inc. | Ruud | RTGH-160DVL | RUTGH-84DVLN-2 | Gas Tankless | Natural Gas | Direct Vent | 0.93 | 2023-01-01 | 300
2391180 | Rheem Sales Company, Inc. | Ruud | RTGH-84XLN-2 | RUTGH-84XLN-2 | Gas Tankless | Natural Gas | Power Vent | 0.93 | 2023-01-01 | 300
2391128 | Rheem Sales Company, Inc. | Ruud | RTGH-180DVL | RUTGH-90DVLN-2 | Gas Tankless | Natural Gas | Direct Vent | 0.93 | 2023-01-01 | 300
2391173 | Rheem Sales Company, Inc. | Ruud | RTGH-90XLN-2 | RUTGH-90XLN-2 | Gas Tankless | Natural Gas | Power Vent | 0.93 | 2023-01-01 | 300
2391140 | Rheem Sales Company, Inc. | Ruud | RTGH-199DVL | RUTGH-95DVLN-2 | Gas Tankless | Natural Gas | Direct Vent | 0.93 | 2023-01-01 | 300
2391166 | Rheem Sales Company, Inc. | Ruud | RTGH-95XLN-2 | RUTGH-95XLN-2 | Gas Tankless | Natural Gas | Power Vent | 0.93 | 2023-01-01 | 300
2391184 | Rheem Sales Company, Inc. | Ruud | RUTGH-C95DVLN | RUTGH-C95DVLN | Gas Tankless | Natural Gas | Power Direct Vent | 0.93 | 2023-01-01 | 300
2391188 | Rheem Sales Company, Inc. | Ruud | RUTGH-C95XLN | RUTGH-C95XLN | Gas Tankless | Natural Gas | Power Direct Vent | 0.93 | 2023-01-01 | 300
2391186 | Rheem Sales Company, Inc. | Ruud | RUTGH-CM95DVLN | RUTGH-CM95DVLN | Gas Tankless | Natural Gas | Power Direct Vent | 0.93 | 2023-01-01 | 300
2391190 | Rheem Sales Company, Inc. | Ruud | RUTGH-CM95XLN | RUTGH-CM95XLN | Gas Tankless | Natural Gas | Power Direct Vent | 0.93 | 2023-01-01 | 300
2391153 | Rheem Sales Company, Inc. | Ruud | Alabama | RUTGH-RH11DVLN * | Gas Tankless | Natural Gas | Power Direct Vent | 0.94 | 2023-01-01 | 300
2398265 | Rheem Sales Company, Inc. | Ruud | Rheem | RUTGH-S*10* | Gas Tankless | Natural Gas | Direct Vent | 0.96 | 2023-01-01 | 300
2398275 | Rheem Sales Company, Inc. | Ruud | Rheem | RUTGH-S*11* | Gas Tankless | Natural Gas | Direct Vent | 0.96 | 2023-01-01 | 300
2404859 | Rheem Sales Company, Inc. | Ruud | RUUD | RUTGH-S*84* | Gas Tankless | Natural Gas | Direct Vent | 0.96 | 2023-01-01 | 300
2389452 | Rinnai America Corporation | Rinnai | CU160e (REU-N2530WC-US) | CU160E (REU-N2530WC-US) | Gas Tankless | Natural Gas | Direct Vent | 0.93 | 2023-01-01 | 300
2389455 | Rinnai America Corporation | Rinnai | CU160i (REU-N2530FFC-US) | CU160I (REU-N2530FFC-US) | Gas Tankless | Natural Gas | Direct Vent | 0.93 | 2023-01-01 | 300
2389451 | Rinnai America Corporation | Rinnai | CU199e (REU-N3237WC-US) | CU199E (REU-N3237WC-US) | Gas Tankless | Natural Gas | Direct Vent | 0.93 | 2023-01-01 | 300
2389454 | Rinnai America Corporation | Rinnai | CU199i (REU-N3237FFC-US) | CU199I (REU-N3237FFC-US) | Gas Tankless | Natural Gas | Direct Vent | 0.93 | 2023-01-01 | 300
2398204 | Rinnai America Corporation | Rinnai | RSC160EN (REU-NP2530W-US(A)-N) | RSC160EN | Gas Tankless | Natural Gas | Direct Vent | 0.93 | 2023-01-01 | 300
2398205 | Rinnai America Corporation | Rinnai | RSC160IN (REU-NP2530FF-US(A)-N) | RSC160IN | Gas Tankless | Natural Gas | Direct Vent | 0.93 | 2023-01-01 | 300
2398203 | Rinnai America Corporation | Rinnai | RSC199EN (REU-NP3237W-US(A)-N) | RSC199EN | Gas Tankless | Natural Gas | Direct Vent | 0.93 | 2023-01-01 | 300
2398201 | Rinnai America Corporation | Rinnai | RSC199IN (REU-NP3237FF-US(A)-N) | RSC199IN | Gas Tankless | Natural Gas | Direct Vent | 0.93 | 2023-01-01 | 300
2389466 | Rinnai America Corporation | Rinnai | (RU130E) REU-N2024W-US | (RU130E) REU-N2024W-US | Gas Tankless | Natural Gas |  | 0.92 | 2023-01-01 | 300
2389465 | Rinnai America Corporation | Rinnai | (RU160E) REU-N2530W-US | (RU160E) REU-N2530W-US | Gas Tankless | Natural Gas |  | 0.93 | 2023-01-01 | 300
2389464 | Rinnai America Corporation | Rinnai | (RU160I) REU-N2530FF-US | (RU160I) REU-N2530FF-US | Gas Tankless | Natural Gas |  | 0.93 | 2023-01-01 | 300
2389461 | Rinnai America Corporation | Rinnai | (RU180E) REU-N2934W-US | (RU180E) REU-N2934W-US | Gas Tankless | Natural Gas |  | 0.93 | 2023-01-01 | 300
2389456 | Rinnai America Corporation | Rinnai | (RU180I) REU-N2934FF-US | (RU180I) REU-N2934FF-US | Gas Tankless | Natural Gas |  | 0.93 | 2023-01-01 | 300
2389460 | Rinnai America Corporation | Rinnai | (RU199E) REU-N3237W-US | (RU199E) REU-N3237W-US | Gas Tankless | Natural Gas |  | 0.93 | 2023-01-01 | 300
2389458 | Rinnai America Corporation | Rinnai | (RU199I) REU-N3237FF-US | (RU199I) REU-N3237FF-US | Gas Tankless | Natural Gas |  | 0.93 | 2023-01-01 | 300
2389462 | Rinnai America Corporation | Rinnai | (RUR160E) REU-NP2530W-US | (RUR160E) REU-NP2530W-US | Gas Tankless | Natural Gas |  | 0.93 | 2023-01-01 | 300
2389463 | Rinnai America Corporation | Rinnai | (RUR160I) REU-NP2530FF-US | (RUR160I) REU-NP2530FF-US | Gas Tankless | Natural Gas |  | 0.93 | 2023-01-01 | 300
2389459 | Rinnai America Corporation | Rinnai | (RUR199E) REU-NP3237W-US | (RUR199E) REU-NP3237W-US | Gas Tankless | Natural Gas |  | 0.93 | 2023-01-01 | 300
2389457 | Rinnai America Corporation | Rinnai | (RUR199I) REU-NP3237FF-US | (RUR199I) REU-NP3237FF-US | Gas Tankless | Natural Gas |  | 0.93 | 2023-01-01 | 300
2386208 | Vesta.DS., Inc. | Vesta | VRP-150 | VRP-150 | Gas Tankless | Natural Gas |  | 0.95 | 2023-01-01 | 300
2386205 | Vesta.DS., Inc. | Vesta | VRP-199 | VRP-199 | Gas Tankless | Natural Gas |  | 0.95 | 2023-01-01 | 300
2386207 | Vesta.DS., Inc. | Vesta | VRS-150 | VRS-150 | Gas Tankless | Natural Gas |  | 0.95 | 2023-01-01 | 300
2386206 | Vesta.DS., Inc. | Vesta | VRS-199 | VRS-199 | Gas Tankless | Natural Gas |  | 0.95 | 2023-01-01 | 300

## 240V HPWH
Qualified Product List for 240V HPWHs
ENERGY STAR Certified Greater Than or Equal to 3.30 UEF up to 85 Gallons $750/unit
ENERGY STAR Unique ID | ENERGY STAR Partner | Brand Name | Model Name | Model Number | Type | Heat Pump Type | Fuel | Storage Volume (gallons) | Uniform Energy Factor (UEF) | CB Model Identifier | Date Added to List | Incentive
2397463 | A.O. Smith Corporation | American | Heat Pump | HPS10280H045DV 2** | Hybrid/Electric Heat Pump | 240 Volt Integrated HPWH | Electric | 82 | 3.88 | ES_92897_HPS10280H045DV 2**_06032022052640_2413880 | 2023-01-01 | 750
2390886 | A.O. Smith Corporation | American | Heat Pump | HPHE10250H045DVCTA-1** | Hybrid/Electric Heat Pump | 240 Volt Integrated HPWH | Electric | 46 | 3.45 | ES_92897_HPHE10250H045DVCTA-1**_11192021161219_5344022 | 2023-01-01 | 750
2390877 | A.O. Smith Corporation | American | Heat Pump | HPHE10250H045DVDR 1** | Hybrid/Electric Heat Pump | 240 Volt Integrated HPWH | Electric | 46 | 3.45 | ES_92897_HPHE10250H045DVDR 1**_11192021161218_8437210 | 2023-01-01 | 750
2390876 | A.O. Smith Corporation | American | Heat Pump | HPHE10250H045DVN 1** | Hybrid/Electric Heat Pump | 240 Volt Integrated HPWH | Electric | 46 | 3.45 | ES_92897_HPHE10250H045DVN 1**_11192021161218_9869589 | 2023-01-01 | 750
2390899 | A.O. Smith Corporation | American | Heat Pump | HPHE10266H045DVCTA-1** | Hybrid/Electric Heat Pump | 240 Volt Integrated HPWH | Electric | 67 | 3.45 | ES_92897_HPHE10266H045DVCTA-1**_11192021162819_9051677 | 2023-01-01 | 750
2390891 | A.O. Smith Corporation | American | Heat Pump | HPHE10266H045DVDR 1** | Hybrid/Electric Heat Pump | 240 Volt Integrated HPWH | Electric | 67 | 3.45 | ES_92897_HPHE10266H045DVDR 1**_11192021162817_2614563 | 2023-01-01 | 750
2390890 | A.O. Smith Corporation | American | Heat Pump | HPHE10266H045DVN 1** | Hybrid/Electric Heat Pump | 240 Volt Integrated HPWH | Electric | 67 | 3.45 | ES_92897_HPHE10266H045DVN 1**_11192021162817_8227155 | 2023-01-01 | 750
2390780 | A.O. Smith Corporation | American | Heat Pump | HPHE10280H045DVCTA-1** | Hybrid/Electric Heat Pump | 240 Volt Integrated HPWH | Electric | 82 | 3.45 | ES_92897_HPHE10280H045DVCTA-1**_11192021164019_7587371 | 2023-01-01 | 750
2390905 | A.O. Smith Corporation | American | Heat Pump | HPHE10280H045DVDR 1** | Hybrid/Electric Heat Pump | 240 Volt Integrated HPWH | Electric | 82 | 3.45 | ES_92897_HPHE10280H045DVDR 1**_11192021164017_2813421 | 2023-01-01 | 750
2390904 | A.O. Smith Corporation | American | Heat Pump | HPHE10280H045DVN 1** | Hybrid/Electric Heat Pump | 240 Volt Integrated HPWH | Electric | 82 | 3.45 | ES_92897_HPHE10280H045DVN 1**_11192021164017_6655074 | 2023-01-01 | 750
2390763 | A.O. Smith Corporation | American | Heat Pump | HPHE6250H045DV 1** | Hybrid/Electric Heat Pump | 240 Volt Integrated HPWH | Electric | 46 | 3.35 | ES_92897_HPHE6250H045DV 1**_11192021153517_7874072 | 2023-01-01 | 750
2390768 | A.O. Smith Corporation | American | Heat Pump | HPHE6266H045DV 1** | Hybrid/Electric Heat Pump | 240 Volt Integrated HPWH | Electric | 67 | 3.42 | ES_92897_HPHE6266H045DV 1**_11192021155419_5899103 | 2023-01-01 | 750
2390773 | A.O. Smith Corporation | American | Heat Pump | HPHE6280H045DV 1** | Hybrid/Electric Heat Pump | 240 Volt Integrated HPWH | Electric | 82 | 3.45 | ES_92897_HPHE6280H045DV 1**_11192021160216_9870738 | 2023-01-01 | 750
2397464 | A.O. Smith Corporation | American | Heat Pump | HPS10250H045DV 2** | Hybrid/Electric Heat Pump | 240 Volt Integrated HPWH | Electric | 46 | 3.8 | ES_92897_HPS10250H045DV 2**_06032022052639_292377 | 2023-01-01 | 750
2397460 | A.O. Smith Corporation | American | Heat Pump | HPS10266H045DV 2** | Hybrid/Electric Heat Pump | 240 Volt Integrated HPWH | Electric | 67 | 4.02 | ES_92897_HPS10266H045DV 2**_06032022052641_3311852 | 2023-01-01 | 750
2390762 | A.O. Smith Corporation | A. O. Smith | Heat Pump | FPTU-50 1** | Hybrid/Electric Heat Pump | 240 Volt Integrated HPWH | Electric | 46 | 3.35 | ES_92897_FPTU-50 1**_11192021153516_2850998 | 2023-01-01 | 750
2390767 | A.O. Smith Corporation | A. O. Smith | Heat Pump | FPTU-66 1** | Hybrid/Electric Heat Pump | 240 Volt Integrated HPWH | Electric | 67 | 3.42 | ES_92897_FPTU-66 1**_11192021155417_3451488 | 2023-01-01 | 750
2390772 | A.O. Smith Corporation | A. O. Smith | Heat Pump | FPTU-80 1** | Hybrid/Electric Heat Pump | 240 Volt Integrated HPWH | Electric | 82 | 3.45 | ES_92897_FPTU-80 1**_11192021160216_840752 | 2023-01-01 | 750
2390873 | A.O. Smith Corporation | A. O. Smith | Heat Pump | HP1050H45DV 1** | Hybrid/Electric Heat Pump | 240 Volt Integrated HPWH | Electric | 46 | 3.45 | ES_92897_HP1050H45DV 1**_11192021161216_5306802 | 2023-01-01 | 750
2390885 | A.O. Smith Corporation | A. O. Smith | Heat Pump | HP1050H45DVCTA-1** | Hybrid/Electric Heat Pump | 240 Volt Integrated HPWH | Electric | 46 | 3.45 | ES_92897_HP1050H45DVCTA-1**_11192021161219_2457387 | 2023-01-01 | 750
2390901 | A.O. Smith Corporation | A. O. Smith | Heat Pump | HP1080H45DV 1** | Hybrid/Electric Heat Pump | 240 Volt Integrated HPWH | Electric | 82 | 3.45 | ES_92897_HP1080H45DV 1**_11192021164016_935020 | 2023-01-01 | 750
2390779 | A.O. Smith Corporation | A. O. Smith | Heat Pump | HP1080H45DVCTA-1** | Hybrid/Electric Heat Pump | 240 Volt Integrated HPWH | Electric | 82 | 3.45 | ES_92897_HP1080H45DVCTA-1**_11192021164019_9176583 | 2023-01-01 | 750
2397461 | A.O. Smith Corporation | A. O. Smith | Heat Pump | HPS10-50H45DV 2** | Hybrid/Electric Heat Pump | 240 Volt Integrated HPWH | Electric | 46 | 3.8 | ES_92897_HPS10-50H45DV 2**_06032022052640_7076303 | 2023-01-01 | 750
2404660 | A.O. Smith Corporation | A. O. Smith | Heat Pump | HPS10-66H45DV 2** | Hybrid/Electric Heat Pump | 240 Volt Integrated HPWH | Electric | 67 | 4.02 | ES_92897_HPS10-66H45DV 2**_11162022003939_8470057 | 2023-01-01 | 750
2397462 | A.O. Smith Corporation | A. O. Smith | Heat Pump | HPS10-80H45DV 2** | Hybrid/Electric Heat Pump | 240 Volt Integrated HPWH | Electric | 82 | 3.88 | ES_92897_HPS10-80H45DV 2**_06032022052640_1050449 | 2023-01-01 | 750
2397459 | A.O. Smith Corporation | A. O. Smith | Heat Pump | HPTS-50 2** | Hybrid/Electric Heat Pump | 240 Volt Integrated HPWH | Electric | 46 | 3.8 | ES_92897_HPTS-50 2**_06032022052642_9417420 | 2023-01-01 | 750
2397455 | A.O. Smith Corporation | A. O. Smith | Heat Pump | HPTS-66 2** | Hybrid/Electric Heat Pump | 240 Volt Integrated HPWH | Electric | 67 | 4.02 | ES_92897_HPTS-66 2**_06032022052645_8288121 | 2023-01-01 | 750
2397457 | A.O. Smith Corporation | A. O. Smith | Heat Pump | HPTS-80 2** | Hybrid/Electric Heat Pump | 240 Volt Integrated HPWH | Electric | 82 | 3.88 | ES_92897_HPTS-80 2**_06032022052643_5739420 | 2023-01-01 | 750
2390875 | A.O. Smith Corporation | A. O. Smith | Heat Pump | HPTU-50CTA 1** | Hybrid/Electric Heat Pump | 240 Volt Integrated HPWH | Electric | 46 | 3.45 | ES_92897_HPTU-50CTA 1**_11192021161217_3029156 | 2023-01-01 | 750
2390874 | A.O. Smith Corporation | A. O. Smith | Heat Pump | HPTU-50DR 1** | Hybrid/Electric Heat Pump | 240 Volt Integrated HPWH | Electric | 46 | 3.45 | ES_92897_HPTU-50DR 1**_11192021161217_3174477 | 2023-01-01 | 750
2390872 | A.O. Smith Corporation | A. O. Smith | Heat Pump | HPTU-50N 1** | Hybrid/Electric Heat Pump | 240 Volt Integrated HPWH | Electric | 46 | 3.45 | ES_92897_HPTU-50N 1**_11192021161216_7662250 | 2023-01-01 | 750
2390889 | A.O. Smith Corporation | A. O. Smith | Heat Pump | HPTU-66CTA 1** | Hybrid/Electric Heat Pump | 240 Volt Integrated HPWH | Electric | 67 | 3.45 | ES_92897_HPTU-66CTA 1**_11192021162817_7890207 | 2023-01-01 | 750
2390888 | A.O. Smith Corporation | A. O. Smith | Heat Pump | HPTU-66DR 1** | Hybrid/Electric Heat Pump | 240 Volt Integrated HPWH | Electric | 67 | 3.45 | ES_92897_HPTU-66DR 1**_11192021162816_8062206 | 2023-01-01 | 750
2390887 | A.O. Smith Corporation | A. O. Smith | Heat Pump | HPTU-66N 1** | Hybrid/Electric Heat Pump | 240 Volt Integrated HPWH | Electric | 67 | 3.45 | ES_92897_HPTU-66N 1**_11192021162816_5569301 | 2023-01-01 | 750
2390903 | A.O. Smith Corporation | A. O. Smith | Heat Pump | HPTU-80CTA 1** | Hybrid/Electric Heat Pump | 240 Volt Integrated HPWH | Electric | 82 | 3.45 | ES_92897_HPTU-80CTA 1**_11192021164016_6929460 | 2023-01-01 | 750
2390902 | A.O. Smith Corporation | A. O. Smith | Heat Pump | HPTU-80DR 1** | Hybrid/Electric Heat Pump | 240 Volt Integrated HPWH | Electric | 82 | 3.45 | ES_92897_HPTU-80DR 1**_11192021164016_680698 | 2023-01-01 | 750
2390900 | A.O. Smith Corporation | A. O. Smith | Heat Pump | HPTU-80N 1** | Hybrid/Electric Heat Pump | 240 Volt Integrated HPWH | Electric | 82 | 3.45 | ES_92897_HPTU-80N 1**_11192021164016_5187007 | 2023-01-01 | 750
2390769 | A.O. Smith Corporation | RELIANCE WATER HEATERS | Heat Pump | 6-66-DHPHT 1** | Hybrid/Electric Heat Pump | 240 Volt Integrated HPWH | Electric | 67 | 3.42 | ES_92897_6-66-DHPHT 1**_11192021155419_3504980 | 2023-01-01 | 750
2390774 | A.O. Smith Corporation | RELIANCE WATER HEATERS | Heat Pump | 6-80-DHPHT 1** | Hybrid/Electric Heat Pump | 240 Volt Integrated HPWH | Electric | 82 | 3.45 | ES_92897_6-80-DHPHT 1**_11192021160216_4509160 | 2023-01-01 | 750
2390878 | A.O. Smith Corporation | Lochinvar | Heat Pump | HPA052KD 1** | Hybrid/Electric Heat Pump | 240 Volt Integrated HPWH | Electric | 46 | 3.45 | ES_92897_HPA052KD 1**_11192021161218_9346140 | 2023-01-01 | 750
2390892 | A.O. Smith Corporation | Lochinvar | Heat Pump | HPA068KD 1** | Hybrid/Electric Heat Pump | 240 Volt Integrated HPWH | Electric | 67 | 3.45 | ES_92897_HPA068KD 1**_11192021162818_5801210 | 2023-01-01 | 750
2390906 | A.O. Smith Corporation | Lochinvar | Heat Pump | HPA082KD 1** | Hybrid/Electric Heat Pump | 240 Volt Integrated HPWH | Electric | 82 | 3.45 | ES_92897_HPA082KD 1**_11192021164017_9021032 | 2023-01-01 | 750
2404661 | A.O. Smith Corporation | Lochinvar | Heat Pump | HPSA050KD 2** | Hybrid/Electric Heat Pump | 240 Volt Integrated HPWH | Electric | 46 | 3.8 | ES_92897_HPSA050KD 2**_11162022003939_7988902 | 2023-01-01 | 750
2404659 | A.O. Smith Corporation | Lochinvar | Heat Pump | HPSA065KD 2** | Hybrid/Electric Heat Pump | 240 Volt Integrated HPWH | Electric | 67 | 4.02 | ES_92897_HPSA065KD 2**_11162022003939_4189953 | 2023-01-01 | 750
2404658 | A.O. Smith Corporation | Lochinvar | Heat Pump | HPSA080KD 2** | Hybrid/Electric Heat Pump | 240 Volt Integrated HPWH | Electric | 82 | 3.88 | ES_92897_HPSA080KD 2**_11162022003939_5965878 | 2023-01-01 | 750
2390880 | A.O. Smith Corporation | RELIANCE WATER HEATERS | Heat Pump | 10-50-DHPHTCTA 1** | Hybrid/Electric Heat Pump | 240 Volt Integrated HPWH | Electric | 46 | 3.45 | ES_92897_10-50-DHPHTCTA 1**_11192021161218_1774946 | 2023-01-01 | 750
2390879 | A.O. Smith Corporation | RELIANCE WATER HEATERS | Heat Pump | 10-50-DHPHTNE 1** | Hybrid/Electric Heat Pump | 240 Volt Integrated HPWH | Electric | 46 | 3.45 | ES_92897_10-50-DHPHTNE 1**_11192021161218_6896944 | 2023-01-01 | 750
2404655 | A.O. Smith Corporation | RELIANCE WATER HEATERS | Heat Pump | 10-50-DHPTS 2** | Hybrid/Electric Heat Pump | 240 Volt Integrated HPWH | Electric | 46 | 3.8 | ES_92897_10-50-DHPTS 2**_11172022004640_5498908 | 2023-01-01 | 750
2390894 | A.O. Smith Corporation | RELIANCE WATER HEATERS | Heat Pump | 10-66-DHPHTCTA 1** | Hybrid/Electric Heat Pump | 240 Volt Integrated HPWH | Electric | 67 | 3.45 | ES_92897_10-66-DHPHTCTA 1**_11192021162818_3128446 | 2023-01-01 | 750
2390893 | A.O. Smith Corporation | RELIANCE WATER HEATERS | Heat Pump | 10-66-DHPHTNE 1** | Hybrid/Electric Heat Pump | 240 Volt Integrated HPWH | Electric | 67 | 3.45 | ES_92897_10-66-DHPHTNE 1**_11192021162818_2425968 | 2023-01-01 | 750
2404656 | A.O. Smith Corporation | RELIANCE WATER HEATERS | Heat Pump | 10-66-DHPTS 2** | Hybrid/Electric Heat Pump | 240 Volt Integrated HPWH | Electric | 67 | 4.02 | ES_92897_10-66-DHPTS 2**_11162022003940_5073581 | 2023-01-01 | 750
2390908 | A.O. Smith Corporation | RELIANCE WATER HEATERS | Heat Pump | 10-80-DHPHTCTA 1** | Hybrid/Electric Heat Pump | 240 Volt Integrated HPWH | Electric | 82 | 3.45 | ES_92897_10-80-DHPHTCTA 1**_11192021164017_409702 | 2023-01-01 | 750
2390907 | A.O. Smith Corporation | RELIANCE WATER HEATERS | Heat Pump | 10-80-DHPHTNE 1** | Hybrid/Electric Heat Pump | 240 Volt Integrated HPWH | Electric | 82 | 3.45 | ES_92897_10-80-DHPHTNE 1**_11192021164017_8020517 | 2023-01-01 | 750
2404657 | A.O. Smith Corporation | RELIANCE WATER HEATERS | Heat Pump | 10-80-DHPTS 2** | Hybrid/Electric Heat Pump | 240 Volt Integrated HPWH | Electric | 82 | 3.88 | ES_92897_10-80-DHPTS 2**_11162022003939_4837067 | 2023-01-01 | 750
2390764 | A.O. Smith Corporation | RELIANCE WATER HEATERS | Heat Pump | 6-50-DHPHT 1** | Hybrid/Electric Heat Pump | 240 Volt Integrated HPWH | Electric | 46 | 3.35 | ES_92897_6-50-DHPHT 1**_11192021153517_9879237 | 2023-01-01 | 750
2390766 | A.O. Smith Corporation | U.S. Craftmaster | Heat Pump | HPHE2F50HD045VU 1** | Hybrid/Electric Heat Pump | 240 Volt Integrated HPWH | Electric | 46 | 3.35 | ES_92897_HPHE2F50HD045VU 1**_11192021153518_1686303 | 2023-01-01 | 750
2390771 | A.O. Smith Corporation | U.S. Craftmaster | Heat Pump | HPHE2F66HD045VU 1** | Hybrid/Electric Heat Pump | 240 Volt Integrated HPWH | Electric | 67 | 3.42 | ES_92897_HPHE2F66HD045VU 1**_11192021155420_1881479 | 2023-01-01 | 750
2390871 | A.O. Smith Corporation | U.S. Craftmaster | Heat Pump | HPHE2F80HD045VU 1** | Hybrid/Electric Heat Pump | 240 Volt Integrated HPWH | Electric | 82 | 3.45 | ES_92897_HPHE2F80HD045VU 1**_11192021160216_6353369 | 2023-01-01 | 750
2390884 | A.O. Smith Corporation | U.S. Craftmaster | Heat Pump | HPHE2K50HD045VUN 1** | Hybrid/Electric Heat Pump | 240 Volt Integrated HPWH | Electric | 46 | 3.45 | ES_92897_HPHE2K50HD045VUN 1**_11192021161219_7013188 | 2023-01-01 | 750
2390898 | A.O. Smith Corporation | U.S. Craftmaster | Heat Pump | HPHE2K66HD045VUN 1** | Hybrid/Electric Heat Pump | 240 Volt Integrated HPWH | Electric | 67 | 3.45 | ES_92897_HPHE2K66HD045VUN 1**_11192021162819_1222308 | 2023-01-01 | 750
2390778 | A.O. Smith Corporation | U.S. Craftmaster | Heat Pump | HPHE2K80HD045VUN 1** | Hybrid/Electric Heat Pump | 240 Volt Integrated HPWH | Electric | 82 | 3.45 | ES_92897_HPHE2K80HD045VUN 1**_11192021164019_5670960 | 2023-01-01 | 750
2404688 | Ariston Thermo USA, LLC | AMERICAN STANDARD WATER HEATERS | Heat Pump Water Heater | ASHPWH-50***** | Hybrid/Electric Heat Pump | 240 Volt Integrated HPWH | Electric | 45 | 3.75 | ES_29975_ASHPWH-50*****_10142022003508_6376273 | 2023-01-01 | 750
2404684 | Ariston Thermo USA, LLC | AMERICAN STANDARD WATER HEATERS | Heat Pump Water Heater | ASHPWH-80***** | Hybrid/Electric Heat Pump | 240 Volt Integrated HPWH | Electric | 73 | 4.01 | ES_29975_ASHPWH-80*****_11102022003117_6578630 | 2023-01-01 | 750
2390765 | A.O. Smith Corporation | State | Heat Pump | HP6-50-DHPT 1** | Hybrid/Electric Heat Pump | 240 Volt Integrated HPWH | Electric | 46 | 3.35 | ES_92897_HP6-50-DHPT 1**_11192021153518_7308953 | 2023-01-01 | 750
2390770 | A.O. Smith Corporation | State | Heat Pump | HP6-66-DHPT 1** | Hybrid/Electric Heat Pump | 240 Volt Integrated HPWH | Electric | 67 | 3.42 | ES_92897_HP6-66-DHPT 1**_11192021155419_7759800 | 2023-01-01 | 750
2390775 | A.O. Smith Corporation | State | Heat Pump | HP6-80-DHPT 1** | Hybrid/Electric Heat Pump | 240 Volt Integrated HPWH | Electric | 82 | 3.45 | ES_92897_HP6-80-DHPT 1**_11192021160216_9042463 | 2023-01-01 | 750
2397465 | A.O. Smith Corporation | State | Heat Pump | HPSX-50-DHPT 2** | Hybrid/Electric Heat Pump | 240 Volt Integrated HPWH | Electric | 46 | 3.8 | ES_92897_HPSX-50-DHPT 2**_06032022052515_5089819 | 2023-01-01 | 750
2397458 | A.O. Smith Corporation | State | Heat Pump | HPSX-66-DHPT 2** | Hybrid/Electric Heat Pump | 240 Volt Integrated HPWH | Electric | 67 | 4.02 | ES_92897_HPSX-66-DHPT 2**_06032022052642_7210610 | 2023-01-01 | 750
2397456 | A.O. Smith Corporation | State | Heat Pump | HPSX-80-DHPT 2** | Hybrid/Electric Heat Pump | 240 Volt Integrated HPWH | Electric | 82 | 3.88 | ES_92897_HPSX-80-DHPT 2**_06032022052644_7924681 | 2023-01-01 | 750
2390883 | A.O. Smith Corporation | State | Heat Pump | HPX-50-DHPTCTA 1** | Hybrid/Electric Heat Pump | 240 Volt Integrated HPWH | Electric | 46 | 3.45 | ES_92897_HPX-50-DHPTCTA 1**_11192021161219_4438307 | 2023-01-01 | 750
2390881 | A.O. Smith Corporation | State | Heat Pump | HPX-50-DHPTNE 1** | Hybrid/Electric Heat Pump | 240 Volt Integrated HPWH | Electric | 46 | 3.45 | ES_92897_HPX-50-DHPTNE 1**_11192021161219_8821851 | 2023-01-01 | 750
2390897 | A.O. Smith Corporation | State | Heat Pump | HPX-66-DHPTCTA 1** | Hybrid/Electric Heat Pump | 240 Volt Integrated HPWH | Electric | 67 | 3.45 | ES_92897_HPX-66-DHPTCTA 1**_11192021162818_9762369 | 2023-01-01 | 750
2390896 | A.O. Smith Corporation | State | Heat Pump | HPX-66-DHPTDR 1** | Hybrid/Electric Heat Pump | 240 Volt Integrated HPWH | Electric | 67 | 3.45 | ES_92897_HPX-66-DHPTDR 1**_11192021162818_1393410 | 2023-01-01 | 750
2390895 | A.O. Smith Corporation | State | Heat Pump | HPX-66-DHPTNE 1** | Hybrid/Electric Heat Pump | 240 Volt Integrated HPWH | Electric | 67 | 3.45 | ES_92897_HPX-66-DHPTNE 1**_11192021162818_9075705 | 2023-01-01 | 750
2390911 | A.O. Smith Corporation | State | Heat Pump | HPX-80-DHPTCTA 1** | Hybrid/Electric Heat Pump | 240 Volt Integrated HPWH | Electric | 82 | 3.45 | ES_92897_HPX-80-DHPTCTA 1**_11192021164018_227821 | 2023-01-01 | 750
2390910 | A.O. Smith Corporation | State | Heat Pump | HPX-80-DHPTDR 1** | Hybrid/Electric Heat Pump | 240 Volt Integrated HPWH | Electric | 82 | 3.45 | ES_92897_HPX-80-DHPTDR 1**_11192021164018_7994463 | 2023-01-01 | 750
2390909 | A.O. Smith Corporation | State | Heat Pump | HPX-80-DHPTNE 1** | Hybrid/Electric Heat Pump | 240 Volt Integrated HPWH | Electric | 82 | 3.45 | ES_92897_HPX-80-DHPTNE 1**_11192021164018_9925879 | 2023-01-01 | 750
2384904 | Bradford White Corporation | Bradford White | RE2H50S*-***** | RE2H50S*-***** | Hybrid/Electric Heat Pump | 240 Volt Integrated HPWH | Electric | 45 | 3.39 | ES_92896_RE2H50S*-*****_05242018145003_5600246 | 2023-01-01 | 750
2388916 | Bradford White Corporation | Bradford White | RE2H65T**-***** | RE2H65T**-***** | Hybrid/Electric Heat Pump | 240 Volt Integrated HPWH | Electric | 64 | 3.46 | ES_92896_RE2H65T**-*****_11152021162218_4151203 | 2023-01-01 | 750
2384902 | Bradford White Corporation | Bradford White | RE2H80T*-***** | RE2H80T*-***** | Hybrid/Electric Heat Pump | 240 Volt Integrated HPWH | Electric | 75 | 3.48 | ES_92896_RE2H80T*-*****_05242018145155_6935628 | 2023-01-01 | 750
2384903 | Bradford White Corporation | JETGLAS | RE2H50S*-***** | RE2H50S*-***** | Hybrid/Electric Heat Pump | 240 Volt Integrated HPWH | Electric | 45 | 3.39 | ES_92896_RE2H50S*-*****_10282020125528_8392726 | 2023-01-01 | 750
2388911 | Bradford White Corporation | JETGLAS | RE2H65T**-***** | RE2H65T**-***** | Hybrid/Electric Heat Pump | 240 Volt Integrated HPWH | Electric | 64 | 3.46 | ES_92896_RE2H65T**-*****_11152021162219_481980 | 2023-01-01 | 750
2384901 | Bradford White Corporation | JETGLAS | RE2H80T*-***** | RE2H80T*-***** | Hybrid/Electric Heat Pump | 240 Volt Integrated HPWH | Electric | 75 | 3.48 | ES_92896_RE2H80T*-*****_05052020142208_3228372 | 2023-01-01 | 750
2391332 | Rheem Sales Company, Inc. | Rheem | Hybrid electic water heater | ECE H50 T2 RH310BM | Hybrid/Electric Heat Pump | 240 Volt Integrated HPWH | Electric | 45 | 3.5 | ES_1071043_ECE H50 T2 RH310BM_12222021112920_1541557 | 2023-01-01 | 750
2391343 | Rheem Sales Company, Inc. | Rheem | Hybrid electic water heater | ECE H65 T2 RH310BM | Hybrid/Electric Heat Pump | 240 Volt Integrated HPWH | Electric | 59 | 3.5 | ES_1071043_ECE H65 T2 RH310BM_12222021112918_6186405 | 2023-01-01 | 750
2391310 | Rheem Sales Company, Inc. | Rheem | Hybrid electic water heater | ECE H80 T2 RH310BM | Hybrid/Electric Heat Pump | 240 Volt Integrated HPWH | Electric | 72 | 3.5 | ES_1071043_ECE H80 T2 RH310BM_12222021112925_6061159 | 2023-01-01 | 750
2391318 | Rheem Sales Company, Inc. | Rheem | Hybrid electic water heater | ECEPH40 T2 RH375-15 | Hybrid/Electric Heat Pump | 240 Volt Integrated HPWH | Electric | 36 | 3.45 | ES_1071043_ECEPH40 T2 RH375-15_12222021112923_6429639 | 2023-01-01 | 750
2391312 | Rheem Sales Company, Inc. | Rheem | Hybrid electic water heater | ECEPH40 T2 RH375-30 | Hybrid/Electric Heat Pump | 240 Volt Integrated HPWH | Electric | 36 | 3.83 | ES_1071043_ECEPH40 T2 RH375-30_12222021112924_4745619 | 2023-01-01 | 750
2391315 | Rheem Sales Company, Inc. | Rheem | Hybrid electic water heater | ECEPH40 T2 RH375-SO | Hybrid/Electric Heat Pump | 240 Volt Integrated HPWH | Electric | 36 | 3.83 | ES_1071043_ECEPH40 T2 RH375-SO_12222021112924_9374501 | 2023-01-01 | 750
2391329 | Rheem Sales Company, Inc. | Rheem | Hybrid electic water heater | ECEPH50 T2 RH375-15 | Hybrid/Electric Heat Pump | 240 Volt Integrated HPWH | Electric | 45 | 3.75 | ES_1071043_ECEPH50 T2 RH375-15_12222021112921_6633640 | 2023-01-01 | 750
2391323 | Rheem Sales Company, Inc. | Rheem | Hybrid electic water heater | ECEPH50 T2 RH375-30 | Hybrid/Electric Heat Pump | 240 Volt Integrated HPWH | Electric | 45 | 3.88 | ES_1071043_ECEPH50 T2 RH375-30_12222021112922_5671851 | 2023-01-01 | 750
2391326 | Rheem Sales Company, Inc. | Rheem | Hybrid electic water heater | ECEPH50 T2 RH375-SO | Hybrid/Electric Heat Pump | 240 Volt Integrated HPWH | Electric | 45 | 3.88 | ES_1071043_ECEPH50 T2 RH375-SO_12222021112921_2090134 | 2023-01-01 | 750
2391340 | Rheem Sales Company, Inc. | Rheem | Hybrid electic water heater | ECEPH65 T2 RH375-15 | Hybrid/Electric Heat Pump | 240 Volt Integrated HPWH | Electric | 59 | 3.55 | ES_1071043_ECEPH65 T2 RH375-15_12222021112919_7557846 | 2023-01-01 | 750
2391334 | Rheem Sales Company, Inc. | Rheem | Hybrid electic water heater | ECEPH65 T2 RH375-30 | Hybrid/Electric Heat Pump | 240 Volt Integrated HPWH | Electric | 59 | 4.05 | ES_1071043_ECEPH65 T2 RH375-30_12222021112920_1384159 | 2023-01-01 | 750
2391337 | Rheem Sales Company, Inc. | Rheem | Hybrid electic water heater | ECEPH65 T2 RH375-SO | Hybrid/Electric Heat Pump | 240 Volt Integrated HPWH | Electric | 59 | 4.05 | ES_1071043_ECEPH65 T2 RH375-SO_12222021112920_2291184 | 2023-01-01 | 750
2391307 | Rheem Sales Company, Inc. | Rheem | Hybrid electic water heater | ECEPH80 T2 RH375-15 | Hybrid/Electric Heat Pump | 240 Volt Integrated HPWH | Electric | 72 | 3.7 | ES_1071043_ECEPH80 T2 RH375-15_12222021112926_6071864 | 2023-01-01 | 750
2391345 | Rheem Sales Company, Inc. | Rheem | Hybrid electic water heater | ECEPH80 T2 RH375-30 | Hybrid/Electric Heat Pump | 240 Volt Integrated HPWH | Electric | 72 | 4.07 | ES_1071043_ECEPH80 T2 RH375-30_12222021112917_7954955 | 2023-01-01 | 750
2391347 | Rheem Sales Company, Inc. | Rheem | Hybrid electic water heater | ECEPH80 T2 RH375-SO | Hybrid/Electric Heat Pump | 240 Volt Integrated HPWH | Electric | 72 | 4.07 | ES_1071043_ECEPH80 T2 RH375-SO_12222021112917_3794448 | 2023-01-01 | 750
2403440 | LG Electronics, Inc. | LG | R5TT20F-SA0 | R5TT20F-SA0 | Hybrid/Electric Heat Pump | 240 Volt Integrated HPWH | Electric | 52 | 3.75 | ES_1118034_R5TT20F-SA0_10182022124428_80145785 | 2023-01-01 | 750
2403993 | LG Electronics, Inc. | LG | R5TT20F-SA0 | R5TT20F-SA0 | Hybrid/Electric Heat Pump | 240 Volt Integrated HPWH | Electric | 52 | 3.75 | ES_1118034_R5TT20F-SA0_10182022124438_80145785 | 2023-01-01 | 750
2404838 | LG Electronics, Inc. | LG | R5TT20F-SA0 | R5TT20F-SA0 (208V) | Hybrid/Electric Heat Pump | 240 Volt Integrated HPWH | Electric | 52 | 3.75 | ES_1118034_R5TT20F-SA0 (208V)_08182022153407_660103 | 2023-01-01 | 750
2404839 | LG Electronics, Inc. | LG | R5TT20F-SA0 | R5TT20F-SA0 (240V) | Hybrid/Electric Heat Pump | 240 Volt Integrated HPWH | Electric | 52 | 3.75 | ES_1118034_R5TT20F-SA0 (240V)_08182022153407_2577413 | 2023-01-01 | 750
2391322 | Rheem Sales Company, Inc. | Rheem | Hybrid electic water heater | CPRO H40 T2 RH310BM | Hybrid/Electric Heat Pump | 240 Volt Integrated HPWH | Electric | 36 | 3.5 | ES_1071043_CPRO H40 T2 RH310BM_12222021112922_5436053 | 2023-01-01 | 750
2391333 | Rheem Sales Company, Inc. | Rheem | Hybrid electic water heater | CPRO H50 T2 RH310BM | Hybrid/Electric Heat Pump | 240 Volt Integrated HPWH | Electric | 45 | 3.5 | ES_1071043_CPRO H50 T2 RH310BM_12222021112920_9765343 | 2023-01-01 | 750
2391344 | Rheem Sales Company, Inc. | Rheem | Hybrid electic water heater | CPRO H65 T2 RH310BM | Hybrid/Electric Heat Pump | 240 Volt Integrated HPWH | Electric | 59 | 3.5 | ES_1071043_CPRO H65 T2 RH310BM_12222021112918_6244649 | 2023-01-01 | 750
2391311 | Rheem Sales Company, Inc. | Rheem | Hybrid electic water heater | CPRO H80 T2 RH310BM | Hybrid/Electric Heat Pump | 240 Volt Integrated HPWH | Electric | 72 | 3.5 | ES_1071043_CPRO H80 T2 RH310BM_12222021112925_3800794 | 2023-01-01 | 750
2391319 | Rheem Sales Company, Inc. | Rheem | Hybrid electic water heater | CPROPH40 T2 RH375-15 | Hybrid/Electric Heat Pump | 240 Volt Integrated HPWH | Electric | 36 | 3.45 | ES_1071043_CPROPH40 T2 RH375-15_12222021112923_5094621 | 2023-01-01 | 750
2391313 | Rheem Sales Company, Inc. | Rheem | Hybrid electic water heater | CPROPH40 T2 RH375-30 | Hybrid/Electric Heat Pump | 240 Volt Integrated HPWH | Electric | 36 | 3.83 | ES_1071043_CPROPH40 T2 RH375-30_12222021112924_2031487 | 2023-01-01 | 750
2391316 | Rheem Sales Company, Inc. | Rheem | Hybrid electic water heater | CPROPH40 T2 RH375-SO | Hybrid/Electric Heat Pump | 240 Volt Integrated HPWH | Electric | 36 | 3.83 | ES_1071043_CPROPH40 T2 RH375-SO_12222021112924_6682297 | 2023-01-01 | 750
2391330 | Rheem Sales Company, Inc. | Rheem | Hybrid electic water heater | CPROPH50 T2 RH375-15 | Hybrid/Electric Heat Pump | 240 Volt Integrated HPWH | Electric | 45 | 3.75 | ES_1071043_CPROPH50 T2 RH375-15_12222021112921_6343820 | 2023-01-01 | 750
2391324 | Rheem Sales Company, Inc. | Rheem | Hybrid electic water heater | CPROPH50 T2 RH375-30 | Hybrid/Electric Heat Pump | 240 Volt Integrated HPWH | Electric | 45 | 3.88 | ES_1071043_CPROPH50 T2 RH375-30_12222021112922_5076923 | 2023-01-01 | 750
2391327 | Rheem Sales Company, Inc. | Rheem | Hybrid electic water heater | CPROPH50 T2 RH375-SO | Hybrid/Electric Heat Pump | 240 Volt Integrated HPWH | Electric | 45 | 3.88 | ES_1071043_CPROPH50 T2 RH375-SO_12222021112921_5157383 | 2023-01-01 | 750
2391341 | Rheem Sales Company, Inc. | Rheem | Hybrid electic water heater | CPROPH65 T2 RH375-15 | Hybrid/Electric Heat Pump | 240 Volt Integrated HPWH | Electric | 59 | 3.55 | ES_1071043_CPROPH65 T2 RH375-15_12222021112919_3830195 | 2023-01-01 | 750
2391335 | Rheem Sales Company, Inc. | Rheem | Hybrid electic water heater | CPROPH65 T2 RH375-30 | Hybrid/Electric Heat Pump | 240 Volt Integrated HPWH | Electric | 59 | 4.05 | ES_1071043_CPROPH65 T2 RH375-30_12222021112920_7460713 | 2023-01-01 | 750
2391338 | Rheem Sales Company, Inc. | Rheem | Hybrid electic water heater | CPROPH65 T2 RH375-SO | Hybrid/Electric Heat Pump | 240 Volt Integrated HPWH | Electric | 59 | 4.05 | ES_1071043_CPROPH65 T2 RH375-SO_12222021112920_9048019 | 2023-01-01 | 750
2391308 | Rheem Sales Company, Inc. | Rheem | Hybrid electic water heater | CPROPH80 T2 RH375-15 | Hybrid/Electric Heat Pump | 240 Volt Integrated HPWH | Electric | 72 | 3.7 | ES_1071043_CPROPH80 T2 RH375-15_12222021112925_7408652 | 2023-01-01 | 750
2391346 | Rheem Sales Company, Inc. | Rheem | Hybrid electic water heater | CPROPH80 T2 RH375-30 | Hybrid/Electric Heat Pump | 240 Volt Integrated HPWH | Electric | 72 | 4.07 | ES_1071043_CPROPH80 T2 RH375-30_12222021112917_525234 | 2023-01-01 | 750
2391348 | Rheem Sales Company, Inc. | Rheem | Hybrid electic water heater | CPROPH80 T2 RH375-SO | Hybrid/Electric Heat Pump | 240 Volt Integrated HPWH | Electric | 72 | 4.07 | ES_1071043_CPROPH80 T2 RH375-SO_12222021112917_9302170 | 2023-01-01 | 750
2391320 | Rheem Sales Company, Inc. | Rheem | Hybrid electic water heater | CXE40T10H22UO | Hybrid/Electric Heat Pump | 240 Volt Integrated HPWH | Electric | 36 | 3.45 | ES_1071043_CXE40T10H22UO_12222021112923_1003718 | 2023-01-01 | 750
2391314 | Rheem Sales Company, Inc. | Rheem | Hybrid electic water heater | CXE40T10H45UO | Hybrid/Electric Heat Pump | 240 Volt Integrated HPWH | Electric | 36 | 3.83 | ES_1071043_CXE40T10H45UO_12222021112924_8566396 | 2023-01-01 | 750
2391317 | Rheem Sales Company, Inc. | Rheem | Hybrid electic water heater | CXE40T10HS45UO | Hybrid/Electric Heat Pump | 240 Volt Integrated HPWH | Electric | 36 | 3.83 | ES_1071043_CXE40T10HS45UO_12222021112924_2555087 | 2023-01-01 | 750
2391331 | Rheem Sales Company, Inc. | Rheem | Hybrid electic water heater | CXE50T10H22UO | Hybrid/Electric Heat Pump | 240 Volt Integrated HPWH | Electric | 45 | 3.75 | ES_1071043_CXE50T10H22UO_12222021112920_9939399 | 2023-01-01 | 750
2391325 | Rheem Sales Company, Inc. | Rheem | Hybrid electic water heater | CXE50T10H45UO | Hybrid/Electric Heat Pump | 240 Volt Integrated HPWH | Electric | 45 | 3.88 | ES_1071043_CXE50T10H45UO_12222021112921_7886149 | 2023-01-01 | 750
2391328 | Rheem Sales Company, Inc. | Rheem | Hybrid electic water heater | CXE50T10HS45UO | Hybrid/Electric Heat Pump | 240 Volt Integrated HPWH | Electric | 45 | 3.88 | ES_1071043_CXE50T10HS45UO_12222021112921_8309074 | 2023-01-01 | 750
2391342 | Rheem Sales Company, Inc. | Rheem | Hybrid electic water heater | CXE65T10H22UO | Hybrid/Electric Heat Pump | 240 Volt Integrated HPWH | Electric | 59 | 3.55 | ES_1071043_CXE65T10H22UO_12222021112918_3281261 | 2023-01-01 | 750
2391336 | Rheem Sales Company, Inc. | Rheem | Hybrid electic water heater | CXE65T10H45UO | Hybrid/Electric Heat Pump | 240 Volt Integrated HPWH | Electric | 59 | 4.05 | ES_1071043_CXE65T10H45UO_12222021112920_7064277 | 2023-01-01 | 750
2391339 | Rheem Sales Company, Inc. | Rheem | Hybrid electic water heater | CXE65T10HS45UO | Hybrid/Electric Heat Pump | 240 Volt Integrated HPWH | Electric | 59 | 4.05 | ES_1071043_CXE65T10HS45UO_12222021112919_3482763 | 2023-01-01 | 750
2391309 | Rheem Sales Company, Inc. | Rheem | Hybrid electic water heater | CXE80T10H22UO | Hybrid/Electric Heat Pump | 240 Volt Integrated HPWH | Electric | 72 | 3.7 | ES_1071043_CXE80T10H22UO_12222021112925_8771757 | 2023-01-01 | 750
2391306 | Rheem Sales Company, Inc. | Rheem | Hybrid electic water heater | CXE80T10H45UO | Hybrid/Electric Heat Pump | 240 Volt Integrated HPWH | Electric | 72 | 4.07 | ES_1071043_CXE80T10H45UO_12222021112926_8328949 | 2023-01-01 | 750
2391349 | Rheem Sales Company, Inc. | Rheem | Hybrid electic water heater | CXE80T10HS45UO | Hybrid/Electric Heat Pump | 240 Volt Integrated HPWH | Electric | 72 | 4.07 | ES_1071043_CXE80T10HS45UO_12222021112917_2330716 | 2023-01-01 | 750
2391321 | Rheem Sales Company, Inc. | Rheem | Hybrid electic water heater | ECE H40 T2 RH310BM | Hybrid/Electric Heat Pump | 240 Volt Integrated HPWH | Electric | 36 | 3.5 | ES_1071043_ECE H40 T2 RH310BM_12222021112922_705831 | 2023-01-01 | 750
2391220 | Rheem Sales Company, Inc. | Rheem | XE40T10H22U0 | XE40T10H22U0 | Hybrid/Electric Heat Pump | 240 Volt Integrated HPWH | Electric | 36 | 3.45 | ES_1071043_XE40T10H22U0_12212021165323_7948723 | 2023-01-01 | 750
2391210 | Rheem Sales Company, Inc. | Rheem | XE40T10H45U0 | XE40T10H45U0 | Hybrid/Electric Heat Pump | 240 Volt Integrated HPWH | Electric | 36 | 3.83 | ES_1071043_XE40T10H45U0_12212021165321_2124372 | 2023-01-01 | 750
2391256 | Rheem Sales Company, Inc. | Rheem | Hybrid electic water heater | HPLD40-1RH | Hybrid/Electric Heat Pump | 240 Volt Integrated HPWH | Electric | 36 | 3.83 | ES_1071043_HPLD40-1RH_12212021165332_6155968 | 2023-01-01 | 750
2391258 | Rheem Sales Company, Inc. | Rheem | Hybrid electic water heater | HPLD50-1RH | Hybrid/Electric Heat Pump | 240 Volt Integrated HPWH | Electric | 45 | 3.88 | ES_1071043_HPLD50-1RH_12212021165333_4213482 | 2023-01-01 | 750
2391261 | Rheem Sales Company, Inc. | Rheem | Hybrid electic water heater | HPLD65-1RH | Hybrid/Electric Heat Pump | 240 Volt Integrated HPWH | Electric | 59 | 4.05 | ES_1071043_HPLD65-1RH_12212021165334_3367720 | 2023-01-01 | 750
2391263 | Rheem Sales Company, Inc. | Rheem | Hybrid electic water heater | HPLD80-1RH | Hybrid/Electric Heat Pump | 240 Volt Integrated HPWH | Electric | 72 | 4.07 | ES_1071043_HPLD80-1RH_12212021165335_9903759 | 2023-01-01 | 750
2391196 | Rheem Sales Company, Inc. | Rheem | PRO H40 T2 RH310BM | PRO H40 T2 RH310BM | Hybrid/Electric Heat Pump | 240 Volt Integrated HPWH | Electric | 36 | 3.5 | ES_1071043_PRO H40 T2 RH310BM_12212021165319_4659703 | 2023-01-01 | 750
2391249 | Rheem Sales Company, Inc. | Rheem | Hybrid Electric Water Heater | PRO H40 T2 RH310UM | Hybrid/Electric Heat Pump | 240 Volt Integrated HPWH | Electric | 36 | 3.5 | ES_1071043_PRO H40 T2 RH310UM_12212021165329_8047687 | 2023-01-01 | 750
2391197 | Rheem Sales Company, Inc. | Rheem | PRO H50 T2 RH310BM | PRO H50 T2 RH310BM | Hybrid/Electric Heat Pump | 240 Volt Integrated HPWH | Electric | 45 | 3.5 | ES_1071043_PRO H50 T2 RH310BM_12212021165319_38499 | 2023-01-01 | 750
2391251 | Rheem Sales Company, Inc. | Rheem | Hybrid Electric Water Heater | PRO H50 T2 RH310UM | Hybrid/Electric Heat Pump | 240 Volt Integrated HPWH | Electric | 45 | 3.5 | ES_1071043_PRO H50 T2 RH310UM_12212021165330_4006587 | 2023-01-01 | 750
2391193 | Rheem Sales Company, Inc. | Rheem | PRO H65 T2 RH310BM | PRO H65 T2 RH310BM | Hybrid/Electric Heat Pump | 240 Volt Integrated HPWH | Electric | 59 | 3.5 | ES_1071043_PRO H65 T2 RH310BM_12212021165317_8653756 | 2023-01-01 | 750
2391253 | Rheem Sales Company, Inc. | Rheem | Hybrid Electric Water Heater | PRO H65 T2 RH310UM | Hybrid/Electric Heat Pump | 240 Volt Integrated HPWH | Electric | 59 | 3.5 | ES_1071043_PRO H65 T2 RH310UM_12212021165330_9568155 | 2023-01-01 | 750
2391198 | Rheem Sales Company, Inc. | Rheem | PRO H80 T2 RH310BM | PRO H80 T2 RH310BM | Hybrid/Electric Heat Pump | 240 Volt Integrated HPWH | Electric | 72 | 3.5 | ES_1071043_PRO H80 T2 RH310BM_12212021165319_3283992 | 2023-01-01 | 750
2391255 | Rheem Sales Company, Inc. | Rheem | Hybrid Electric Water Heater | PRO H80 T2 RH310UM | Hybrid/Electric Heat Pump | 240 Volt Integrated HPWH | Electric | 72 | 3.5 | ES_1071043_PRO H80 T2 RH310UM_12212021165331_3986929 | 2023-01-01 | 750
2391201 | Rheem Sales Company, Inc. | Rheem | PROPH40 T2 RH375-15 | PROPH40 T2 RH375-15 | Hybrid/Electric Heat Pump | 240 Volt Integrated HPWH | Electric | 36 | 3.45 | ES_1071043_PROPH40 T2 RH375-15_12212021165320_3492400 | 2023-01-01 | 750
2391211 | Rheem Sales Company, Inc. | Rheem | PROPH40 T2 RH375-30 | PROPH40 T2 RH375-30 | Hybrid/Electric Heat Pump | 240 Volt Integrated HPWH | Electric | 36 | 3.83 | ES_1071043_PROPH40 T2 RH375-30_12212021165322_1864403 | 2023-01-01 | 750
2391199 | Rheem Sales Company, Inc. | Rheem | PROPH40 T2 RH375-SO | PROPH40 T2 RH375-SO | Hybrid/Electric Heat Pump | 240 Volt Integrated HPWH | Electric | 36 | 3.83 | ES_1071043_PROPH40 T2 RH375-SO_12212021165319_6130098 | 2023-01-01 | 750
2391202 | Rheem Sales Company, Inc. | Rheem | PROPH50 T2 RH375-15 | PROPH50 T2 RH375-15 | Hybrid/Electric Heat Pump | 240 Volt Integrated HPWH | Electric | 45 | 3.75 | ES_1071043_PROPH50 T2 RH375-15_12212021165320_8731946 | 2023-01-01 | 750
2391214 | Rheem Sales Company, Inc. | Rheem | PROPH50 T2 RH375-30 | PROPH50 T2 RH375-30 | Hybrid/Electric Heat Pump | 240 Volt Integrated HPWH | Electric | 45 | 3.88 | ES_1071043_PROPH50 T2 RH375-30_12212021165322_1537351 | 2023-01-01 | 750
2391194 | Rheem Sales Company, Inc. | Rheem | PROPH50 T2 RH375-SO | PROPH50 T2 RH375-SO | Hybrid/Electric Heat Pump | 240 Volt Integrated HPWH | Electric | 45 | 3.88 | ES_1071043_PROPH50 T2 RH375-SO_12212021165318_8166844 | 2023-01-01 | 750
2391203 | Rheem Sales Company, Inc. | Rheem | PROPH65 T2 RH375-15 | PROPH65 T2 RH375-15 | Hybrid/Electric Heat Pump | 240 Volt Integrated HPWH | Electric | 59 | 3.55 | ES_1071043_PROPH65 T2 RH375-15_12212021165320_9861208 | 2023-01-01 | 750
2391216 | Rheem Sales Company, Inc. | Rheem | PROPH65 T2 RH375-30 | PROPH65 T2 RH375-30 | Hybrid/Electric Heat Pump | 240 Volt Integrated HPWH | Electric | 59 | 4.05 | ES_1071043_PROPH65 T2 RH375-30_12212021165323_5878054 | 2023-01-01 | 750
2391195 | Rheem Sales Company, Inc. | Rheem | PROPH65 T2 RH375-SO | PROPH65 T2 RH375-SO | Hybrid/Electric Heat Pump | 240 Volt Integrated HPWH | Electric | 59 | 4.05 | ES_1071043_PROPH65 T2 RH375-SO_12212021165318_7602425 | 2023-01-01 | 750
2391204 | Rheem Sales Company, Inc. | Rheem | PROPH80 T2 RH375-15 | PROPH80 T2 RH375-15 | Hybrid/Electric Heat Pump | 240 Volt Integrated HPWH | Electric | 72 | 3.7 | ES_1071043_PROPH80 T2 RH375-15_12212021165320_6007226 | 2023-01-01 | 750
2391219 | Rheem Sales Company, Inc. | Rheem | PROPH80 T2 RH375-30 | PROPH80 T2 RH375-30 | Hybrid/Electric Heat Pump | 240 Volt Integrated HPWH | Electric | 72 | 4.07 | ES_1071043_PROPH80 T2 RH375-30_12212021165323_2204756 | 2023-01-01 | 750
2391200 | Rheem Sales Company, Inc. | Rheem | PROPH80 T2 RH375-SO | PROPH80 T2 RH375-SO | Hybrid/Electric Heat Pump | 240 Volt Integrated HPWH | Electric | 72 | 4.07 | ES_1071043_PROPH80 T2 RH375-SO_12212021165319_7179171 | 2023-01-01 | 750
2391257 | Rheem Sales Company, Inc. | Ruud | Hybrid electic water heater | HPLD40-1RU | Hybrid/Electric Heat Pump | 240 Volt Integrated HPWH | Electric | 36 | 3.83 | ES_1071043_HPLD40-1RU_12212021165333_2939157 | 2023-01-01 | 750
2391259 | Rheem Sales Company, Inc. | Ruud | Hybrid electic water heater | HPLD50-1RU | Hybrid/Electric Heat Pump | 240 Volt Integrated HPWH | Electric | 45 | 3.88 | ES_1071043_HPLD50-1RU_12212021165333_7773001 | 2023-01-01 | 750
2391260 | Rheem Sales Company, Inc. | Ruud | Hybrid electic water heater | HPLD65-1RU | Hybrid/Electric Heat Pump | 240 Volt Integrated HPWH | Electric | 59 | 4.05 | ES_1071043_HPLD65-1RU_12212021165334_111128 | 2023-01-01 | 750
2391262 | Rheem Sales Company, Inc. | Ruud | Hybrid electic water heater | HPLD80-1RU | Hybrid/Electric Heat Pump | 240 Volt Integrated HPWH | Electric | 72 | 4.07 | ES_1071043_HPLD80-1RU_12212021165335_8743426 | 2023-01-01 | 750
2391209 | Rheem Sales Company, Inc. | Rheem | XE40T10HS45U0 | XE40T10HS45U0 | Hybrid/Electric Heat Pump | 240 Volt Integrated HPWH | Electric | 36 | 3.83 | ES_1071043_XE40T10HS45U0_12212021165321_4410277 | 2023-01-01 | 750
2391221 | Rheem Sales Company, Inc. | Rheem | XE50T10H22U0 | XE50T10H22U0 | Hybrid/Electric Heat Pump | 240 Volt Integrated HPWH | Electric | 45 | 3.75 | ES_1071043_XE50T10H22U0_12212021165324_2820264 | 2023-01-01 | 750
2391213 | Rheem Sales Company, Inc. | Rheem | XE50T10H45U0 | XE50T10H45U0 | Hybrid/Electric Heat Pump | 240 Volt Integrated HPWH | Electric | 45 | 3.88 | ES_1071043_XE50T10H45U0_12212021165322_257941 | 2023-01-01 | 750
2391212 | Rheem Sales Company, Inc. | Rheem | XE50T10HS45U0 | XE50T10HS45U0 | Hybrid/Electric Heat Pump | 240 Volt Integrated HPWH | Electric | 45 | 3.88 | ES_1071043_XE50T10HS45U0_12212021165322_125405 | 2023-01-01 | 750
2391223 | Rheem Sales Company, Inc. | Rheem | XE65T10H22U0 | XE65T10H22U0 | Hybrid/Electric Heat Pump | 240 Volt Integrated HPWH | Electric | 59 | 3.55 | ES_1071043_XE65T10H22U0_12212021165324_1116001 | 2023-01-01 | 750
2391222 | Rheem Sales Company, Inc. | Rheem | XE65T10H45U0 | XE65T10H45U0 | Hybrid/Electric Heat Pump | 240 Volt Integrated HPWH | Electric | 59 | 4.05 | ES_1071043_XE65T10H45U0_12212021165324_2804055 | 2023-01-01 | 750
2391215 | Rheem Sales Company, Inc. | Rheem | XE65T10HS45U0 | XE65T10HS45U0 | Hybrid/Electric Heat Pump | 240 Volt Integrated HPWH | Electric | 59 | 4.05 | ES_1071043_XE65T10HS45U0_12212021165323_2547069 | 2023-01-01 | 750
2391224 | Rheem Sales Company, Inc. | Rheem | XE80T10H22U0 | XE80T10H22U0 | Hybrid/Electric Heat Pump | 240 Volt Integrated HPWH | Electric | 72 | 3.7 | ES_1071043_XE80T10H22U0_12212021165324_3217150 | 2023-01-01 | 750
2391218 | Rheem Sales Company, Inc. | Rheem | Hybrid electic water heater | XE80T10H45U0 | Hybrid/Electric Heat Pump | 240 Volt Integrated HPWH | Electric | 72 | 4.07 | ES_1071043_XE80T10H45U0_12212021165323_3919027 | 2023-01-01 | 750
2391217 | Rheem Sales Company, Inc. | Rheem | XE80T10HS45U0 | XE80T10HS45U0 | Hybrid/Electric Heat Pump | 240 Volt Integrated HPWH | Electric | 72 | 4.07 | ES_1071043_XE80T10HS45U0_12212021165323_8404474 | 2023-01-01 | 750
2391242 | Rheem Sales Company, Inc. | Richmond | 10E40-HP515 | 10E40-HP515 | Hybrid/Electric Heat Pump | 240 Volt Integrated HPWH | Electric | 36 | 3.45 | ES_1071043_10E40-HP515_12212021165328_4691609 | 2023-01-01 | 750
2391228 | Rheem Sales Company, Inc. | Richmond | 10E40-HP530 | 10E40-HP530 | Hybrid/Electric Heat Pump | 240 Volt Integrated HPWH | Electric | 36 | 3.83 | ES_1071043_10E40-HP530_12212021165325_1487777 | 2023-01-01 | 750
2391227 | Rheem Sales Company, Inc. | Richmond | 10E40-HP5S30 | 10E40-HP5S30 | Hybrid/Electric Heat Pump | 240 Volt Integrated HPWH | Electric | 36 | 3.83 | ES_1071043_10E40-HP5S30_12212021165325_460525 | 2023-01-01 | 750
2391244 | Rheem Sales Company, Inc. | Richmond | 10E50-HP515 | 10E50-HP515 | Hybrid/Electric Heat Pump | 240 Volt Integrated HPWH | Electric | 45 | 3.75 | ES_1071043_10E50-HP515_12212021165328_918760 | 2023-01-01 | 750
2391231 | Rheem Sales Company, Inc. | Richmond | 10E50-HP530 | 10E50-HP530 | Hybrid/Electric Heat Pump | 240 Volt Integrated HPWH | Electric | 45 | 3.88 | ES_1071043_10E50-HP530_12212021165325_2292083 | 2023-01-01 | 750
2391232 | Rheem Sales Company, Inc. | Richmond | 10E50-HP5S30 | 10E50-HP5S30 | Hybrid/Electric Heat Pump | 240 Volt Integrated HPWH | Electric | 45 | 3.88 | ES_1071043_10E50-HP5S30_12212021165325_207431 | 2023-01-01 | 750
2391246 | Rheem Sales Company, Inc. | Richmond | 10E65-HP515 | 10E65-HP515 | Hybrid/Electric Heat Pump | 240 Volt Integrated HPWH | Electric | 59 | 3.55 | ES_1071043_10E65-HP515_12212021165328_1627093 | 2023-01-01 | 750
2391236 | Rheem Sales Company, Inc. | Richmond | 10E65-HP530 | 10E65-HP530 | Hybrid/Electric Heat Pump | 240 Volt Integrated HPWH | Electric | 59 | 4.05 | ES_1071043_10E65-HP530_12212021165326_5504257 | 2023-01-01 | 750
2391235 | Rheem Sales Company, Inc. | Richmond | 10E65-HP5S30 | 10E65-HP5S30 | Hybrid/Electric Heat Pump | 240 Volt Integrated HPWH | Electric | 59 | 4.05 | ES_1071043_10E65-HP5S30_12212021165326_3414473 | 2023-01-01 | 750
2391248 | Rheem Sales Company, Inc. | Richmond | 10E80-HP515 | 10E80-HP515 | Hybrid/Electric Heat Pump | 240 Volt Integrated HPWH | Electric | 72 | 3.7 | ES_1071043_10E80-HP515_12212021165329_5577799 | 2023-01-01 | 750
2391240 | Rheem Sales Company, Inc. | Richmond | 10E80-HP530 | 10E80-HP530 | Hybrid/Electric Heat Pump | 240 Volt Integrated HPWH | Electric | 72 | 4.07 | ES_1071043_10E80-HP530_12212021165327_5559644 | 2023-01-01 | 750
2391239 | Rheem Sales Company, Inc. | Richmond | 10E80-HP5S30 | 10E80-HP5S30 | Hybrid/Electric Heat Pump | 240 Volt Integrated HPWH | Electric | 72 | 4.07 | ES_1071043_10E80-HP5S30_12212021165327_7978519 | 2023-01-01 | 750
2391205 | Rheem Sales Company, Inc. | Ruud | PRO H40 T2 RU310BM | PRO H40 T2 RU310BM | Hybrid/Electric Heat Pump | 240 Volt Integrated HPWH | Electric | 36 | 3.5 | ES_1071043_PRO H40 T2 RU310BM_12212021165320_4517640 | 2023-01-01 | 750
2391250 | Rheem Sales Company, Inc. | Ruud | Hybrid Electric Water Heater | PRO H40 T2 RU310UM | Hybrid/Electric Heat Pump | 240 Volt Integrated HPWH | Electric | 36 | 3.5 | ES_1071043_PRO H40 T2 RU310UM_12212021165329_7972761 | 2023-01-01 | 750
2391206 | Rheem Sales Company, Inc. | Ruud | PRO H50 T2 RU310BM | PRO H50 T2 RU310BM | Hybrid/Electric Heat Pump | 240 Volt Integrated HPWH | Electric | 45 | 3.5 | ES_1071043_PRO H50 T2 RU310BM_12212021165320_4650245 | 2023-01-01 | 750
2391252 | Rheem Sales Company, Inc. | Ruud | Hybrid Electric Water Heater | PRO H50 T2 RU310UM | Hybrid/Electric Heat Pump | 240 Volt Integrated HPWH | Electric | 45 | 3.5 | ES_1071043_PRO H50 T2 RU310UM_12212021165330_6649203 | 2023-01-01 | 750
2391207 | Rheem Sales Company, Inc. | Ruud | PRO H65 T2 RU310BM | PRO H65 T2 RU310BM | Hybrid/Electric Heat Pump | 240 Volt Integrated HPWH | Electric | 59 | 3.5 | ES_1071043_PRO H65 T2 RU310BM_12212021165321_7672245 | 2023-01-01 | 750
2391254 | Rheem Sales Company, Inc. | Ruud | Hybrid Electric Water Heater | PRO H65 T2 RU310UM | Hybrid/Electric Heat Pump | 240 Volt Integrated HPWH | Electric | 59 | 3.5 | ES_1071043_PRO H65 T2 RU310UM_12212021165330_691783 | 2023-01-01 | 750
2391208 | Rheem Sales Company, Inc. | Ruud | PRO H80 T2 RU310BM | PRO H80 T2 RU310BM | Hybrid/Electric Heat Pump | 240 Volt Integrated HPWH | Electric | 72 | 3.5 | ES_1071043_PRO H80 T2 RU310BM_12212021165321_3866997 | 2023-01-01 | 750
2391351 | Rheem Sales Company, Inc. | Ruud | Hybrid Electric Water Heater | PRO H80 T2 RU310UM | Hybrid/Electric Heat Pump | 240 Volt Integrated HPWH | Electric | 72 | 3.5 | ES_1071043_PRO H80 T2 RU310UM_12222021105118_9617615 | 2023-01-01 | 750
2391241 | Rheem Sales Company, Inc. | Ruud | PROUH40 T2 RU375-15 | PROUH40 T2 RU375-15 | Hybrid/Electric Heat Pump | 240 Volt Integrated HPWH | Electric | 36 | 3.45 | ES_1071043_PROUH40 T2 RU375-15_12212021165328_9380506 | 2023-01-01 | 750
2391226 | Rheem Sales Company, Inc. | Ruud | PROUH40 T2 RU375-30 | PROUH40 T2 RU375-30 | Hybrid/Electric Heat Pump | 240 Volt Integrated HPWH | Electric | 36 | 3.83 | ES_1071043_PROUH40 T2 RU375-30_12212021165324_8276645 | 2023-01-01 | 750
2391225 | Rheem Sales Company, Inc. | Ruud | PROUH40 T2 RU375-SO | PROUH40 T2 RU375-SO | Hybrid/Electric Heat Pump | 240 Volt Integrated HPWH | Electric | 36 | 3.83 | ES_1071043_PROUH40 T2 RU375-SO_12212021165324_5344429 | 2023-01-01 | 750
2391243 | Rheem Sales Company, Inc. | Ruud | PROUH50 T2 RU375-15 | PROUH50 T2 RU375-15 | Hybrid/Electric Heat Pump | 240 Volt Integrated HPWH | Electric | 45 | 3.75 | ES_1071043_PROUH50 T2 RU375-15_12212021165328_1380303 | 2023-01-01 | 750
2391230 | Rheem Sales Company, Inc. | Ruud | PROUH50 T2 RU375-30 | PROUH50 T2 RU375-30 | Hybrid/Electric Heat Pump | 240 Volt Integrated HPWH | Electric | 45 | 3.88 | ES_1071043_PROUH50 T2 RU375-30_12212021165325_387865 | 2023-01-01 | 750
2391229 | Rheem Sales Company, Inc. | Ruud | PROUH50 T2 RU375-SO | PROUH50 T2 RU375-SO | Hybrid/Electric Heat Pump | 240 Volt Integrated HPWH | Electric | 45 | 3.88 | ES_1071043_PROUH50 T2 RU375-SO_12212021165325_9486265 | 2023-01-01 | 750
2391245 | Rheem Sales Company, Inc. | Ruud | PROUH65 T2 RU375-15 | PROUH65 T2 RU375-15 | Hybrid/Electric Heat Pump | 240 Volt Integrated HPWH | Electric | 59 | 3.55 | ES_1071043_PROUH65 T2 RU375-15_12212021165328_3141612 | 2023-01-01 | 750
2391234 | Rheem Sales Company, Inc. | Ruud | PROUH65 T2 RU375-30 | PROUH65 T2 RU375-30 | Hybrid/Electric Heat Pump | 240 Volt Integrated HPWH | Electric | 59 | 4.05 | ES_1071043_PROUH65 T2 RU375-30_12212021165326_2778288 | 2023-01-01 | 750
2391233 | Rheem Sales Company, Inc. | Ruud | PROUH65 T2 RU375-SO | PROUH65 T2 RU375-SO | Hybrid/Electric Heat Pump | 240 Volt Integrated HPWH | Electric | 59 | 4.05 | ES_1071043_PROUH65 T2 RU375-SO_12212021165325_9416943 | 2023-01-01 | 750
2391247 | Rheem Sales Company, Inc. | Ruud | PROUH80 T2 RU375-15 | PROUH80 T2 RU375-15 | Hybrid/Electric Heat Pump | 240 Volt Integrated HPWH | Electric | 72 | 3.7 | ES_1071043_PROUH80 T2 RU375-15_12212021165329_4069555 | 2023-01-01 | 750
2391238 | Rheem Sales Company, Inc. | Ruud | PROUH80 T2 RU375-30 | PROUH80 T2 RU375-30 | Hybrid/Electric Heat Pump | 240 Volt Integrated HPWH | Electric | 72 | 4.07 | ES_1071043_PROUH80 T2 RU375-30_12212021165327_2042114 | 2023-01-01 | 750
2391237 | Rheem Sales Company, Inc. | Ruud | PROUH80 T2 RU375-SO | PROUH80 T2 RU375-SO | Hybrid/Electric Heat Pump | 240 Volt Integrated HPWH | Electric | 72 | 4.07 | ES_1071043_PROUH80 T2 RU375-SO_12212021165327_8084346 | 2023-01-01 | 750

## 120V HPWH
Qualified Product List for 120V/15 amp HPWHs
ENERGY STAR Certified Greater Than or Equal to 2.20 UEF $750/unit
ENERGY STAR Unique ID | ENERGY STAR Partner | Brand Name | Model Name | Model Number | Type | Heat Pump Type | Fuel | Storage Volume (gallons) | Uniform Energy Factor (UEF) | CB Model Identifier | Date Added to QPL | Incentive
2398134 | Rheem | Rheem | RHEEM | XE40T10H15U0 | Hybrid/Electric Heat Pump | 120 Volt Integrated HPWH | Electric | 37 | 3 | ES_1071043_XE40T10H15U0_06112022004242_1524289 | 2023-01-01 | 750
2398135 | Rheem | Rheem | Rheem | PROPH40 T0 RH120 | Hybrid/Electric Heat Pump | 120 Volt Integrated HPWH | Electric | 37 | 3 | ES_1071043_PROPH40 T0 RH120_06102022035415_3762946 | 2023-01-01 | 750
2395165 | Rheem | Rheem | Rheem | PROPH40 T0 RH120-M** | Hybrid/Electric Heat Pump | 120 Volt Integrated HPWH | Electric | 36 | 2.8 | ES_1071043_PROPH40 T0 RH120-M**_04012022015532_9806071 | 2023-01-01 | 750
2398149 | Rheem | Rheem | RHEEM | PROPH50 T0 RH120 | Hybrid/Electric Heat Pump | 120 Volt Integrated HPWH | Electric | 46 | 3 | ES_1071043_PROPH50 T0 RH120_06172022003428_8288660 | 2023-01-01 | 750
2395167 | Rheem | Rheem | Rheem | PROPH50 T0 RH120-M** | Hybrid/Electric Heat Pump | 120 Volt Integrated HPWH | Electric | 46 | 3 | ES_1071043_PROPH50 T0 RH120-M**_04012022015455_1226919 | 2023-01-01 | 750
2397505 | Rheem | Rheem | Rheem | PROPH65 T0 RH120-M** | Hybrid/Electric Heat Pump | 120 Volt Integrated HPWH | Electric | 59 | 3.3 | ES_1071043_PROPH65 T0 RH120-M**_04012022015532_2228411 | 2023-01-01 | 750
2395166 | Rheem | Rheem | Rheem | PROPH80 T0 RH120-M** | Hybrid/Electric Heat Pump | 120 Volt Integrated HPWH | Electric | 72 | 3.5 | ES_1071043_PROPH80 T0 RH120-M**_04012022015532_6816209 | 2023-01-01 | 750
2397471 | Rheem | Rheem | RHEEM | XE40T10HM*00U0 | Hybrid/Electric Heat Pump | 120 Volt Integrated HPWH | Electric | 36 | 2.8 | ES_1071043_XE40T10HM*00U0_04022022022345_9212958 | 2023-01-01 | 750
2398146 | Rheem | Rheem | RHEEM | XE50T10H15U0 | Hybrid/Electric Heat Pump | 120 Volt Integrated HPWH | Electric | 46 | 3 | ES_1071043_XE50T10H15U0_06172022003428_9068426 | 2023-01-01 | 750
2398284 | Rheem | Rheem | RHEEM | XE50T10HM*00U0 | Hybrid/Electric Heat Pump | 120 Volt Integrated HPWH | Electric | 46 | 3 | ES_1071043_XE50T10HM*00U0_04022022022346_8270016 | 2023-01-01 | 750
2397504 | Rheem | Rheem | RHEEM | XE65T10HM*00U0 | Hybrid/Electric Heat Pump | 120 Volt Integrated HPWH | Electric | 59 | 3.3 | ES_1071043_XE65T10HM*00U0_04022022022347_8897495 | 2023-01-01 | 750
2398288 | Rheem | Rheem | RHEEM | XE80T10HM*00U0 | Hybrid/Electric Heat Pump | 120 Volt Integrated HPWH | Electric | 72 | 3.5 | ES_1071043_XE80T10HM*00U0_04022022022347_9475327 | 2023-01-01 | 750
2398133 | Rheem | Richmond | RICHMOND | 10E40-HP120 | Hybrid/Electric Heat Pump | 120 Volt Integrated HPWH | Electric | 37 | 3 | ES_1071043_10E40-HP120_06112022004242_946115 | 2023-01-01 | 750
2397467 | Rheem | Richmond | RICHMOND | 10E40-HP120M* | Hybrid/Electric Heat Pump | 120 Volt Integrated HPWH | Electric | 36 | 2.8 | ES_1071043_10E40-HP120M*_04022022022346_3483500 | 2023-01-01 | 750
2398147 | Rheem | Richmond | RICHMOND | 10E50-HP120 | Hybrid/Electric Heat Pump | 120 Volt Integrated HPWH | Electric | 46 | 3 | ES_1071043_10E50-HP120_06172022003428_4394577 | 2023-01-01 | 750
2398282 | Rheem | Richmond | RICHMOND | 10E50-HP120M* | Hybrid/Electric Heat Pump | 120 Volt Integrated HPWH | Electric | 46 | 3 | ES_1071043_10E50-HP120M*_04022022022346_985557 | 2023-01-01 | 750
2397502 | Rheem | Richmond | RICHMOND | 10E65-HP120M* | Hybrid/Electric Heat Pump | 120 Volt Integrated HPWH | Electric | 59 | 3.3 | ES_1071043_10E65-HP120M*_04022022022347_8395145 | 2023-01-01 | 750
2398286 | Rheem | Richmond | RICHMOND | 10E80-HP120M* | Hybrid/Electric Heat Pump | 120 Volt Integrated HPWH | Electric | 72 | 3.5 | ES_1071043_10E80-HP120M*_04022022022347_2172641 | 2023-01-01 | 750
2398132 | Rheem | Ruud | RUUD | PROUH40 T0 RU120 | Hybrid/Electric Heat Pump | 120 Volt Integrated HPWH | Electric | 37 | 3 | ES_1071043_PROUH40 T0 RU120_06112022004243_4636211 | 2023-01-01 | 750
2397468 | Rheem | Ruud | RUUD | PROUH40 T0 RU120-M** | Hybrid/Electric Heat Pump | 120 Volt Integrated HPWH | Electric | 36 | 2.8 | ES_1071043_PROUH40 T0 RU120-M**_04022022022346_5361291 | 2023-01-01 | 750
2398148 | Rheem | Ruud | RUUD | PROUH50 T0 RU120 | Hybrid/Electric Heat Pump | 120 Volt Integrated HPWH | Electric | 46 | 3 | ES_1071043_PROUH50 T0 RU120_06172022003428_2228596 | 2023-01-01 | 750
2398283 | Rheem | Ruud | RUUD | PROUH50 T0 RU120-M** | Hybrid/Electric Heat Pump | 120 Volt Integrated HPWH | Electric | 46 | 3 | ES_1071043_PROUH50 T0 RU120-M**_04022022022346_7676920 | 2023-01-01 | 750
2397503 | Rheem | Ruud | RUUD | PROUH65 T0 RU120-M** | Hybrid/Electric Heat Pump | 120 Volt Integrated HPWH | Electric | 59 | 3.3 | ES_1071043_PROUH65 T0 RU120-M**_04022022022347_4828084 | 2023-01-01 | 750
2398287 | Rheem | Ruud | RUUD | PROUH80 T0 RU120-M** | Hybrid/Electric Heat Pump | 120 Volt Integrated HPWH | Electric | 72 | 3.5 | ES_1071043_PROUH80 T0 RU120-M**_04022022022347_9584455 | 2023-01-01 | 750

## HPWH Split System
Qualified Product List for Split System HPWHs
ENERGY STAR Certified Greater Than or Equal to 2.20 UEF $750/system
ENERGY STAR Unique ID | ENERGY STAR Partner | Brand Name | Model Name | Model Number | Type | Heat Pump Type | Fuel | Storage Volume (gallons) | Uniform Energy Factor (UEF) | CB Model Identifier | Date Added to QPL | Incentive Per System
2392845 | ECO2 Systems LLC | SANCO2 | GS4-45HPC+SAN-43SSAQA | GS4-45HPC+SAN-43SSAQA | Hybrid/Electric Heat Pump | Split System HPWH | Electric | 43 | 3.1 | ES_1145284_GS4-45HPC+SAN-43SSAQA_02082022013356_8890002 | 2023-01-01 | 750
2392846 | ECO2 Systems LLC | SANCO2 | GS4-45HPC+SAN-83SSAQA | GS4-45HPC+SAN-83SSAQA | Hybrid/Electric Heat Pump | Split System HPWH | Electric | 83 | 3.75 | ES_1145284_GS4-45HPC+SAN-83SSAQA_02082022013356_8890003 | 2023-01-01 | 750
2399159 | Villara Corporation | AquaThermAire | CHT2021-48A | CHT2021-48A | Hybrid/Electric Heat Pump | Split System HPWH | Electric | 54 | 2.95 | ES_1147141_CHT2021-48A, CHT2021-48C, CHT2021-36A, CHT2021-36C_07212022153717_9642297 | 2023-01-01 | 750

## NG Condensing Storage WH
Qualified Product List for NG Condensing Gas Storage Water Heaters
ENERGY STAR Certified Greater Than or Equal to 95% TE $300/unit
ENERGY STAR Unique ID | ENERGY STAR Partner | Brand Name | Model Name | Model Number | Type | Fuel | Vent Type | Thermal Efficiency (TE) | Uniform Energy Factor | CB Model Identifier | Date Added | Incentive
2276316 | A.O. Smith Corporation | American | VG6250T100NV * | VG6250T100NV * | High Capacity Storage | Natural Gas | Power Vent | 0.96 |  | ES_92897_08232016143739_1765109 | 2023-01-01 | 300
2240603 | A.O. Smith Corporation | American | VG6275T100NV * | VG6275T100NV * | High Capacity Storage | Natural Gas | Power Direct Vent | 0.96 |  | ES_92897_06022015141525_5816466 | 2023-01-01 | 300
2290244 | A.O. Smith Corporation | American | Polaris | PG10 34 100 2NV 200 | High Capacity Storage | Natural Gas | Power Direct Vent | 96 | 0.9 | ES_92897_02082017152454_7348418 | 2023-01-01 | 300
2290247 | A.O. Smith Corporation | American | Polaris | PR 34-100 N 200 | High Capacity Storage | Natural Gas | Power Direct Vent | 0.96 | 0.9 | ES_92897_02082017152454_4940906 | 2023-01-01 | 300
10324080 | A.O. Smith Corporation | A. O. Smith | GDHE 50 * | GDHE 50 * | High Capacity Storage | Natural Gas | Power Direct Vent | 0.96 |  |  | 2023-01-01 | 300
2240601 | A.O. Smith Corporation | A. O. Smith | GDHE 75 * | GDHE 75 * | High Capacity Storage | Natural Gas | Power Direct Vent | 0.96 |  | ES_92897_06022015141525_1664995 | 2023-01-01 | 300
2290245 | A.O. Smith Corporation | A. O. Smith | Polaris | GSP 100 200 | High Capacity Storage | Natural Gas | Power Direct Vent | 96 | 0.9 | ES_92897_02082017152454_2699204 | 2023-01-01 | 300
2240599 | A.O. Smith Corporation | GSW | 6G50100NPDVH* | 6G50100NPDVH* | High Capacity Storage | Natural Gas | Power Direct Vent | 0.96 |  | ES_92897_06022015141525_4547172 | 2023-01-01 | 300
2240609 | A.O. Smith Corporation | GSW | 6G75100NPDVH02* | 6G75100NPDVH02* | High Capacity Storage | Natural Gas | Power Direct Vent | 0.96 |  | ES_92897_06022015141525_4057030 | 2023-01-01 | 300
2290246 | A.O. Smith Corporation | State | Polaris | GHX 34 100 N 200 | High Capacity Storage | Natural Gas | Power Direct Vent | 96 |  | ES_92897_02082017152454_6516715 | 2023-01-01 | 300
2235851 | A.O. Smith Corporation | State | GP6 50 YTPDT * | GP6 50 YTPDT * | High Capacity Storage | Natural Gas | Power Vent | 0.96 |  | ES_92897_04062015152307_4016301 | 2023-01-01 | 300
2240607 | A.O. Smith Corporation | State | GP6 75 YTPDT * | GP6 75 YTPDT * | High Capacity Storage | Natural Gas | Power Direct Vent | 0.96 |  | ES_92897_06022015141525_8364875 | 2023-01-01 | 300
2235849 | A.O. Smith Corporation | Reliance | 6 50 YTPDT * | 6 50 YTPDT * | High Capacity Storage | Natural Gas | Power Vent | 0.96 |  | ES_92897_04062015152307_8498163 | 2023-01-01 | 300
2240605 | A.O. Smith Corporation | Reliance | 6 75 YTPDT * | 6 75 YTPDT * | High Capacity Storage | Natural Gas | Power Direct Vent | 0.96 |  | ES_92897_06022015141525_7942844 | 2023-01-01 | 300
2235857 | Lochinvar, LLC | American | VG6275T100NV * | VG6275T100NV * | High Capacity Storage | Natural Gas | Power Direct Vent | 0.96 |  | ES_1028919_04062015152307_5123121 | 2023-01-01 | 300
2235855 | Lochinvar, LLC | A. O. Smith | GDHE 75 * | GDHE 75 * | High Capacity Storage | Natural Gas | Power Direct Vent | 0.96 |  | ES_1028919_04062015152307_1046478 | 2023-01-01 | 300
2235853 | Lochinvar, LLC | GSW | 6G50100NPDVH* | 6G50100NPDVH* | High Capacity Storage | Natural Gas | Power Direct Vent | 0.96 |  | ES_1028919_04062015152307_6699856 | 2023-01-01 | 300
2235863 | Lochinvar, LLC | GSW | 6G75100NPDVH02* | 6G75100NPDVH02* | High Capacity Storage | Natural Gas | Power Direct Vent | 0.96 |  | ES_1028919_04062015152307_9739100 | 2023-01-01 | 300
2235859 | Lochinvar, LLC | Reliance | 6 75 YTPDT * | 6 75 YTPDT * | High Capacity Storage | Natural Gas | Power Direct Vent | 0.96 |  | ES_1028919_04062015152307_7390850 | 2023-01-01 | 300
2235861 | Lochinvar, LLC | State | GP6 75 YTPDT * | GP6 75 YTPDT * | High Capacity Storage | Natural Gas | Power Direct Vent | 0.96 |  | ES_1028919_04062015152307_9330520 | 2023-01-01 | 300
2237374 | HTP Comfort Solutions LLC | HTP | Phoenix Light Duty | PH76-50 | High Capacity Storage | Natural Gas | Direct Vent | 97 |  | ES_29975_04162015134855_8558336 | 2023-01-01 | 300
2237376 | HTP Comfort Solutions LLC | HTP | Phoenix Light Duty | PH76-60 | High Capacity Storage | Natural Gas | Direct Vent | 97 |  | ES_29975_04162015134855_8725507 | 2023-01-01 | 300
2237378 | HTP Comfort Solutions LLC | HTP | Phoenix Light Duty | PH76-80 | High Capacity Storage | Natural Gas | Direct Vent | 95 |  | ES_29975_04162015134855_4969277 | 2023-01-01 | 300
2323856 | HTP Comfort Solutions LLC | HTP | Phoenix | PH100-119**** | Gas Storage | Natural Gas |  | 96 | 0.9 | ES_29975_PH100-119****_08022018000921_5933000 | 2023-01-01 | 300
2323854 | HTP Comfort Solutions LLC | HTP | Phoenix | PH100-55**** | Gas Storage | Natural Gas |  | 95 | 0.89 | ES_29975_PH100-55****_08022018000826_8803830 | 2023-01-01 | 300
2323850 | HTP Comfort Solutions LLC | HTP | Phoenix | PH100-80**** | Gas Storage | Natural Gas |  | 96 | 0.93 | ES_29975_PH100-80****_08022018000631_2290415 | 2023-01-01 | 300
2323848 | HTP Comfort Solutions LLC | HTP | Crossover | RGH20-75F | Gas Storage | Natural Gas |  |  | 0.88 | ES_29975_RGH20-75F_08022018000459_7969718 | 2023-01-01 | 300
2323818 | HTP Comfort Solutions LLC | HTP | Crossover | RGH20-76F | Gas Storage | Natural Gas |  | 96 | 0.89 | ES_29975_RGH20-76F_08012018234816_6057172 | 2023-01-01 | 300
10324691 | HTP Comfort Solutions LLC | HTP | Crossover | RGH20-100F | Gas Storage | Natural Gas |  | 95 | 0.87 |  | 2023-01-01 | 300
2317703 | HTP Comfort Solutions LLC | HTP | Crossover | RGH40-100F | Gas Storage | Natural Gas |  |  | 0.87 | ES_29975_RGH40-100F_04052018180902_6018728 | 2023-01-01 | 300
2323858 | HTP Comfort Solutions LLC | HTP | Crossover | RGH40-75F | Gas Storage | Natural Gas |  |  | 0.9 | ES_29975_RGH40-75F_08022018001109_9699407 | 2023-01-01 | 300

## ECM Pumps
Qualified Product List for ECM Pumps
Eligible Equipment Determined by PA
Manufacturer | Model | Date New Equipment Added | Sponsor Incentive | Notes
AquaMotion Inc. | AM55-SFVL | 2023-01-01 | 35 | Incentive may be applied when BCP is packaged with a qualifying boiler, must list BCP separately on submission sheet.
AquaMotion Inc. | AM55-FVL | 2023-01-01 | 35 | Incentive may be applied when BCP is packaged with a qualifying boiler, must list BCP separately on submission sheet.
AquaMotion/Newton | AM99-FVL | 2023-01-01 | 35 | Incentive may be applied when BCP is packaged with a qualifying boiler, must list BCP separately on submission sheet.
AquaMotion/Newton | AM99-FL | 2023-01-01 | 35 | Incentive may be applied when BCP is packaged with a qualifying boiler, must list BCP separately on submission sheet.
AquaMotion Inc. | AMRe-FL | 2023-01-01 | 35 | Incentive may be applied when BCP is packaged with a qualifying boiler, must list BCP separately on submission sheet.
AquaMotion Inc. | AMRe-FVL | 2023-01-01 | 35 | Incentive may be applied when BCP is packaged with a qualifying boiler, must list BCP separately on submission sheet.
Armstrong | Compass | 2023-01-01 | 35 | Incentive may be applied when BCP is packaged with a qualifying boiler, must list BCP separately on submission sheet.
Armstrong | Compass H20-20 CI | 2023-01-01 | 35 | Incentive may be applied when BCP is packaged with a qualifying boiler, must list BCP separately on submission sheet.
Armstrong | Compass H20-20 SS | 2023-01-01 | 35 | Incentive may be applied when BCP is packaged with a qualifying boiler, must list BCP separately on submission sheet.
Armstrong | Compass H20-20 SSU | 2023-01-01 | 35 | Incentive may be applied when BCP is packaged with a qualifying boiler, must list BCP separately on submission sheet.
B&G | Ecocirc19-14 Auto | 2023-01-01 | 35 | Incentive may be applied when BCP is packaged with a qualifying boiler, must list BCP separately on submission sheet.
B&G | Ecocirc19-14 Vario | 2023-01-01 | 35 | Incentive may be applied when BCP is packaged with a qualifying boiler, must list BCP separately on submission sheet.
B&G | Ecocirc 19-16 | 2023-01-01 | 35 | Incentive may be applied when BCP is packaged with a qualifying boiler, must list BCP separately on submission sheet.
B&G | Ecocirc XL 20-35 | 2023-01-01 | 35 | Incentive may be applied when BCP is packaged with a qualifying boiler, must list BCP separately on submission sheet.
B&G | Ecocirc XL 36 – 45 | 2023-01-01 | 35 | Incentive may be applied when BCP is packaged with a qualifying boiler, must list BCP separately on submission sheet.
DAB Water Technology | Evosta 110-127v | 2023-01-01 | 35 | Incentive may be applied when BCP is packaged with a qualifying boiler, must list BCP separately on submission sheet.
Grundfos | Alpha 15-55F | 2023-01-01 | 35 | Incentive may be applied when BCP is packaged with a qualifying boiler, must list BCP separately on submission sheet.
Grundfos | Alpha 15-55FR | 2023-01-01 | 35 | Incentive may be applied when BCP is packaged with a qualifying boiler, must list BCP separately on submission sheet.
Grundfos | Alpha 15-55F/LC | 2023-01-01 | 35 | Incentive may be applied when BCP is packaged with a qualifying boiler, must list BCP separately on submission sheet.
Grundfos | Alpha 15-55FR/LC | 2023-01-01 | 35 | Incentive may be applied when BCP is packaged with a qualifying boiler, must list BCP separately on submission sheet.
Grundfos | Alpha 15-55SF | 2023-01-01 | 35 | Incentive may be applied when BCP is packaged with a qualifying boiler, must list BCP separately on submission sheet.
Grundfos | Alpha 15-55SF/LC | 2023-01-01 | 35 | Incentive may be applied when BCP is packaged with a qualifying boiler, must list BCP separately on submission sheet.
Grundfos | Alpha 15-55 | 2023-01-01 | 35 | Incentive may be applied when BCP is packaged with a qualifying boiler, must list BCP separately on submission sheet.
Grundfos | Magna32-60 | 2023-01-01 | 35 | Incentive may be applied when BCP is packaged with a qualifying boiler, must list BCP separately on submission sheet.
Grundfos | ALPHA2 15-55F | 2023-01-01 | 35 | Incentive may be applied when BCP is packaged with a qualifying boiler, must list BCP separately on submission sheet.
Grundfos | ALPHA2 15-55F/LC | 2023-01-01 | 35 | Incentive may be applied when BCP is packaged with a qualifying boiler, must list BCP separately on submission sheet.
Grundfos | ALPHA2 15-55FR | 2023-01-01 | 35 | Incentive may be applied when BCP is packaged with a qualifying boiler, must list BCP separately on submission sheet.
Grundfos | ALPHA2 15-55FR/LC | 2023-01-01 | 35 | Incentive may be applied when BCP is packaged with a qualifying boiler, must list BCP separately on submission sheet.
Grundfos | ALPHA2 15-55SF | 2023-01-01 | 35 | Incentive may be applied when BCP is packaged with a qualifying boiler, must list BCP separately on submission sheet.
Grundfos | ALPHA2 15-55SF/LC | 2023-01-01 | 35 | Incentive may be applied when BCP is packaged with a qualifying boiler, must list BCP separately on submission sheet.
Grundfos | MAGNA1 32‐100 SS | 2023-01-01 | 35 | Incentive may be applied when BCP is packaged with a qualifying boiler, must list BCP separately on submission sheet.
Grundfos | MAGNA1 32-60 CI | 2023-01-01 | 35 | Incentive may be applied when BCP is packaged with a qualifying boiler, must list BCP separately on submission sheet.
Grundfos | ALPHA2 26-99F | 2023-01-01 | 35 | Incentive may be applied when BCP is packaged with a qualifying boiler, must list BCP separately on submission sheet.
Grundfos | MAGNA3 32-60 CI | 2023-01-01 | 35 | Incentive may be applied when BCP is packaged with a qualifying boiler, must list BCP separately on submission sheet.
Grundfos | MAGNA1 32‐60 SS | 2023-01-01 | 35 | Incentive may be applied when BCP is packaged with a qualifying boiler, must list BCP separately on submission sheet.
Grundfos | MAGNA3 32‐60 SS | 2023-01-01 | 35 | Incentive may be applied when BCP is packaged with a qualifying boiler, must list BCP separately on submission sheet.
Grundfos | MAGNA1 32-100 CI | 2023-01-01 | 35 | Incentive may be applied when BCP is packaged with a qualifying boiler, must list BCP separately on submission sheet.
Grundfos | MAGNA3 32-100 CI | 2023-01-01 | 35 | Incentive may be applied when BCP is packaged with a qualifying boiler, must list BCP separately on submission sheet.
Grundfos | MAGNA3 32‐100 SS | 2023-01-01 | 35 | Incentive may be applied when BCP is packaged with a qualifying boiler, must list BCP separately on submission sheet.
Taco | Bumble Bee HEC2 | 2023-01-01 | 35 | Incentive may be applied when BCP is packaged with a qualifying boiler, must list BCP separately on submission sheet.
Taco | VT2218 | 2023-01-01 | 35 | Incentive may be applied when BCP is packaged with a qualifying boiler, must list BCP separately on submission sheet.
Taco | VR1816 | 2023-01-01 | 35 | Incentive may be applied when BCP is packaged with a qualifying boiler, must list BCP separately on submission sheet.
Taco | VR3452 | 2023-01-01 | 35 | Incentive may be applied when BCP is packaged with a qualifying boiler, must list BCP separately on submission sheet.
Taco | VB1016 | 2023-01-01 | 35 | Incentive may be applied when BCP is packaged with a qualifying boiler, must list BCP separately on submission sheet.
Taco | 007e | 2023-01-01 | 35 | Incentive may be applied when BCP is packaged with a qualifying boiler, must list BCP separately on submission sheet.
Taco | 006e# | 2023-01-01 | 35 | Incentive may be applied when BCP is packaged with a qualifying boiler, must list BCP separately on submission sheet.
Taco | 0015e3 | 2023-01-01 | 35 | Incentive may be applied when BCP is packaged with a qualifying boiler, must list BCP separately on submission sheet.
Taco | 0018e | 2023-01-01 | 35 | Incentive may be applied when BCP is packaged with a qualifying boiler, must list BCP separately on submission sheet.
Wilo | Stratos ECO 16RFC | 2023-01-01 | 35 | Incentive may be applied when BCP is packaged with a qualifying boiler, must list BCP separately on submission sheet.
Taco | 0034e | 2023-01-01 | 35 | Incentive may be applied when BCP is packaged with a qualifying boiler, must list BCP separately on submission sheet.
Taco | 0034eP | 2023-01-01 | 35 | Incentive may be applied when BCP is packaged with a qualifying boiler, must list BCP separately on submission sheet.
B&G | Ecocirc 20-18 | 2023-01-01 | 35 | Incentive may be applied when BCP is packaged with a qualifying boiler, must list BCP separately on submission sheet.
B&G | Ecocirc+ 20-18 | 2023-01-01 | 35 | Incentive may be applied when BCP is packaged with a qualifying boiler, must list BCP separately on submission sheet.
Taco | ES2 3PK63-9A | 2023-01-01 | 35 | Incentive may be applied when BCP is packaged with a qualifying boiler, must list BCP separately on submission sheet.
Taco | ES2 3VK63-7C | 2023-01-01 | 35 | Incentive may be applied when BCP is packaged with a qualifying boiler, must list BCP separately on submission sheet.
Taco | 0026e | 2023-01-01 | 35 | Incentive may be applied when BCP is packaged with a qualifying boiler, must list BCP separately on submission sheet.
Resideo | PCVF-ECM2020/U | 2023-01-01 | 35 | Incentive may be applied when BCP is packaged with a qualifying boiler, must list BCP separately on submission sheet.
Resideo | PCVF-ECM2020-LF/U | 2023-01-01 | 35 | Incentive may be applied when BCP is packaged with a qualifying boiler, must list BCP separately on submission sheet.