{"text_format":"1","workbook":"xlsx","n_sheets":31,"sheets":["Admin","Instructions for AHJs and RAs","Program Set-Up","SEEUPF Customization - 2019","Miscellaneous Customizations","Demand Savings Customization","Instructions for Submitter","Instructions for CF Import","Hrly eQuest Results","Results from eQuest","Hourly Input","Hourly District Input","Project Performance","Performance by End Use & Fuel","Demand Savings","Modeling Plan Charrette","Detailed Measures","Ext + Parking Garage Lighting","Connecticut Reporting Summary","Import","Lists","Ref_General","Ref_BuildingAreaMapping","Ref_UnitConversions","Revision Log - CT ECB","Baseline Model Review","Baseline Review References","Proposed Model Review","Proposed Review References","Ref_Instructions","Scratch"],"not_rendered":{"charts":0,"images":3,"macros":1,"external_links":0,"defined_names":161,"comments":0,"pivot_tables":0},"unopened":[],"bounds":{"document_bytes":16777216,"sheet_cells":100000,"rows_first":2000,"rows_last":500,"rows_between":2000,"halvings":0,"cell_chars":16384,"cell_head_chars":4096},"cells_cut":0,"cells_raw":0,"read":"whole","date_system":"1900"}

{"sheet":"Admin","index":0,"n_rows":34,"n_cols":13,"rows_kept":34,"cut":false,"hidden":true,"merged":[]}
[null,null,null,null,"Admin"]
[]
[]
[null,null,null,null,"Worksheet Protection On (Yes/No)","Yes"]
[]
[null,null,null,null,"Current View","Submitter"]
[]
[null,null,null,null,"PNNL/DOE Tab Name","Hidden in AHJ/RA view?","Hidden in Submitter View?","Super Hidden?","Hide Rows & Columns","Protect?"]
[null,null,null,null,"Admin","X","X","X"]
[null,null,null,null,"Instructions for AHJs and Ras",null,"X","X","X","X"]
[null,null,null,null,"Scratch",null,null,null,"X"]
[null,null,null,null,"Ref_Instructions","X","X","X",null,"X"]
[null,null,null,null,"Import",null,"X","X",null,"X"]
[null,null,null,null,"Lists","X","X","X",null,"X"]
[null,null,null,null,"Program Set-Up",null,"X","X","X","X"]
[null,null,null,null,"Instructions for CF Import",null,null,null,"X","X"]
[null,null,null,null,"Miscellaneous Customizations",null,"X","X","X","X",null,"Pre-release checklist"]
[null,null,null,null,"Instructions for Submitter",null,null,null,"X",{"$f":"IF(Admin_View=\"Submitter\",\"X\",\"\")","v":"X"},null,1,"Update revisions log"]
[null,null,null,null,"Project Performance",null,null,null,"X","X",null,2,"Remove data from the import tab. Make sure all programs are set to CF defaults on the BPF Customization tab. Uncheck all boxes in the customization options section of the Program Set-UP tab"]
[null,null,null,null,"Performance by End Use & Fuel","X","X","X","X","X",null,3,"Change cell F4 on Admin from No to Yes."]
[null,null,null,null,"Demand Savings Customization",null,"X","X","X","X",null,4,"Click \"Switch to AHJ/RA View\""]
[null,null,null,null,"Ref_BuildingAreaMapping","X","X","X",null,"X",null,5,"Protect All Sheets and Protect Workbook"]
[null,null,null,null,"Ref_UnitConversions","X","X","X",null,"X",null,6,"Click \"Hide Rows & Columns for Publishing\""]
[null,null,null,null,"SEEUPF Customization - 2019",null,"X","X","X","X",null,7,"Click \"Update Version # and Date for Release\""]
[null,null,null,null,"Ref_General","X","X","X",null,"X",null,8,"(Read all first since this tab will hide) Click \"Hide Sheets for Publishing\" and then click and unclick the customizations on the program set-up tab"]
[null,null,null,null,"Modeling Plan Charrette",null,null,null,"X","X"]
[null,null,null,null,"Detailed Measures",null,null,null,"X","X"]
[null,null,null,null,"Ext + Parking Garage Lighting",null,null,null,"X","X"]
[null,null,null,null,"Connecticut Reporting Summary",null,null,null,"X","X"]
[null,null,null,null,"Hourly Input",null,{"$f":"IF(OR('Demand Savings Customization'!$AB$13=TRUE,'Demand Savings Customization'!$AB$14=TRUE,'Demand Savings Customization'!$AB$17=TRUE,'Demand Savings Customization'!$AB$19=TRUE),\"\",\"X\")","v":""},{"$f":"IF(OR('Demand Savings Customization'!$AB$13=TRUE,'Demand Savings Customization'!$AB$14=TRUE,'Demand Savings Customization'!$AB$17=TRUE,'Demand Savings Customization'!$AB$19=TRUE),\"\",\"X\")","v":""},"X","X"]
[null,null,null,null,"Demand Savings",null,{"$f":"IF(OR('Demand Savings Customization'!$AB$13=TRUE,'Demand Savings Customization'!$AB$14=TRUE,'Demand Savings Customization'!$AB$17=TRUE,'Demand Savings Customization'!$AB$19=TRUE),\"\",\"X\")","v":""},{"$f":"IF(OR('Demand Savings Customization'!$AB$13=TRUE,'Demand Savings Customization'!$AB$14=TRUE,'Demand Savings Customization'!$AB$17=TRUE,'Demand Savings Customization'!$AB$19=TRUE),\"\",\"X\")","v":""},"X","X"]
[null,null,null,null,"Hrly eQuest Results",null,null,null,"X","X"]
[null,null,null,null,"Results from eQuest",null,null,null,null,"X"]
[null,null,null,null,"Hourly District Input",null,null,null,null,"X"]

{"sheet":"Instructions for AHJs and RAs","index":1,"n_rows":42,"n_cols":9,"rows_kept":42,"cut":false,"hidden":true,"merged":[[4,4,4,17],[5,4,5,17],[30,4,30,17],[31,4,31,17],[9,4,9,17],[6,4,6,17],[7,4,7,17],[21,4,21,17],[19,4,19,17],[29,4,29,17],[20,4,20,17],[27,4,27,17],[18,4,18,17],[15,4,15,17],[16,4,16,17],[40,4,40,17],[36,4,36,17],[24,4,24,17],[25,4,25,17],[26,4,26,17],[41,4,41,17],[8,4,8,17],[14,4,14,17],[17,4,17,17],[13,4,13,17],[22,4,22,7],[22,8,22,12],[37,4,37,17],[38,4,38,17],[39,4,39,17],[10,4,10,17],[32,4,32,17],[33,4,33,17],[34,4,34,17],[35,4,35,17],[28,4,28,17]]}
[null,null,null,null,"Instructions for AHJs and RAs"]
[null,null,null,null,"DOE/PNNL Compliance Form Companion Tool, Published 11/17/2023"]
[]
[null,null,null,null,"Table of Contents"]
[null,null,null,null,{"$f":"Instructions_Version_Compatibility_Header","v":"VERSION COMPATIBILITY"}]
[null,null,null,null,{"$f":"Instructions_Gen_Process_Header","v":"PURPOSE, SCOPE, AND GENERAL PROCESS OVERVIEW"}]
[null,null,null,null,{"$f":"Instructions_Features_Header","v":"IN-BUILT ADDITIONAL/CUSTOM CALCULATIONS"}]
[null,null,null,null,{"$f":"Instructions_HowToUse_Header","v":"STEPS for AHJS/RAS USING THE COMPLIANCE FORM COMPANION TOOL TEMPLATE"}]
[null,null,null,null,{"$f":"Instructions_Productivity_Header","v":"PRODUCTIVITY TIPS"}]
[null,null,null,null,{"$f":"Instructions_Tab_Legend_Header","v":"TAB COLOR LEGEND"}]
[null,null,null,null,{"$f":"Instructions_Tab_Cell_Legend","v":"CELL AND FONT COLOR LEGEND"}]
[null,null,null,null,{"$f":"Instructions_Tab_Ref_Docs","v":"REFERENCE DOCUMENTS"}]
[]
[null,null,null,null,"VERSION COMPATIBILITY"]
[null,null,null,null,"This version of the Companion Tool is compatible with versions of the Compliance Form version 2.7 and beyond."]
[null,null,null,null,"PURPOSE, SCOPE, AND GENERAL PROCESS OVERVIEW"]
[null,null,null,null,"This Companion Tool is designed to be used in conjunction with the DOE/PNNL ASHRAE 90.1 Section 11 and Appendix G Compliance Form (i.e., Compliance Form). This can be downloaded from the Department of Energy (DOE) Energy Codes website at the following link: https://www.energycodes.gov/ashrae-standard-901-performance-based-compliance-form."]
[null,null,null,null,"The process is that submitters first fill out the Compliance Form and import the data entered into the Compliance Form into this tool to perform additional/custom calculations (the instructions for the import are on the \"Instructions for CF Import\" tab in this Workbook). AHJs/RAs can select in-built custom/additional calculations to be performed. This selection occurs on the \"Program Set-Up\" tab.  Examples of in-built additional/custom calculations include but are not limited to determining performance in alternative metrics such as site energy, source energy  or GHG emissions and determining savings by fuel and end use. The full list is shown below. AHJs/RAs can add as many tabs as desired in order to perform additional calculations relevant to the AHJ/RA's program."]
[null,null,null,null,"IN-BUILT ADDITIONAL/CUSTOM CALCULATIONS"]
[null,null,null,null,"This version of the Companion Tool includes the following in-built additional/custom calculations/features:\n- The ability for AHJs/RA to customize building performance factors\n- Calculation of savings by fuel and end use\n- The ability for AHJs/RAs to customize site energy end use performance factors\n- Calculation of performance for metrics other than cost using either BPFs or SEEUPFs (see Program Set-Up tab help text for an explanation of these concepts)\n- The ability for AHJs/RAs to customize exceptional calculations and renewable energy caps\n- The ability for AHJs/RAs to specify the energy cost, CO₂ emission factor, and site-to-source conversion factors for different energy types\n- The calculation of demand savings for electricity and/or fuel for custom date and time ranges\n- Calculation of fuel neutral savings"]
[null,null,null,null,"STEPS for AHJS/RAS USING THE COMPLIANCE FORM COMPANION TOOL TEMPLATE"]
[null,null,null,null,"1. Fill out the \"Program Set-Up\" tab. This is where the AHJ/RA defines their program(s) (up to five different programs are supported) and indicates which in-built customizations and calculation features are to be used. Additional tabs will hide and unhide as relevant depending upon the selections made. \n2. The relevant tabs that have unhidden as a result of selections made on the \"Program Set-Up\" tab need to be filled out by the AHJ/RA. For example, if an AHJ/RA indicates that they would like to define custom BPFs  then the \"BPF Customization\" tab will unhide and need to be filled out by the AHJ/RA to define the custom BPFs. All tabs that need to be filled out by the AHJ/RA are an orange color (see the tab color legend below).\n3. If desired, add tabs using the below button. These tabs are for AHJ/RA custom inputs and calculations that are not built in to the Companion Tool. These tabs will not be protected unless done so manually. If the AHJ/RA would like to create macros that work with added tabs, please contact the help desk (see step 6 below) for the VBA password. The information imported into this tool from the Compliance Form can be found on the \"Import\" tab (after the data has been imported). See the \"Dashboard\" tab in the Compliance Form for the data included in the import.\n\n\n4. Provide instructions for the submitter on the \"Instructions for Submitter\" tab. These can include instructions for populating this Companion Tool, the DOE/PNNL Compliance Form, items in the Companion Tool that the submitter does not need to fill out, instructions for filling out an AHJ/RA added custom tabs, etc.\n5. Once all inputs are made, set the Companion Tool to submitter view by entering a password in the field directly below and then clicking the \"Switch to Submitter View\" button below. This will protect tabs using the AHJ/RA password that include Companion Tool in-built calculations.\n"]
[null,null,null,null,"AHJ/RA Customization View Password:",null,null,null,"CT2023"]
[]
[null,null,null,null,"6. If you have any questions or comments regarding the form, please contact https://www.energycodes.gov/technical-assistance/help-desk."]
[null,null,null,null,"PRODUCTIVITY TIPS"]
[null,null,null,null,"1. Some  cells in the Companion Tool are auto-populated with default values and are editable to allow custom inputs. If you wish to reset the value to default after it has been over-written with a custom value, look for a button that says \"Restore defaults\" above/next to each table. If this option is not available, open a fresh copy of the Companion Tool and copy and paste the cell from the fresh version to the active version. \n2. Help buttons are present throughout the Companion Tool to assist the AHJ/RA or submitter. If you are unsure of the meaning or intent of something, look for this button: "]
[null,null,null,null,"TAB COLOR LEGEND"]
[null,null,null,null,"Informative Tabs"]
[null,null,null,null,"AHJ/RA Entry Tabs"]
[null,null,null,null,"Submitter Entry Tabs"]
[null,null,null,null,"Helper Tabs"]
[null,null,null,null,"CELL AND FONT COLOR LEGEND"]
[null,null,null,null,"Tab headings"]
[null,null,null,null,"Table headings"]
[null,null,null,null,"Auto populated cell, not editable."]
[null,null,null,null,"Editable cell requiring an input (unless otherwise noted)."]
[null,null,null,null,"Auto populated editable cell in which text has not been overridden."]
[null,null,null,null,"Auto populated editable cell in which overridden text is shown as bold orange."]
[]
[null,null,null,null,"REFERENCE DOCUMENTS"]
[null,null,null,null,"Coming Soon: Technical Support Document to Facilitate Adoption of ASHRAE Standard 90.1 Performance Rating Method"]

{"sheet":"Program Set-Up","index":2,"n_rows":63,"n_cols":52,"rows_kept":63,"cut":false,"hidden":true,"merged":[[14,13,14,18],[4,4,4,23],[5,4,5,23],[6,4,6,23],[51,4,51,16],[18,4,18,8],[19,4,19,8],[20,4,20,8],[21,4,21,8],[22,4,22,8],[45,4,45,8],[35,4,35,8],[24,4,24,8],[25,4,25,8],[26,4,26,8],[27,4,27,8],[8,4,8,23],[11,4,11,23],[42,4,42,8],[43,4,43,8],[44,4,44,8],[36,4,36,8],[37,4,37,8],[38,4,38,8],[39,4,39,8],[40,4,40,8],[41,4,41,8],[23,4,23,8],[14,4,15,8],[16,4,16,8],[17,4,17,8],[33,4,33,8],[62,27,62,30],[59,4,59,23],[60,4,60,7],[60,8,60,11],[60,12,60,15],[61,4,61,7],[62,4,62,7],[61,8,61,11],[61,12,61,15],[62,12,62,15],[62,8,62,11],[60,27,60,30],[61,27,61,30],[34,4,34,8],[47,4,47,17],[28,4,28,8],[29,4,29,8],[30,4,30,8],[31,4,31,8],[32,4,32,8]]}
["D",null,null,null,"Program Set-Up"]
["D"]
["D"]
["D",null,null,null,"Table of Contents"]
["D",null,null,null,{"$f":"ProgSetup_Table1_Header","v":"Table 1: List of Programs"}]
["D",null,null,null,{"$f":"ProgSetup_Customization_Options_Header","v":"Customization Options"}]
["D",null,{"$f":"5/0","v":{"$error":"#DIV/0!"}},null,{"$f":"E59","v":"Table 2: Energy Content for Savings by Fuel Calculations"}]
["D"]
["D",null,null,null,"Instructions: \n1. Fill out the tables and sections on this tab to indicate the in-built customizations/additional calculations that are to be made/performed (if any). If the AHJ/RA has inputs and calculations that they would like to perform that are outside the scope of the in-built customizations and calculations then a tab can be added. See the \"Instructions for AHJs and RAs\" tab for detailed instructions."]
["D"]
["D",null,null,null,"Table 1: List of Programs",null,null,null,null,null,null,null,null,null,null,null,null,null,null,null,null,null,null,null,null,null,null,"Unhide perf by fuel & end use","Unhide demand savings","Unhide fuel neutral savings"]
["D",null,null,null,"Instructions\n1. List the names of the programs for which custom inputs will be entered in this Workbook.  For example, if an above code program is filling this out the Program Name could simply be the name of the above code program.\n2. Each program must be listed in a separate row without leaving blank rows between program names. Programs that use different versions of 90.1 should be entered separately and tagged with the 90.1 version year in the program name. For example, if an above code program expects that some projects will be modeled using ASHRAE 90.1 2016 and others with ASHRAE 90.1 2019 then two programs should be entered with the 90.1 year included in the name of the program. \n3. Indicate the allowed performance metrics for each unique program by entering an “X” in the applicable metrics column in the “Allowed Performance Metrics” section. This means that performance will be displayed on the \"Project Performance\" tab for each of the metrics in which an \"X\" was entered.\n4. Select any optional performance calculations to be conducted and displayed by entering an “X” for each unique program in the applicable column under the “Optional Performance Calculations” section. Click the help text for where these calculations will be displayed in the Companion Tool.",null,null,null,null,null,null,null,null,null,null,null,null,null,null,null,null,null,null,null,null,null,null,{"$f":"IF(OR(COUNTIF(AC17:AD21,\"x\")>0,COUNTIF(AC17:AD21,\"X\")>0),TRUE,FALSE)","v":true},{"$f":"IF(OR(COUNTIF(AE17:AE21,\"x\")>0,COUNTIF(AE17:AE21,\"X\")>0),TRUE,FALSE)","v":true},{"$f":"IF(OR(COUNTIF(AG17:AG21,\"x\")>0,COUNTIF(AG17:AG21,\"X\")>0),TRUE,FALSE)","v":false}]
["D"]
["D",null,{"$f":"5/0","v":{"$error":"#DIV/0!"}},null,1,2,3,4,5,6,7,8,9,10,11,12,13,14]
["D",null,null,null,"Program Name",null,null,null,null,"Allowed Performance Metrics ",null,null,null,"Optional Performance Calculations (enter \"X\" for calculation tabs/tables to display)",null,null,null,null,null,null,null,null,null,null,null,null,null,1,2,3,4,5,6,7]
["D",null,null,null,null,null,null,null,null,"Cost","Site Energy","Source Energy","GHG Emissions","Energy Consumption and Savings by Fuel","Energy Consumption and Savings by Fuel and End-Use","Demand Savings","Use Site Energy End Use Performance Factors (SEEUPFs) Instead of BPFs to Calculate Performance\n","Fuel Neutral Savings","Compliance Determined Using PCItarget = BPF",null,null,null,null,null,null,null,null,"program","savings by fuel","savings by fuel and end use","demand savings","SEEUPF instead of BPF","fuel neutral","PCIt=BPF"]
["D",1,1,null,"CT ECB Energy Modeling Path 1 and Path 2",null,null,null,null,null,"X",null,null,"X","X","X","X",null,null,{"$f":"IF(OR(N17=\"x\",O17=\"x\",N17=\"X\",O17=\"X\"), \"\",\"\")","v":""},{"$f":"IF(AND(OR(P17=\"x\",P17=\"X\"),OR(R17=\"x\",R17=\"X\")),\"Calculating fuel neutral demand savings is not supported. Savings will be calculated using actual Appendix G baseline and proposed fuels.\",\"\")","v":""},null,null,null,null,null,null,1,{"$f":"N17","v":"X"},{"$f":"O17","v":"X"},"X",{"$f":"Q17","v":"X"},{"$f":"R17","v":0},0]
["D",2,1,null,null,null,null,null,null,null,null,null,null,null,null,null,null,null,null,"",{"$f":"IF(AND(OR(P18=\"x\",P18=\"X\"),OR(R18=\"x\",R18=\"X\")),\"Calculating fuel neutral demand savings is not supported. Savings will be calculated using actual Appendix G baseline and proposed fuels.\",\"\")","v":""},null,null,null,null,null,null,2,{"$f":"N18","v":0},{"$f":"O18","v":0},{"$f":"P18","v":0},0,0,0]
["D",3,1,null,null,null,null,null,null,null,null,null,null,null,null,null,null,null,null,"","",null,null,null,null,null,null,3,{"$f":"N19","v":0},0,0,0,0,0]
["D",4,1,null,null,null,null,null,null,null,null,null,null,null,null,null,null,null,null,"","",null,null,null,null,null,null,4,0,0,0,0,0,0]
["D",5,{"$f":"5 / 0","v":{"$error":"#DIV/0!"}},null,null,null,null,null,null,null,null,null,null,null,null,null,null,null,null,"","",null,null,null,null,null,null,5,0,0,0,0,0,0]
["D",6,{"$f":"5 / 0","v":{"$error":"#DIV/0!"}},null,null,null,null,null,null,null,null,null,null,null,null,null,null,null,null,"","",null,null,null,null,null,null,6,0,0,0,0,0,0]
["D",7,{"$f":"5 / 0","v":{"$error":"#DIV/0!"}},null,null,null,null,null,null,null,null,null,null,null,null,null,null,null,null,"","",null,null,null,null,null,null,7,0,0,0,0,0,0]
["D",8,{"$f":"5 / 0","v":{"$error":"#DIV/0!"}},null,null,null,null,null,null,null,null,null,null,null,null,null,null,null,null,"","",null,null,null,null,null,null,8,0,0,0,0,0,0]
["D",9,{"$error":"#DIV/0!"},null,null,null,null,null,null,null,null,null,null,null,null,null,null,null,null,"","",null,null,null,null,null,null,9,0,0,0,0,0,0]
["D",10,{"$error":"#DIV/0!"},null,null,null,null,null,null,null,null,null,null,null,null,null,null,null,null,"","",null,null,null,null,null,null,10,0,0,0,0,0,0]
["D",11,{"$error":"#DIV/0!"},null,null,null,null,null,null,null,null,null,null,null,null,null,null,null,null,"","",null,null,null,null,null,null,11,0,0,0,0,0,0]
["D",12,{"$error":"#DIV/0!"},null,null,null,null,null,null,null,null,null,null,null,null,null,null,null,null,"","",null,null,null,null,null,null,12,0,0,0,0,0,0]
["D",13,{"$error":"#DIV/0!"},null,null,null,null,null,null,null,null,null,null,null,null,null,null,null,null,"","",null,null,null,null,null,null,13,0,0,0,0,0,0]
["D",14,{"$error":"#DIV/0!"},null,null,null,null,null,null,null,null,null,null,null,null,null,null,null,null,"","",null,null,null,null,null,null,14,0,0,0,0,0,0]
["D",15,{"$error":"#DIV/0!"},null,null,null,null,null,null,null,null,null,null,null,null,null,null,null,null,"","",null,null,null,null,null,null,15,0,0,0,0,0,0]
["D",16,{"$error":"#DIV/0!"},null,null,null,null,null,null,null,null,null,null,null,null,null,null,null,null,"","",null,null,null,null,null,null,16,0,0,0,0,0,0]
["D",17,{"$error":"#DIV/0!"},null,null,null,null,null,null,null,null,null,null,null,null,null,null,null,null,"","",null,null,null,null,null,null,17,0,0,0,0,0,0]
["D",18,{"$error":"#DIV/0!"},null,null,null,null,null,null,null,null,null,null,null,null,null,null,null,null,"","",null,null,null,null,null,null,18,0,0,0,0,0,0]
["D",19,{"$error":"#DIV/0!"},null,null,null,null,null,null,null,null,null,null,null,null,null,null,null,null,"","",null,null,null,null,null,null,19,0,0,0,0,0,0]
["D",20,{"$error":"#DIV/0!"},null,null,null,null,null,null,null,null,null,null,null,null,null,null,null,null,"","",null,null,null,null,null,null,20,0,0,0,0,0,0]
["D",21,{"$error":"#DIV/0!"},null,null,null,null,null,null,null,null,null,null,null,null,null,null,null,null,"","",null,null,null,null,null,null,21,0,0,0,0,0,0]
["D",22,{"$error":"#DIV/0!"},null,null,null,null,null,null,null,null,null,null,null,null,null,null,null,null,"","",null,null,null,null,null,null,22,0,0,0,0,0,0]
["D",23,{"$error":"#DIV/0!"},null,null,null,null,null,null,null,null,null,null,null,null,null,null,null,null,"","",null,null,null,null,null,null,23,0,0,0,0,0,0]
["D",24,{"$error":"#DIV/0!"},null,null,null,null,null,null,null,null,null,null,null,null,null,null,null,null,"","",null,null,null,null,null,null,24,0,0,0,0,0,0,null,null,null,null,null,null,null,null,null,null,null,null,null,null,null,null,null,true]
["D",25,{"$error":"#DIV/0!"},null,null,null,null,null,null,null,null,null,null,null,null,null,null,null,null,"","",null,null,null,null,null,null,25,0,0,0,0,0,0]
["D",26,{"$error":"#DIV/0!"},null,null,null,null,null,null,null,null,null,null,null,null,null,null,null,null,"","",null,null,null,null,null,null,26,0,0,0,0,0,0]
["D",27,{"$error":"#DIV/0!"},null,null,null,null,null,null,null,null,null,null,null,null,null,null,null,null,"","",null,null,null,null,null,null,27,0,0,0,0,0,0]
["D",28,{"$error":"#DIV/0!"},null,null,null,null,null,null,null,null,null,null,null,null,null,null,null,null,"","",null,null,null,null,null,null,28,0,0,0,0,0,0]
["D",29,{"$error":"#DIV/0!"},null,null,null,null,null,null,null,null,null,null,null,null,null,null,null,null,"","",null,null,null,null,null,null,29,0,0,0,0,0,0]
["D",30,{"$error":"#DIV/0!"},null,null,null,null,null,null,null,null,null,null,null,null,null,null,null,null,"","",null,null,null,null,null,null,30,0,0,0,0,0,0]
["D"]
[null,null,{"$f":"IF(E48=\"\",5/0,1)","v":1},null,{"$f":"IF(OR(COUNTIF(N17:R46,\"x\")>0,COUNTIF(N17:R46,\"X\")>0),\"The default SEEUPFs in the Companion Tool were developed using the energy use associated with the PNNL prototype building models without consideration of Appendix G modeling rules. \"&\"These are the prototype models that were used to develop the published building performance factors (BPFs) in ASHRAE 90.1 2016 and 2019.  \"&\"The modeling approach to develop BPFs recently changed and the published BPFs in 90.1 2022 are based on models that account for Appendix G modeling rules. \"&\"The plan is to develop SEEUPFs for 90.1 2016 and 2019 using the results of these new models that account for Appendix G modeling rules. These are coming soon to the Companion Tool. \",\"\")","v":"The default SEEUPFs in the Companion Tool were developed using the energy use associated with the PNNL prototype building models without consideration of Appendix G modeling rules. These are the prototype models that were used to develop the published building performance factors (BPFs) in ASHRAE 90.1 2016 and 2019.  The modeling approach to develop BPFs recently changed and the published BPFs in 90.1 2022 are based on models that account for Appendix G modeling rules. The plan is to develop SEEUPFs for 90.1 2016 and 2019 using the results of these new models that account for Appendix G modeling rules. These are coming soon to the Companion Tool. "}]
["D"]
["D"]
["D",null,null,null,"Customization Options"]
["D",null,null,null,"Instructions\n1. Select the items to be customized for any of the programs. Additional tabs will automatically unhide when boxes are checked with additional instructions as needed. ",null,null,null,null,null,null,null,null,null,null,null,null,null,null,null,null,null,null,null,null,null,null,"Customizations (for hide/unhide)"]
["D",null,null,null,null,"Building Performance Factors (BPFs)",null,null,null,null,null,null,null,null,null,null,null,null,null,null,null,null,null,null,null,null,null,false]
[null,null,null,null,null,"Site Energy End Use Performance Factors (SEEUPFs)",null,null,null,null,null,null,null,null,null,null,null,null,null,null,null,null,null,null,null,null,null,true]
["D",null,null,null,null,"Renewable Energy Caps",null,null,null,null,null,null,null,null,null,null,null,{"$f":"IF(ProgSetup_Renewable_Cap_Customization = TRUE, \"See \"\"Miscellaneous Customizations\"\" tab\",\"\")","v":""},null,null,null,null,null,null,null,null,null,false]
["D",null,null,null,null,"Exceptional Calculations Caps",null,null,null,null,null,null,null,null,null,null,null,{"$f":"IF(ProgSetup_Exceptional_Calculation_Customization = TRUE, \"See \"\"Miscellaneous Customizations\"\" tab\",\"\")","v":""},null,null,null,null,null,null,null,null,null,false]
["D",null,null,null,null,"Energy costs, site to source ratios, and/or GHG emission factors applied to the simulation results when determining performance",null,null,null,null,null,null,null,null,null,null,null,{"$f":"IF(ProgSetup_Miscellaneous_Customization = TRUE, \"See \"\"Miscellaneous Customizations\"\" tab\",\"\")","v":"See \"Miscellaneous Customizations\" tab"},null,null,null,null,null,null,null,null,null,true]
[]
[null,null,{"$f":"IF(OR(OR(COUNTIF($N$17:$N$46,\"x\")>0,COUNTIF($N$17:$N$46,\"X\")>0),OR(COUNTIF($O$17:$O$46,\"x\")>0,COUNTIF($O$17:$O$46,\"X\")>0)),5/0,5/0)","v":{"$error":"#DIV/0!"}},null,"Table 2: Energy Content for Savings by Fuel Calculations"]
[null,null,{"$f":"IF(OR(OR(COUNTIF($N$17:$N$46,\"x\")>0,COUNTIF($N$17:$N$46,\"X\")>0),OR(COUNTIF($O$17:$O$46,\"x\")>0,COUNTIF($O$17:$O$46,\"X\")>0)),5/0,5/0)","v":{"$error":"#DIV/0!"}},null,"Instructions\n1. Update the fuel and electricity energy content if needed. Otherwise, the defaults shown will be used. Use the \"restore defaults\" button to restore the default energy content."]
[null,null,{"$f":"IF(OR(OR(COUNTIF($N$17:$N$46,\"x\")>0,COUNTIF($N$17:$N$46,\"X\")>0),OR(COUNTIF($O$17:$O$46,\"x\")>0,COUNTIF($O$17:$O$46,\"X\")>0)),5/0,5/0)","v":{"$error":"#DIV/0!"}},null,"Fuel Source",null,null,null,"Energy Content",null,null,null,"Energy Content Units",null,null,null,null,null,null,null,null,null,null,null,null,null,null,"Default energy content"]
[null,null,{"$f":"IF(OR(OR(COUNTIF($N$17:$N$46,\"x\")>0,COUNTIF($N$17:$N$46,\"X\")>0),OR(COUNTIF($O$17:$O$46,\"x\")>0,COUNTIF($O$17:$O$46,\"X\")>0)),5/0,5/0)","v":{"$error":"#DIV/0!"}},null,"Electricity",null,null,null,3.4119999999999999,null,null,null,{"$f":"\"kBtu/kWh\"","v":"kBtu/kWh"},null,null,null,null,null,null,null,null,null,null,null,null,null,null,3.4119999999999999]
[null,null,{"$f":"IF(OR(OR(COUNTIF($N$17:$N$46,\"x\")>0,COUNTIF($N$17:$N$46,\"X\")>0),OR(COUNTIF($O$17:$O$46,\"x\")>0,COUNTIF($O$17:$O$46,\"X\")>0)),5/0,5/0)","v":{"$error":"#DIV/0!"}},null,"Fuel",null,null,null,100,null,null,null,{"$f":"\"kBtu/therm\"","v":"kBtu/therm"},null,null,null,null,null,null,null,null,null,null,null,null,null,null,100]

{"sheet":"SEEUPF Customization - 2019","index":3,"n_rows":208,"n_cols":56,"rows_kept":208,"cut":false,"hidden":true,"merged":[[20,35,20,53],[10,4,10,22],[5,4,5,22],[6,4,6,22],[7,4,7,22],[8,4,8,22],[9,4,9,22],[11,4,11,22],[12,4,12,22],[13,4,13,22],[14,4,14,22],[15,4,15,22],[18,4,18,22]]}
[null,null,null,null,"Site Energy End Use Performance Factors Customization - 2019"]
[]
[]
[null,null,{"$f":"5/0","v":{"$error":"#DIV/0!"}}]
[null,null,null,null,"Table of Contents"]
[null,null,1,null,{"$f":"SEEUPFs_Cust_2019_Table1_Header","v":"Table 1: Office SEEUPFs - 2019"}]
[null,null,1,null,{"$f":"SEEUPFs_Cust_2019_Table2_Header","v":"Table 2: Retail SEEUPFs - 2019"}]
[null,null,1,null,{"$f":"SEEUPFs_Cust_2019_Table3_Header","v":"Table 3: School SEEUPFs - 2019"}]
[null,null,1,null,{"$f":"SEEUPFs_Cust_2019_Table4_Header","v":"Table 4: Healthcare/hospital SEEUPFs - 2019"}]
[null,null,1,null,{"$f":"SEEUPFs_Cust_2019_Table5_Header","v":"Table 5: Hotel/motel SEEUPFs - 2019"}]
[null,null,1,null,{"$f":"SEEUPFs_Cust_2019_Table6_Header","v":"Table 6: Warehouse SEEUPFs - 2019"}]
[null,null,1,null,{"$f":"SEEUPFs_Cust_2019_Table7_Header","v":"Table 7: Restaurant SEEUPFs - 2019"}]
[null,null,1,null,{"$f":"SEEUPFs_Cust_2019_Table8_Header","v":"Table 8: Multifamily SEEUPFs - 2019"}]
[null,null,1,null,{"$f":"SEEUPFs_Cust_2019_Table9_Header","v":"Table 9: All Others SEEUPFs - 2019"}]
[null,null,{"$f":"5/0","v":{"$error":"#DIV/0!"}}]
[null,null,{"$f":"5/0","v":{"$error":"#DIV/0!"}}]
[null,null,{"$f":"5/0","v":{"$error":"#DIV/0!"}},null,null,null,null,null,null,null,null,null,null,null,null,null,null,null,null,null,null,null,null,null,null,null,null,null,null,null,null,null,null,null,null,"0A","0B","1A","1B","2A","2B","3A","3B","3C","4A","4B","4C","5A","5B","5C","6A","6B",7,8]
[]
[null,null,null,null,"Instructions: \n1. View/edit Site Energy End Use Performance Factors for each building type in the below tables. If a climate zone/end use is not applicable, enter \"n/a\". \n2. Table 9: All Others SEEUPFs - 2019 is a weighted average based on the entries in the below tables and national construction weights.\n3. Use the \"Restore defaults\" button above each table to reset the default SEEUPFs for that table."]
[]
[null,null,null,null,"Table 1: Office SEEUPFs - 2019",null,null,null,null,null,null,null,null,null,null,null,null,null,null,null,null,null,null,null,null,null,null,null,null,null,null,null,null,null,null,"Final SEEUPFs"]
[]
[null,null,null,null,"Compliance Form Enduses","Unregulated (X)","0A","0B","1A","1B","2A","2B","3A","3B","3C","4A","4B","4C","5A","5B","5C","6A","6B",7,8,null,null,null,null,null,null,null,null,"Office",null,"0A","0B","1A","1B","2A","2B","3A","3B","3C","4A","4B","4C","5A","5B","5C","6A","6B",7,8]
[null,null,null,null,"Interior lighting",null,0.4070141565004235,0.40785677165302464,0.40872289858155136,0.40925985282951971,0.40841698550489197,0.40986327306336651,0.40983612200425101,0.4096402962905093,0.40986487384975701,0.4086494812979693,0.4072713729539113,0.4110512380739007,0.4081280454954474,0.40780137590417609,0.4105141741955039,0.40848393233601671,0.40887490593924697,0.40888118844725491,0.42017775650103578,null,null,null,null,null,null,null,null,null,null,{"$f":"G24","v":0.4070141565004235},{"$f":"H24","v":0.40785677165302464},{"$f":"I24","v":0.40872289858155136},{"$f":"J24","v":0.40925985282951971},{"$f":"K24","v":0.40841698550489197},{"$f":"L24","v":0.40986327306336651},{"$f":"M24","v":0.40983612200425101},{"$f":"N24","v":0.4096402962905093},{"$f":"O24","v":0.40986487384975701},{"$f":"P24","v":0.4086494812979693},{"$f":"Q24","v":0.4072713729539113},{"$f":"R24","v":0.4110512380739007},{"$f":"S24","v":0.4081280454954474},{"$f":"T24","v":0.40780137590417609},{"$f":"U24","v":0.4105141741955039},{"$f":"V24","v":0.40848393233601671},{"$f":"W24","v":0.40887490593924697},{"$f":"X24","v":0.40888118844725491},{"$f":"Y24","v":0.42017775650103578},null,{"$f":"$AH$23&E24","v":"OfficeInterior lighting"}]
[null,null,null,null,"Interior lighting (unregulated)","X",1,1,1,1,1,1,1,1,1,1,1,1,1,1,1,1,1,1,1,null,null,null,null,null,null,null,null,null,null,1,1,1,1,1,1,1,1,1,1,1,1,1,1,1,1,1,1,1,null,"OfficeInterior lighting (unregulated)"]
[null,null,null,null,"Exterior lighting",null,0.27392366156100106,0.27885926491089824,0.27928407922654569,0.27950662525540199,0.28067422395820613,0.28055774223932461,0.2829092894254997,0.27819161984848323,0.27753693581775329,0.28123941056046592,0.27904721232829216,0.28555995670879275,0.28298824726656713,0.28081231872790524,0.28612627377876404,0.28328496935756425,0.2860624399350471,0.28646710711853901,0.31009699780006189,null,null,null,null,null,null,null,null,null,null,0.27392366156100106,0.27885926491089824,0.27928407922654569,0.27950662525540199,0.28067422395820613,0.28055774223932461,0.2829092894254997,0.27819161984848323,0.27753693581775329,0.28123941056046592,0.27904721232829216,0.28555995670879275,0.28298824726656713,0.28081231872790524,0.28612627377876404,0.28328496935756425,0.2860624399350471,0.28646710711853901,0.31009699780006189,null,"OfficeExterior lighting"]
[null,null,null,null,"Space heating",null,0.62758314472701648,0.557445681200473,0.38555299743384924,0.58839840301683866,0.48871754287254499,0.75578928811161716,0.83022563044538966,0.90396011148546263,0.57681688193602465,0.52462875426880506,0.63838226214005378,0.66509462912772122,0.55253154891326206,0.70744628731819736,0.77148131375134132,0.582625609252309,0.68915126101688884,0.48470813475598234,0.54650343451837446,null,null,null,null,null,null,null,null,null,null,0.62758314472701648,0.557445681200473,0.38555299743384924,0.58839840301683866,0.48871754287254499,0.75578928811161716,0.83022563044538966,0.90396011148546263,0.57681688193602465,0.52462875426880506,0.63838226214005378,0.66509462912772122,0.55253154891326206,0.70744628731819736,0.77148131375134132,0.582625609252309,0.68915126101688884,0.48470813475598234,0.54650343451837446,null,"OfficeSpace heating"]
[null,null,null,null,"Heat pump supplemental heater",null,0.53173736056658438,0.46159989704004084,0.36105281603898415,0.61354107635991817,0.29018552510323586,0.43625793403179552,0.66240670225760534,0.72240103179822712,0.55981843500537509,0.44253905743609057,0.50158515841676177,0.57898631985902094,0.48228412232075618,0.61517195173313666,0.685925008623546,0.53812685564002416,0.62283558386667692,0.44064975610910651,0.507529362611021,null,null,null,null,null,null,null,null,null,null,0.53173736056658438,0.46159989704004084,0.36105281603898415,0.61354107635991817,0.29018552510323586,0.43625793403179552,0.66240670225760534,0.72240103179822712,0.55981843500537509,0.44253905743609057,0.50158515841676177,0.57898631985902094,0.48228412232075618,0.61517195173313666,0.685925008623546,0.53812685564002416,0.62283558386667692,0.44064975610910651,0.507529362611021,null,"OfficeHeat pump supplemental heater"]
[null,null,null,null,"Space cooling",null,0.77074897287934396,0.80375056054376992,0.78096394723978946,0.80813740304031312,0.72195322007132601,0.82226207499984572,0.69539721016366396,0.86321614427820015,0.81392041562646023,0.66809139063745349,0.90892536158154369,0.96217563324616018,0.85594055644588973,0.91020268124219816,0.78354934978929602,0.82885448287318109,0.89332152609723126,0.83211552105304509,1.1364422996327679,null,null,null,null,null,null,null,null,null,null,0.77074897287934396,0.80375056054376992,0.78096394723978946,0.80813740304031312,0.72195322007132601,0.82226207499984572,0.69539721016366396,0.86321614427820015,0.81392041562646023,0.66809139063745349,0.90892536158154369,0.96217563324616018,0.85594055644588973,0.91020268124219816,0.78354934978929602,0.82885448287318109,0.89332152609723126,0.83211552105304509,1.1364422996327679,null,"OfficeSpace cooling"]
[null,null,null,null,"Pumps",null,0.7140591226811428,0.72437632741534919,0.70664174992462603,0.71684326967862133,0.68807416207894789,0.70736191376064805,0.6861569580532525,0.5780439634458916,0.38943804888495764,0.4605554524716623,0.53895085685918731,0.4740493434350545,0.50867178621787934,0.53445261421804835,0.51677880119667952,0.48202443136310613,0.50762557731552749,0.40180757203497042,0.44659947785650567,null,null,null,null,null,null,null,null,null,null,0.7140591226811428,0.72437632741534919,0.70664174992462603,0.71684326967862133,0.68807416207894789,0.70736191376064805,0.6861569580532525,0.5780439634458916,0.38943804888495764,0.4605554524716623,0.53895085685918731,0.4740493434350545,0.50867178621787934,0.53445261421804835,0.51677880119667952,0.48202443136310613,0.50762557731552749,0.40180757203497042,0.44659947785650567,null,"OfficePumps"]
[null,null,null,null,"Heat rejection",null,0.94363820307871316,1.102090092999551,1.0017751741889671,1.123400006095906,0.90227649988143233,1.1392733372250261,0.92550612442384583,1.2049473835771656,1.0897969829650407,0.83301507333522939,1.2050331814184057,0.9367906781237727,0.99364999115245578,1.1610615062414265,0.83376488865872611,0.97952800958139585,1.011074758997148,0.93869312925742177,0.8610898057229549,null,null,null,null,null,null,null,null,null,null,0.94363820307871316,1.102090092999551,1.0017751741889671,1.123400006095906,0.90227649988143233,1.1392733372250261,0.92550612442384583,1.2049473835771656,1.0897969829650407,0.83301507333522939,1.2050331814184057,0.9367906781237727,0.99364999115245578,1.1610615062414265,0.83376488865872611,0.97952800958139585,1.011074758997148,0.93869312925742177,0.8610898057229549,null,"OfficeHeat rejection"]
[null,null,null,null,"Fans - interior ventilation",null,0.64864608858638728,0.64946048838969128,0.63745659504603458,0.62071254341329885,0.59088828597477006,0.58780217931449064,0.54470892805163107,0.64385759906331697,0.57212735741002574,0.59889414288872678,0.62110597035266968,0.59751957442156012,0.58011241237373679,0.58944847289189706,0.61402274799952083,0.53380452945352463,0.55925912756830309,0.54883640952899471,0.5838759327159363,null,null,null,null,null,null,null,null,null,null,0.64864608858638728,0.64946048838969128,0.63745659504603458,0.62071254341329885,0.59088828597477006,0.58780217931449064,0.54470892805163107,0.64385759906331697,0.57212735741002574,0.59889414288872678,0.62110597035266968,0.59751957442156012,0.58011241237373679,0.58944847289189706,0.61402274799952083,0.53380452945352463,0.55925912756830309,0.54883640952899471,0.5838759327159363,null,"OfficeFans - interior ventilation"]
[null,null,null,null,"Fans - parking garage",null,0.63745848369286107,0.64946048838969128,0.62606788923691348,0.62071254341329885,0.58418912565949677,0.58780217931449064,0.54033240565275831,0.64385759906331697,0.57212735741002574,0.59359713472199094,0.62110597035266968,0.59751957442156012,0.5755948521999581,0.58944847289189706,0.61402274799952083,0.52910745614464361,0.55925912756830309,0.50942495154383782,0.54154234189105022,null,null,null,null,null,null,null,null,null,null,0.63745848369286107,0.64946048838969128,0.62606788923691348,0.62071254341329885,0.58418912565949677,0.58780217931449064,0.54033240565275831,0.64385759906331697,0.57212735741002574,0.59359713472199094,0.62110597035266968,0.59751957442156012,0.5755948521999581,0.58944847289189706,0.61402274799952083,0.52910745614464361,0.55925912756830309,0.50942495154383782,0.54154234189105022,null,"OfficeFans - parking garage"]
[null,null,null,null,"Service water heating",null,1.0013356957741077,1.0014152290650433,1.0012101777183007,1.0005317757686696,1.0010536658681248,1.0004832953555101,1.0009191055812368,1.0005375180794838,1.0004284737440694,0.99937743893876718,0.9993103351067143,0.99937701152541847,0.99941070580365032,0.99981717016478988,0.99946084132294344,0.99930297560135861,0.99929414807971861,0.99889293251123179,0.99893374864375895,null,null,null,null,null,null,null,null,null,null,1.0013356957741077,1.0014152290650433,1.0012101777183007,1.0005317757686696,1.0010536658681248,1.0004832953555101,1.0009191055812368,1.0005375180794838,1.0004284737440694,0.99937743893876718,0.9993103351067143,0.99937701152541847,0.99941070580365032,0.99981717016478988,0.99946084132294344,0.99930297560135861,0.99929414807971861,0.99889293251123179,0.99893374864375895,null,"OfficeService water heating"]
[null,null,null,null,"Misc equipment","X",1,1,1,1,1,1,1,1,1,1,1,1,1,1,1,1,1,1,1,null,null,null,null,null,null,null,null,null,null,1,1,1,1,1,1,1,1,1,1,1,1,1,1,1,1,1,1,1,null,"OfficeMisc equipment"]
[null,null,null,null,"Industrial process","X",1,1,1,1,1,1,1,1,1,1,1,1,1,1,1,1,1,1,1,null,null,null,null,null,null,null,null,null,null,1,1,1,1,1,1,1,1,1,1,1,1,1,1,1,1,1,1,1,null,"OfficeIndustrial process"]
[null,null,null,null,"Refrigeration equipment (regulated)",null,0.78472944135725209,0.78356404988768336,0.79955135128788646,0.7824093262304822,0.79684573922086943,0.79256390014616185,0.79551132804606051,0.79696941172055924,0.80535310917904901,0.79589028542860751,0.7939588198394576,0.79717614590021157,0.79731819935253578,0.7943457371613758,0.81175508176399502,0.79592968554484755,0.79418142161039751,0.80049236664294243,0.81715606307775968,null,null,null,null,null,null,null,null,null,null,0.78472944135725209,0.78356404988768336,0.79955135128788646,0.7824093262304822,0.79684573922086943,0.79256390014616185,0.79551132804606051,0.79696941172055924,0.80535310917904901,0.79589028542860751,0.7939588198394576,0.79717614590021157,0.79731819935253578,0.7943457371613758,0.81175508176399502,0.79592968554484755,0.79418142161039751,0.80049236664294243,0.81715606307775968,null,"OfficeRefrigeration equipment (regulated)"]
[null,null,null,null,"Refrigeration equipment (unregulated)","X",1,1,1,1,1,1,1,1,1,1,1,1,1,1,1,1,1,1,1,null,null,null,null,null,null,null,null,null,null,1,1,1,1,1,1,1,1,1,1,1,1,1,1,1,1,1,1,1,null,"OfficeRefrigeration equipment (unregulated)"]
[null,null,null,null,"Elevators and escalators",null,0.7108249395957752,0.7108249395957752,0.7108249395957752,0.7108249395957752,0.7108249395957752,0.7108249395957752,0.7108249395957752,0.7108249395957752,0.7108249395957752,0.7108249395957752,0.7108249395957752,0.7108249395957752,0.7108249395957752,0.7108249395957752,0.7108249395957752,0.7108249395957752,0.7108249395957752,0.7108249395957752,0.7108249395957752,null,null,null,null,null,null,null,null,null,null,0.7108249395957752,0.7108249395957752,0.7108249395957752,0.7108249395957752,0.7108249395957752,0.7108249395957752,0.7108249395957752,0.7108249395957752,0.7108249395957752,0.7108249395957752,0.7108249395957752,0.7108249395957752,0.7108249395957752,0.7108249395957752,0.7108249395957752,0.7108249395957752,0.7108249395957752,0.7108249395957752,0.7108249395957752,null,"OfficeElevators and escalators"]
[null,null,null,null,"Other regulated",null,0.96491944529417761,0.96491944529417761,0.96491944529417761,0.96500866727847456,0.96491944529417761,0.96500866727847456,0.96500866727847456,0.96500866727847456,0.96500866727847456,0.96500866727847456,0.96491944529417761,0.96500866727847456,0.96500866727847456,0.96500866727847456,0.96500866727847456,0.96500866727847456,0.96500866727847456,0.96500866727847456,0.96568449649667132,null,null,null,null,null,null,null,null,null,null,0.96491944529417761,0.96491944529417761,0.96491944529417761,0.96500866727847456,0.96491944529417761,0.96500866727847456,0.96500866727847456,0.96500866727847456,0.96500866727847456,0.96500866727847456,0.96491944529417761,0.96500866727847456,0.96500866727847456,0.96500866727847456,0.96500866727847456,0.96500866727847456,0.96500866727847456,0.96500866727847456,0.96568449649667132,null,"OfficeOther regulated"]
[]
[null,null,null,null,"Table 2: Retail SEEUPFs - 2019"]
[]
[null,null,null,null,"Compliance Form Enduses","Unregulated (X)","0A","0B","1A","1B","2A","2B","3A","3B","3C","4A","4B","4C","5A","5B","5C","6A","6B",7,8,null,null,null,null,null,null,null,null,"Retail",null,"0A","0B","1A","1B","2A","2B","3A","3B","3C","4A","4B","4C","5A","5B","5C","6A","6B",7,8]
[null,null,null,null,"Interior lighting",null,0.50675166785860437,0.51067786351741185,0.51953723247808892,0.52142912986808421,0.52427714744442122,0.53458086817595496,0.52608767290366409,0.53362474798961324,0.53343148965407605,0.53330943175794721,0.53408246510009594,0.53752042917438847,0.53310600193106605,0.53551664537960852,0.53578110415455404,0.56401716412566705,0.56497328431200877,0.56128103295411469,0.56620403476464021,null,null,null,null,null,null,null,null,null,null,{"$f":"G45","v":0.50675166785860437},{"$f":"H45","v":0.51067786351741185},{"$f":"I45","v":0.51953723247808892},{"$f":"J45","v":0.52142912986808421},{"$f":"K45","v":0.52427714744442122},{"$f":"L45","v":0.53458086817595496},{"$f":"M45","v":0.52608767290366409},{"$f":"N45","v":0.53362474798961324},{"$f":"O45","v":0.53343148965407605},{"$f":"P45","v":0.53330943175794721},{"$f":"Q45","v":0.53408246510009594},{"$f":"R45","v":0.53752042917438847},{"$f":"S45","v":0.53310600193106605},{"$f":"T45","v":0.53551664537960852},{"$f":"U45","v":0.53578110415455404},{"$f":"V45","v":0.56401716412566705},{"$f":"W45","v":0.56497328431200877},{"$f":"X45","v":0.56128103295411469},{"$f":"Y45","v":0.56620403476464021},null,{"$f":"$AH$44&E45","v":"RetailInterior lighting"}]
[null,null,null,null,"Interior lighting (unregulated)","X",1,1,1,1,1,1,1,1,1,1,1,1,1,1,1,1,1,1,1,null,null,null,null,null,null,null,null,null,null,1,1,1,1,1,1,1,1,1,1,1,1,1,1,1,1,1,1,1,null,"RetailInterior lighting (unregulated)"]
[null,null,null,null,"Exterior lighting",null,0.34279999757977958,0.34250273896778671,0.34250516171071865,0.34237565460614305,0.34228411853929042,0.34243220765318294,0.34240607701450743,0.34237582295521973,0.34359137859232625,0.34467540028406374,0.34262374064416734,0.34530431191222638,0.34338308130406991,0.34408418497067927,0.34502730925841774,0.34410329739671541,0.34372373941643847,0.34521351232503522,0.35483355932519162,null,null,null,null,null,null,null,null,null,null,0.34279999757977958,0.34250273896778671,0.34250516171071865,0.34237565460614305,0.34228411853929042,0.34243220765318294,0.34240607701450743,0.34237582295521973,0.34359137859232625,0.34467540028406374,0.34262374064416734,0.34530431191222638,0.34338308130406991,0.34408418497067927,0.34502730925841774,0.34410329739671541,0.34372373941643847,0.34521351232503522,0.35483355932519162,null,"RetailExterior lighting"]
[null,null,null,null,"Space heating",null,1.3121342522147978,1.3121342522147978,1.3121342522147978,1.3121342522147978,1.563492829897156,1.5789763642428634,1.3262575725370505,1.3121342522147978,1.3121342522147978,1.1598341226489763,1.8752274127886852,1.3426838949458997,1.1300895924867014,1.449724863114106,1.3940994533148232,1.1302943838946469,1.2478211451560826,0.91481232880902097,0.85619992789533461,null,null,null,null,null,null,null,null,null,null,1.3121342522147978,1.3121342522147978,1.3121342522147978,1.3121342522147978,1.563492829897156,1.5789763642428634,1.3262575725370505,1.3121342522147978,1.3121342522147978,1.1598341226489763,1.8752274127886852,1.3426838949458997,1.1300895924867014,1.449724863114106,1.3940994533148232,1.1302943838946469,1.2478211451560826,0.91481232880902097,0.85619992789533461,null,"RetailSpace heating"]
[null,null,null,null,"Heat pump supplemental heater",null,1.3121342522147978,1.3121342522147978,1.3121342522147978,1.3121342522147978,1.563492829897156,1.5789763642428634,1.3262575725370505,1.3121342522147978,1.3121342522147978,1.1598341226489763,1.8752274127886852,1.3426838949458997,1.1300895924867014,1.449724863114106,1.3940994533148232,1.1302943838946469,1.2478211451560826,0.91481232880902097,0.85619992789533461,null,null,null,null,null,null,null,null,null,null,1.3121342522147978,1.3121342522147978,1.3121342522147978,1.3121342522147978,1.563492829897156,1.5789763642428634,1.3262575725370505,1.3121342522147978,1.3121342522147978,1.1598341226489763,1.8752274127886852,1.3426838949458997,1.1300895924867014,1.449724863114106,1.3940994533148232,1.1302943838946469,1.2478211451560826,0.91481232880902097,0.85619992789533461,null,"RetailHeat pump supplemental heater"]
[null,null,null,null,"Space cooling",null,0.74622964707815687,0.71870577297050953,0.71169081416589552,0.71126641802650215,0.61366183713769418,0.6296717366092861,0.54651071692659348,0.63263458122502381,0.49955920373975138,0.53822509297551002,0.62406857641848279,0.5779326847017876,0.60858402738749784,0.60029968840174963,0.616880902187668,0.60887503140883337,0.5863710006924201,0.5819621212660353,0.61532363581704075,null,null,null,null,null,null,null,null,null,null,0.74622964707815687,0.71870577297050953,0.71169081416589552,0.71126641802650215,0.61366183713769418,0.6296717366092861,0.54651071692659348,0.63263458122502381,0.49955920373975138,0.53822509297551002,0.62406857641848279,0.5779326847017876,0.60858402738749784,0.60029968840174963,0.616880902187668,0.60887503140883337,0.5863710006924201,0.5819621212660353,0.61532363581704075,null,"RetailSpace cooling"]
[null,null,null,null,"Pumps",null,0.84176469234046225,0.85337445377898924,0.89128188869783098,0.85482186015154238,0.78297505848360338,0.80681734934851035,0.71683727412232812,0.71823264343687643,0.71074459518182764,0.39339038922656916,0.5842828127221682,0.46370687760731372,0.4131166738881874,0.48764653852229073,0.43276134214494982,0.40078512331926741,0.48392760104165256,0.48782255821035853,0.30092333519865694,null,null,null,null,null,null,null,null,null,null,0.84176469234046225,0.85337445377898924,0.89128188869783098,0.85482186015154238,0.78297505848360338,0.80681734934851035,0.71683727412232812,0.71823264343687643,0.71074459518182764,0.39339038922656916,0.5842828127221682,0.46370687760731372,0.4131166738881874,0.48764653852229073,0.43276134214494982,0.40078512331926741,0.48392760104165256,0.48782255821035853,0.30092333519865694,null,"RetailPumps"]
[null,null,null,null,"Heat rejection",null,0.98180437621502314,0.99828706016560509,0.97971577097409357,1.0119169541616353,0.91463266867334581,0.93212318852437925,0.92690266977293023,1.0071055889228937,1.0068347218988827,0.86666717776263258,0.63881034663315528,0.82296764832962732,0.97820494415940451,0.72547160674585209,1.4374695863746958,0.94647204770202353,0.48916256157635468,1.0008546074735158,0.89625135004940626,null,null,null,null,null,null,null,null,null,null,0.98180437621502314,0.99828706016560509,0.97971577097409357,1.0119169541616353,0.91463266867334581,0.93212318852437925,0.92690266977293023,1.0071055889228937,1.0068347218988827,0.86666717776263258,0.63881034663315528,0.82296764832962732,0.97820494415940451,0.72547160674585209,1.4374695863746958,0.94647204770202353,0.48916256157635468,1.0008546074735158,0.89625135004940626,null,"RetailHeat rejection"]
[null,null,null,null,"Fans - interior ventilation",null,0.318042563524088,0.30338655656046098,0.29290792690207657,0.30367367535717982,0.26378013510588511,0.26031984638636541,0.25926411796266952,0.25620416635214349,0.36751315482938579,0.24448231378658469,0.30491180357473829,0.36971413774286788,0.24412677068577021,0.2792085706669663,0.40002772706396406,0.21044585617062189,0.25495886690255665,0.22280255711793645,0.28507668883051207,null,null,null,null,null,null,null,null,null,null,0.318042563524088,0.30338655656046098,0.29290792690207657,0.30367367535717982,0.26378013510588511,0.26031984638636541,0.25926411796266952,0.25620416635214349,0.36751315482938579,0.24448231378658469,0.30491180357473829,0.36971413774286788,0.24412677068577021,0.2792085706669663,0.40002772706396406,0.21044585617062189,0.25495886690255665,0.22280255711793645,0.28507668883051207,null,"RetailFans - interior ventilation"]
[null,null,null,null,"Fans - parking garage",null,0.318042563524088,0.30338655656046098,0.29290792690207657,0.30367367535717982,0.26378013510588511,0.26031984638636541,0.25926411796266952,0.25620416635214349,0.36751315482938579,0.24448231378658469,0.30491180357473829,0.36971413774286788,0.24412677068577021,0.2792085706669663,0.40002772706396406,0.21044585617062189,0.25495886690255665,0.20517729049368019,0.26365463540884582,null,null,null,null,null,null,null,null,null,null,0.318042563524088,0.30338655656046098,0.29290792690207657,0.30367367535717982,0.26378013510588511,0.26031984638636541,0.25926411796266952,0.25620416635214349,0.36751315482938579,0.24448231378658469,0.30491180357473829,0.36971413774286788,0.24412677068577021,0.2792085706669663,0.40002772706396406,0.21044585617062189,0.25495886690255665,0.20517729049368019,0.26365463540884582,null,"RetailFans - parking garage"]
[null,null,null,null,"Service water heating",null,1.3011599005799503,1.3025339813726287,1.277287312660379,1.281297709923664,1.2616814297685304,1.2603986800199534,1.2359991441611773,1.241765983471149,1.2303699680125537,1.2182384430976501,1.2212645751024693,1.2138934651290501,1.2063255285862993,1.207663451232583,1.2073878627968337,1.1976714677640605,1.1994141777427993,1.1874704491725767,1.1759259259259258,null,null,null,null,null,null,null,null,null,null,1.3011599005799503,1.3025339813726287,1.277287312660379,1.281297709923664,1.2616814297685304,1.2603986800199534,1.2359991441611773,1.241765983471149,1.2303699680125537,1.2182384430976501,1.2212645751024693,1.2138934651290501,1.2063255285862993,1.207663451232583,1.2073878627968337,1.1976714677640605,1.1994141777427993,1.1874704491725767,1.1759259259259258,null,"RetailService water heating"]
[null,null,null,null,"Misc equipment","X",1,1,1,1,1,1,1,1,1,1,1,1,1,1,1,1,1,1,1,null,null,null,null,null,null,null,null,null,null,1,1,1,1,1,1,1,1,1,1,1,1,1,1,1,1,1,1,1,null,"RetailMisc equipment"]
[null,null,null,null,"Industrial process","X",1,1,1,1,1,1,1,1,1,1,1,1,1,1,1,1,1,1,1,null,null,null,null,null,null,null,null,null,null,1,1,1,1,1,1,1,1,1,1,1,1,1,1,1,1,1,1,1,null,"RetailIndustrial process"]
[null,null,null,null,"Refrigeration equipment (regulated)",null,0.78472944135725209,0.78356404988768336,0.79955135128788646,0.7824093262304822,0.79684573922086943,0.79256390014616185,0.79551132804606051,0.79696941172055924,0.80535310917904901,0.79589028542860751,0.7939588198394576,0.79717614590021157,0.79731819935253578,0.7943457371613758,0.81175508176399502,0.79592968554484755,0.79418142161039751,0.80049236664294243,0.81715606307775968,null,null,null,null,null,null,null,null,null,null,0.78472944135725209,0.78356404988768336,0.79955135128788646,0.7824093262304822,0.79684573922086943,0.79256390014616185,0.79551132804606051,0.79696941172055924,0.80535310917904901,0.79589028542860751,0.7939588198394576,0.79717614590021157,0.79731819935253578,0.7943457371613758,0.81175508176399502,0.79592968554484755,0.79418142161039751,0.80049236664294243,0.81715606307775968,null,"RetailRefrigeration equipment (regulated)"]
[null,null,null,null,"Refrigeration equipment (unregulated)","X",1,1,1,1,1,1,1,1,1,1,1,1,1,1,1,1,1,1,1,null,null,null,null,null,null,null,null,null,null,1,1,1,1,1,1,1,1,1,1,1,1,1,1,1,1,1,1,1,null,"RetailRefrigeration equipment (unregulated)"]
[null,null,null,null,"Elevators and escalators",null,0.53266599803011028,0.53266599803011028,0.57423401131008101,0.53266599803011028,0.53116811628345006,0.53310246519223814,0.54049663074849852,0.53015434129472638,0.541462548721239,0.5458666410809021,0.53960215300422709,0.53156105491218097,0.5332753472853794,0.51942670397983526,0.51538593095502305,0.5046610903029074,0.5174043988020981,0.51458330081528991,0.65903367496339682,null,null,null,null,null,null,null,null,null,null,0.53266599803011028,0.53266599803011028,0.57423401131008101,0.53266599803011028,0.53116811628345006,0.53310246519223814,0.54049663074849852,0.53015434129472638,0.541462548721239,0.5458666410809021,0.53960215300422709,0.53156105491218097,0.5332753472853794,0.51942670397983526,0.51538593095502305,0.5046610903029074,0.5174043988020981,0.51458330081528991,0.65903367496339682,null,"RetailElevators and escalators"]
[null,null,null,null,"Other regulated",null,0.97315328408458435,0.97315328408458435,0.98362328525320442,0.97317877608009784,0.97256650066674399,0.96974840837233567,0.97000449655638232,0.9725650803662188,0.97607603924103059,0.97708353097294209,0.96734691718547428,0.97692956974863299,0.97291300824442195,0.97036246549741301,0.97605418144812095,0.9709665508347447,0.96826101335769621,0.96879744968124781,0.96400523560209428,null,null,null,null,null,null,null,null,null,null,0.97315328408458435,0.97315328408458435,0.98362328525320442,0.97317877608009784,0.97256650066674399,0.96974840837233567,0.97000449655638232,0.9725650803662188,0.97607603924103059,0.97708353097294209,0.96734691718547428,0.97692956974863299,0.97291300824442195,0.97036246549741301,0.97605418144812095,0.9709665508347447,0.96826101335769621,0.96879744968124781,0.96400523560209428,null,"RetailOther regulated"]
[]
[null,null,null,null,"Table 3: School SEEUPFs - 2019"]
[]
[null,null,null,null,"Compliance Form Enduses","Unregulated (X)","0A","0B","1A","1B","2A","2B","3A","3B","3C","4A","4B","4C","5A","5B","5C","6A","6B",7,8,null,null,null,null,null,null,null,null,"School",null,"0A","0B","1A","1B","2A","2B","3A","3B","3C","4A","4B","4C","5A","5B","5C","6A","6B",7,8]
[null,null,null,null,"Interior lighting",null,0.2329658451396896,0.23208040078255252,0.23558695427658985,0.23527969587150563,0.2345633847286589,0.23940415990142111,0.2377733905414495,0.24093412370066669,0.24199408449925536,0.24051514331349078,0.23730719935224082,0.24483566135556012,0.23791333804223999,0.23918061703862228,0.24229045303150026,0.23954420163876983,0.23831729026251591,0.2367233016617892,0.25705851397713808,null,null,null,null,null,null,null,null,null,null,{"$f":"G66","v":0.2329658451396896},{"$f":"H66","v":0.23208040078255252},{"$f":"I66","v":0.23558695427658985},{"$f":"J66","v":0.23527969587150563},{"$f":"K66","v":0.2345633847286589},{"$f":"L66","v":0.23940415990142111},{"$f":"M66","v":0.2377733905414495},{"$f":"N66","v":0.24093412370066669},{"$f":"O66","v":0.24199408449925536},{"$f":"P66","v":0.24051514331349078},{"$f":"Q66","v":0.23730719935224082},{"$f":"R66","v":0.24483566135556012},{"$f":"S66","v":0.23791333804223999},{"$f":"T66","v":0.23918061703862228},{"$f":"U66","v":0.24229045303150026},{"$f":"V66","v":0.23954420163876983},{"$f":"W66","v":0.23831729026251591},{"$f":"X66","v":0.2367233016617892},{"$f":"Y66","v":0.25705851397713808},null,{"$f":"$AH$65&E66","v":"SchoolInterior lighting"}]
[null,null,null,null,"Interior lighting (unregulated)","X",1,1,1,1,1,1,1,1,1,1,1,1,1,1,1,1,1,1,1,null,null,null,null,null,null,null,null,null,null,1,1,1,1,1,1,1,1,1,1,1,1,1,1,1,1,1,1,1,null,"SchoolInterior lighting (unregulated)"]
[null,null,null,null,"Exterior lighting",null,0.31990858552695844,0.32066685050090055,0.32070210688004419,0.3206148204685737,0.32085090552982043,0.32084667325377642,0.32129686999841478,0.32031145229259311,0.32104644966767487,0.32251552135171591,0.32059911701915894,0.3237590973532557,0.32184158288250087,0.32202461178535541,0.323656018324676,0.32242557571030928,0.32274476686351905,0.3238715836316961,0.33717919581879624,null,null,null,null,null,null,null,null,null,null,0.31990858552695844,0.32066685050090055,0.32070210688004419,0.3206148204685737,0.32085090552982043,0.32084667325377642,0.32129686999841478,0.32031145229259311,0.32104644966767487,0.32251552135171591,0.32059911701915894,0.3237590973532557,0.32184158288250087,0.32202461178535541,0.323656018324676,0.32242557571030928,0.32274476686351905,0.3238715836316961,0.33717919581879624,null,"SchoolExterior lighting"]
[null,null,null,null,"Space heating",null,0.84619355483349912,0.83622744296901619,0.84619355483349912,1.3944736571812646,1.3060729774199786,1.2344308039790612,1.5307237321730329,1.0675984020103599,1.2354135315894506,0.30856347509311138,0.699151873881525,0.7962432066623002,0.4284498803401825,0.71128027676145333,0.80893409935056337,0.49461520342555104,0.47350045777960748,0.45480929087556993,0.55811052189006616,null,null,null,null,null,null,null,null,null,null,0.84619355483349912,0.83622744296901619,0.84619355483349912,1.3944736571812646,1.3060729774199786,1.2344308039790612,1.5307237321730329,1.0675984020103599,1.2354135315894506,0.30856347509311138,0.699151873881525,0.7962432066623002,0.4284498803401825,0.71128027676145333,0.80893409935056337,0.49461520342555104,0.47350045777960748,0.45480929087556993,0.55811052189006616,null,"SchoolSpace heating"]
[null,null,null,null,"Heat pump supplemental heater",null,0.84619355483349912,0.83622744296901619,0.84619355483349912,1.3944736571812646,1.3060729774199786,1.2344308039790612,1.5307237321730329,1.0675984020103599,1.2354135315894506,0.30856347509311138,0.699151873881525,0.7962432066623002,0.4284498803401825,0.71128027676145333,0.80893409935056337,0.49461520342555104,0.47350045777960748,0.45480929087556993,0.55811052189006616,null,null,null,null,null,null,null,null,null,null,0.84619355483349912,0.83622744296901619,0.84619355483349912,1.3944736571812646,1.3060729774199786,1.2344308039790612,1.5307237321730329,1.0675984020103599,1.2354135315894506,0.30856347509311138,0.699151873881525,0.7962432066623002,0.4284498803401825,0.71128027676145333,0.80893409935056337,0.49461520342555104,0.47350045777960748,0.45480929087556993,0.55811052189006616,null,"SchoolHeat pump supplemental heater"]
[null,null,null,null,"Space cooling",null,0.71971992786898653,0.85316880048027088,0.75917118247498494,0.86229729230689867,0.72197935878382224,0.85146969461292921,0.72938242161585642,0.83955220703426026,0.85159270149854094,0.73705464865627435,0.91137937030691796,1.0157787528909763,0.97024279456747486,0.96463586440117055,1.1424754169371734,0.95078999696017008,0.95629411662181263,0.89939235509504656,1.090842075044997,null,null,null,null,null,null,null,null,null,null,0.71971992786898653,0.85316880048027088,0.75917118247498494,0.86229729230689867,0.72197935878382224,0.85146969461292921,0.72938242161585642,0.83955220703426026,0.85159270149854094,0.73705464865627435,0.91137937030691796,1.0157787528909763,0.97024279456747486,0.96463586440117055,1.1424754169371734,0.95078999696017008,0.95629411662181263,0.89939235509504656,1.090842075044997,null,"SchoolSpace cooling"]
[null,null,null,null,"Pumps",null,0.58025068045990369,0.57978880302047076,0.5791759588965143,0.57933642040868349,0.57163429292862877,0.58002462296091106,0.56585198981337181,0.85387539548867464,0.66427731429599179,0.51812795754480712,0.71600027827018997,0.72400012296719851,0.57152041763747519,0.7035909979955639,0.82343237714275264,0.54453992110580429,0.52142775529167484,0.53408469913541889,0.66397518111284204,null,null,null,null,null,null,null,null,null,null,0.58025068045990369,0.57978880302047076,0.5791759588965143,0.57933642040868349,0.57163429292862877,0.58002462296091106,0.56585198981337181,0.85387539548867464,0.66427731429599179,0.51812795754480712,0.71600027827018997,0.72400012296719851,0.57152041763747519,0.7035909979955639,0.82343237714275264,0.54453992110580429,0.52142775529167484,0.53408469913541889,0.66397518111284204,null,"SchoolPumps"]
[null,null,null,null,"Heat rejection",null,0.98180437621502314,0.99828706016560509,0.97971577097409357,1.0119169541616353,0.91463266867334581,0.93212318852437925,0.92690266977293023,1.0071055889228937,1.0068347218988827,0.86666717776263258,0.63881034663315528,0.82296764832962732,0.97820494415940451,0.72547160674585209,1.4374695863746958,0.94647204770202353,0.48916256157635468,1.0008546074735158,0.89625135004940626,null,null,null,null,null,null,null,null,null,null,0.98180437621502314,0.99828706016560509,0.97971577097409357,1.0119169541616353,0.91463266867334581,0.93212318852437925,0.92690266977293023,1.0071055889228937,1.0068347218988827,0.86666717776263258,0.63881034663315528,0.82296764832962732,0.97820494415940451,0.72547160674585209,1.4374695863746958,0.94647204770202353,0.48916256157635468,1.0008546074735158,0.89625135004940626,null,"SchoolHeat rejection"]
[null,null,null,null,"Fans - interior ventilation",null,0.87596960793426093,0.62331314410387417,0.88107874235889616,0.61563100442205554,0.78214817372444367,0.58566481990983421,0.72781124082889948,0.5657734028106175,0.61713075064319667,0.81890133648798191,0.58337178373483534,0.67244533831400144,0.81139522383816387,0.59112825747366959,0.70861592922468275,0.80196811291740888,0.73572398274578421,0.8147972492756349,0.84059722447526664,null,null,null,null,null,null,null,null,null,null,0.87596960793426093,0.62331314410387417,0.88107874235889616,0.61563100442205554,0.78214817372444367,0.58566481990983421,0.72781124082889948,0.5657734028106175,0.61713075064319667,0.81890133648798191,0.58337178373483534,0.67244533831400144,0.81139522383816387,0.59112825747366959,0.70861592922468275,0.80196811291740888,0.73572398274578421,0.8147972492756349,0.84059722447526664,null,"SchoolFans - interior ventilation"]
[null,null,null,null,"Fans - parking garage",null,0.68021092151812823,0.62331314410387417,0.66509418750943938,0.61563100442205554,0.63966170661900323,0.58566481990983421,0.61247927556659088,0.5657734028106175,0.61713075064319667,0.67368604961677092,0.58337178373483534,0.67244533831400144,0.67945745845005945,0.59112825747366959,0.70861592922468275,0.66842489775934222,0.60472725310890429,0.66689753320816925,0.69326102987744509,null,null,null,null,null,null,null,null,null,null,0.68021092151812823,0.62331314410387417,0.66509418750943938,0.61563100442205554,0.63966170661900323,0.58566481990983421,0.61247927556659088,0.5657734028106175,0.61713075064319667,0.67368604961677092,0.58337178373483534,0.67244533831400144,0.67945745845005945,0.59112825747366959,0.70861592922468275,0.66842489775934222,0.60472725310890429,0.66689753320816925,0.69326102987744509,null,"SchoolFans - parking garage"]
[null,null,null,null,"Service water heating",null,0.9321115467683474,0.933520449008716,0.9366721250975355,0.9379061353782524,0.94011409660952183,0.94104065250333058,0.94590216642312286,0.94513064545620729,0.94611076453021725,0.94921896263774408,0.94803350661275099,0.94986524801726557,0.95166471761861793,0.9506932459429458,0.95130085855928115,0.95334890436192432,0.95276584536659903,0.95488235642270913,0.95763529691246363,null,null,null,null,null,null,null,null,null,null,0.9321115467683474,0.933520449008716,0.9366721250975355,0.9379061353782524,0.94011409660952183,0.94104065250333058,0.94590216642312286,0.94513064545620729,0.94611076453021725,0.94921896263774408,0.94803350661275099,0.94986524801726557,0.95166471761861793,0.9506932459429458,0.95130085855928115,0.95334890436192432,0.95276584536659903,0.95488235642270913,0.95763529691246363,null,"SchoolService water heating"]
[null,null,null,null,"Misc equipment","X",1,1,1,1,1,1,1,1,1,1,1,1,1,1,1,1,1,1,1,null,null,null,null,null,null,null,null,null,null,1,1,1,1,1,1,1,1,1,1,1,1,1,1,1,1,1,1,1,null,"SchoolMisc equipment"]
[null,null,null,null,"Industrial process","X",1,1,1,1,1,1,1,1,1,1,1,1,1,1,1,1,1,1,1,null,null,null,null,null,null,null,null,null,null,1,1,1,1,1,1,1,1,1,1,1,1,1,1,1,1,1,1,1,null,"SchoolIndustrial process"]
[null,null,null,null,"Refrigeration equipment (regulated)",null,0.77753074989224613,0.77610235630064262,0.77571923680989519,0.7756979428597186,0.77528640241830438,0.773181095213056,0.77431879443024532,0.77362223331965985,0.77466172954073387,0.77430916486713941,0.77393508913451337,0.77495868482063757,0.77527042823399039,0.77458090073537167,0.77508298787856811,0.77552976272552132,0.77499300959462913,0.77574531260820145,0.77402145661533228,null,null,null,null,null,null,null,null,null,null,0.77753074989224613,0.77610235630064262,0.77571923680989519,0.7756979428597186,0.77528640241830438,0.773181095213056,0.77431879443024532,0.77362223331965985,0.77466172954073387,0.77430916486713941,0.77393508913451337,0.77495868482063757,0.77527042823399039,0.77458090073537167,0.77508298787856811,0.77552976272552132,0.77499300959462913,0.77574531260820145,0.77402145661533228,null,"SchoolRefrigeration equipment (regulated)"]
[null,null,null,null,"Refrigeration equipment (unregulated)","X",1,1,1,1,1,1,1,1,1,1,1,1,1,1,1,1,1,1,1,null,null,null,null,null,null,null,null,null,null,1,1,1,1,1,1,1,1,1,1,1,1,1,1,1,1,1,1,1,null,"SchoolRefrigeration equipment (unregulated)"]
[null,null,null,null,"Elevators and escalators",null,0.65903367496339682,0.65903367496339682,0.65903367496339682,0.65903367496339682,0.65903367496339682,0.65903367496339682,0.65903367496339682,0.65903367496339682,0.65903367496339682,0.65903367496339682,0.65903367496339682,0.65903367496339682,0.65903367496339682,0.65903367496339682,0.65903367496339682,0.65903367496339682,0.65903367496339682,0.65903367496339682,0.65903367496339682,null,null,null,null,null,null,null,null,null,null,0.65903367496339682,0.65903367496339682,0.65903367496339682,0.65903367496339682,0.65903367496339682,0.65903367496339682,0.65903367496339682,0.65903367496339682,0.65903367496339682,0.65903367496339682,0.65903367496339682,0.65903367496339682,0.65903367496339682,0.65903367496339682,0.65903367496339682,0.65903367496339682,0.65903367496339682,0.65903367496339682,0.65903367496339682,null,"SchoolElevators and escalators"]
[null,null,null,null,"Other regulated",null,0.96585235735883057,0.96585235735883057,0.96601596992427563,0.96585235735883057,0.96601596992427563,0.96629989950973827,0.96629989950973827,0.96629989950973827,0.96629989950973827,0.96617958248972069,0.96601596992427563,0.96662712464062839,0.96601596992427563,0.96617958248972069,0.96646351207518333,0.96617958248972069,0.96617958248972069,0.96601596992427563,0.9669543497715184,null,null,null,null,null,null,null,null,null,null,0.96585235735883057,0.96585235735883057,0.96601596992427563,0.96585235735883057,0.96601596992427563,0.96629989950973827,0.96629989950973827,0.96629989950973827,0.96629989950973827,0.96617958248972069,0.96601596992427563,0.96662712464062839,0.96601596992427563,0.96617958248972069,0.96646351207518333,0.96617958248972069,0.96617958248972069,0.96601596992427563,0.9669543497715184,null,"SchoolOther regulated"]
[]
[null,null,null,null,"Table 4: Healthcare/hospital SEEUPFs - 2019"]
[]
[null,null,null,null,"Compliance Form Enduses","Unregulated (X)","0A","0B","1A","1B","2A","2B","3A","3B","3C","4A","4B","4C","5A","5B","5C","6A","6B",7,8,null,null,null,null,null,null,null,null,"Healthcare/hospital",null,"0A","0B","1A","1B","2A","2B","3A","3B","3C","4A","4B","4C","5A","5B","5C","6A","6B",7,8]
[null,null,null,null,"Interior lighting",null,0.70006789950167136,0.70051981798425322,0.70095201330336931,0.7010323311569302,0.70081849836423937,0.70131005354839426,0.7013403653020458,0.70104165610485181,0.70089155135350034,0.70032889934068776,0.70002839554032459,0.70118892180261927,0.70027133407881825,0.70001649701927149,0.70082938125208538,0.70030689690175074,0.70041433552330368,0.70039399494730969,0.7029005823059572,null,null,null,null,null,null,null,null,null,null,{"$f":"G87","v":0.70006789950167136},{"$f":"H87","v":0.70051981798425322},{"$f":"I87","v":0.70095201330336931},{"$f":"J87","v":0.7010323311569302},{"$f":"K87","v":0.70081849836423937},{"$f":"L87","v":0.70131005354839426},{"$f":"M87","v":0.7013403653020458},{"$f":"N87","v":0.70104165610485181},{"$f":"O87","v":0.70089155135350034},{"$f":"P87","v":0.70032889934068776},{"$f":"Q87","v":0.70002839554032459},{"$f":"R87","v":0.70118892180261927},{"$f":"S87","v":0.70027133407881825},{"$f":"T87","v":0.70001649701927149},{"$f":"U87","v":0.70082938125208538},{"$f":"V87","v":0.70030689690175074},{"$f":"W87","v":0.70041433552330368},{"$f":"X87","v":0.70039399494730969},{"$f":"Y87","v":0.7029005823059572},null,{"$f":"$AH$86&E87","v":"Healthcare/hospitalInterior lighting"}]
[null,null,null,null,"Interior lighting (unregulated)","X",1,1,1,1,1,1,1,1,1,1,1,1,1,1,1,1,1,1,1,null,null,null,null,null,null,null,null,null,null,1,1,1,1,1,1,1,1,1,1,1,1,1,1,1,1,1,1,1,null,"Healthcare/hospitalInterior lighting (unregulated)"]
[null,null,null,null,"Exterior lighting",null,0.41961224104971229,0.42167259091660031,0.42185195295957911,0.42195091122574369,0.42241285650145183,0.42240642580935905,0.42335553576221052,0.42139425374822237,0.42104625751876729,0.42253000211130176,0.42173890714560974,0.42428634868222692,0.42330281793779406,0.42238344596801514,0.42453247949507544,0.42339849751909303,0.42454648772459092,0.42462364483819903,0.43391218989199826,null,null,null,null,null,null,null,null,null,null,0.41961224104971229,0.42167259091660031,0.42185195295957911,0.42195091122574369,0.42241285650145183,0.42240642580935905,0.42335553576221052,0.42139425374822237,0.42104625751876729,0.42253000211130176,0.42173890714560974,0.42428634868222692,0.42330281793779406,0.42238344596801514,0.42453247949507544,0.42339849751909303,0.42454648772459092,0.42462364483819903,0.43391218989199826,null,"Healthcare/hospitalExterior lighting"]
[null,null,null,null,"Space heating",null,0.7723533367631249,0.7963768276802704,0.87473751546891831,0.80073359656110255,0.81243003529216673,0.79318615596705833,0.79323748822729567,0.79997896793884749,0.86177657010703768,0.71189099366384467,0.74264794974784099,0.69059730216451087,0.65486860518338108,0.73349223993563717,1.0304965921575817,0.70054327447188847,0.83332512841497974,0.83561448235831248,0.83557218501823693,null,null,null,null,null,null,null,null,null,null,0.7723533367631249,0.7963768276802704,0.87473751546891831,0.80073359656110255,0.81243003529216673,0.79318615596705833,0.79323748822729567,0.79997896793884749,0.86177657010703768,0.71189099366384467,0.74264794974784099,0.69059730216451087,0.65486860518338108,0.73349223993563717,1.0304965921575817,0.70054327447188847,0.83332512841497974,0.83561448235831248,0.83557218501823693,null,"Healthcare/hospitalSpace heating"]
[null,null,null,null,"Heat pump supplemental heater",null,0.7723533367631249,0.79588774508288018,0.87084513761925464,0.79923647616667304,0.79952300718910863,0.71016831459522833,0.75489524049145229,0.71611194474716489,0.83897162616587151,0.66908215507450641,0.64592961407704164,0.67445027444776195,0.61442755527707127,0.67571891950120722,1.0326031272467724,0.67422909435962342,0.81914915378664732,0.82874596669154132,0.82724984262306323,null,null,null,null,null,null,null,null,null,null,0.7723533367631249,0.79588774508288018,0.87084513761925464,0.79923647616667304,0.79952300718910863,0.71016831459522833,0.75489524049145229,0.71611194474716489,0.83897162616587151,0.66908215507450641,0.64592961407704164,0.67445027444776195,0.61442755527707127,0.67571891950120722,1.0326031272467724,0.67422909435962342,0.81914915378664732,0.82874596669154132,0.82724984262306323,null,"Healthcare/hospitalHeat pump supplemental heater"]
[null,null,null,null,"Space cooling",null,0.76281735070169576,0.7888850158844869,0.78551327628765844,0.78944061100826235,0.80144063980696378,0.73864014606187256,0.74213861760400257,0.78964162887067801,0.75190678708890557,0.71703990100317205,0.78200178401032994,0.77854057275580735,0.80977270682307656,0.77728689872447942,0.79321255145393277,0.79507680487865851,0.74925184028902581,0.72492881582738566,0.71914291453271639,null,null,null,null,null,null,null,null,null,null,0.76281735070169576,0.7888850158844869,0.78551327628765844,0.78944061100826235,0.80144063980696378,0.73864014606187256,0.74213861760400257,0.78964162887067801,0.75190678708890557,0.71703990100317205,0.78200178401032994,0.77854057275580735,0.80977270682307656,0.77728689872447942,0.79321255145393277,0.79507680487865851,0.74925184028902581,0.72492881582738566,0.71914291453271639,null,"Healthcare/hospitalSpace cooling"]
[null,null,null,null,"Pumps",null,0.835396004731496,0.88939436534862026,0.90064208806450863,0.90534054074617809,0.83663944946008151,0.79047336549014713,0.75637540623590427,0.75785498789250139,0.82199725942338453,0.60126448145493572,0.64506667850934518,0.60569640991240858,0.62418283320691681,0.63701620484362875,0.74543553620936609,0.6098108128365114,0.75497388945405219,0.84565696330352513,1.0555316141839426,null,null,null,null,null,null,null,null,null,null,0.835396004731496,0.88939436534862026,0.90064208806450863,0.90534054074617809,0.83663944946008151,0.79047336549014713,0.75637540623590427,0.75785498789250139,0.82199725942338453,0.60126448145493572,0.64506667850934518,0.60569640991240858,0.62418283320691681,0.63701620484362875,0.74543553620936609,0.6098108128365114,0.75497388945405219,0.84565696330352513,1.0555316141839426,null,"Healthcare/hospitalPumps"]
[null,null,null,null,"Heat rejection",null,1.0199705493513331,0.89448402733165921,0.95275427815591496,0.90043390222736475,0.92352911020352368,0.80030036662396753,0.92809970864357383,0.8463591307662981,0.81602152144671958,0.90800074080933435,0.63881034663315528,0.61283282409428197,0.97040113094186264,0.44139123750960796,1.4374695863746958,0.93159686485630611,0.48916256157635468,1.021575100212214,0.9314128943758575,null,null,null,null,null,null,null,null,null,null,1.0199705493513331,0.89448402733165921,0.95275427815591496,0.90043390222736475,0.92352911020352368,0.80030036662396753,0.92809970864357383,0.8463591307662981,0.81602152144671958,0.90800074080933435,0.63881034663315528,0.61283282409428197,0.97040113094186264,0.44139123750960796,1.4374695863746958,0.93159686485630611,0.48916256157635468,1.021575100212214,0.9314128943758575,null,"Healthcare/hospitalHeat rejection"]
[null,null,null,null,"Fans - interior ventilation",null,0.74782399790535536,0.74858618851849101,0.75546027395865245,0.75573671724142555,0.7308387686747766,0.72930840044893364,0.74420787377798736,0.73841667608520656,0.70961444006917618,0.74023820383768069,0.72243316189216733,0.73537911598674732,0.75229695151244147,0.72757833785946124,0.7435892036953422,0.73505840187928617,0.72928354072389501,0.71995909153541038,0.72057818612672841,null,null,null,null,null,null,null,null,null,null,0.74782399790535536,0.74858618851849101,0.75546027395865245,0.75573671724142555,0.7308387686747766,0.72930840044893364,0.74420787377798736,0.73841667608520656,0.70961444006917618,0.74023820383768069,0.72243316189216733,0.73537911598674732,0.75229695151244147,0.72757833785946124,0.7435892036953422,0.73505840187928617,0.72928354072389501,0.71995909153541038,0.72057818612672841,null,"Healthcare/hospitalFans - interior ventilation"]
[null,null,null,null,"Fans - parking garage",null,0.72337368361833865,0.72447489370861917,0.73044382002706976,0.73151429597778006,0.70722272257479046,0.70842903942534186,0.72137755222007605,0.71798566302837274,0.70961444006917618,0.7168738559625305,0.70317152097715363,0.71401578044736946,0.72937046019380047,0.70793202443442282,0.72185589679308182,0.71215631499951826,0.70837550528240412,0.69747336594323439,0.69709184761939258,null,null,null,null,null,null,null,null,null,null,0.72337368361833865,0.72447489370861917,0.73044382002706976,0.73151429597778006,0.70722272257479046,0.70842903942534186,0.72137755222007605,0.71798566302837274,0.70961444006917618,0.7168738559625305,0.70317152097715363,0.71401578044736946,0.72937046019380047,0.70793202443442282,0.72185589679308182,0.71215631499951826,0.70837550528240412,0.69747336594323439,0.69709184761939258,null,"Healthcare/hospitalFans - parking garage"]
[null,null,null,null,"Service water heating",null,0.99526558266363974,0.99566270267273471,0.99551554563738087,0.99586508734673429,0.99493006200862022,0.99548722801597278,0.99560926325164523,0.99555708359457873,0.99602487039358278,0.99483905605691514,0.99508300518128623,0.99513450492628275,0.99498963236792659,0.99507719134398565,0.99532888349573223,0.99508240699749273,0.99499171167878409,0.99530862506644713,0.99540178912194444,null,null,null,null,null,null,null,null,null,null,0.99526558266363974,0.99566270267273471,0.99551554563738087,0.99586508734673429,0.99493006200862022,0.99548722801597278,0.99560926325164523,0.99555708359457873,0.99602487039358278,0.99483905605691514,0.99508300518128623,0.99513450492628275,0.99498963236792659,0.99507719134398565,0.99532888349573223,0.99508240699749273,0.99499171167878409,0.99530862506644713,0.99540178912194444,null,"Healthcare/hospitalService water heating"]
[null,null,null,null,"Misc equipment","X",1,1,1,1,1,1,1,1,1,1,1,1,1,1,1,1,1,1,1,null,null,null,null,null,null,null,null,null,null,1,1,1,1,1,1,1,1,1,1,1,1,1,1,1,1,1,1,1,null,"Healthcare/hospitalMisc equipment"]
[null,null,null,null,"Industrial process","X",1,1,1,1,1,1,1,1,1,1,1,1,1,1,1,1,1,1,1,null,null,null,null,null,null,null,null,null,null,1,1,1,1,1,1,1,1,1,1,1,1,1,1,1,1,1,1,1,null,"Healthcare/hospitalIndustrial process"]
[null,null,null,null,"Refrigeration equipment (regulated)",null,0.83513794898490357,0.83409055303149005,0.83134066634783998,0.83020473278383433,0.82692619626926211,0.82066786511957313,0.81855312482515519,0.8160734149054506,0.81605576793343826,0.81100108751645594,0.81054375142791879,0.80701449275362336,0.807118723057206,0.80634293680297409,0.8036982682712065,0.80489657590276975,0.80210106226891265,0.80061259350886493,0.79360447805633316,null,null,null,null,null,null,null,null,null,null,0.83513794898490357,0.83409055303149005,0.83134066634783998,0.83020473278383433,0.82692619626926211,0.82066786511957313,0.81855312482515519,0.8160734149054506,0.81605576793343826,0.81100108751645594,0.81054375142791879,0.80701449275362336,0.807118723057206,0.80634293680297409,0.8036982682712065,0.80489657590276975,0.80210106226891265,0.80061259350886493,0.79360447805633316,null,"Healthcare/hospitalRefrigeration equipment (regulated)"]
[null,null,null,null,"Refrigeration equipment (unregulated)","X",1,1,1,1,1,1,1,1,1,1,1,1,1,1,1,1,1,1,1,null,null,null,null,null,null,null,null,null,null,1,1,1,1,1,1,1,1,1,1,1,1,1,1,1,1,1,1,1,null,"Healthcare/hospitalRefrigeration equipment (unregulated)"]
[null,null,null,null,"Elevators and escalators",null,0.44481373618382092,0.44481373618382092,0.44481373618382092,0.44481373618382092,0.44481373618382092,0.44481373618382092,0.44481373618382092,0.44481373618382092,0.44481373618382092,0.44481373618382092,0.44481373618382092,0.44481373618382092,0.44481373618382092,0.44481373618382092,0.44481373618382092,0.44481373618382092,0.44481373618382092,0.44481373618382092,0.44481373618382092,null,null,null,null,null,null,null,null,null,null,0.44481373618382092,0.44481373618382092,0.44481373618382092,0.44481373618382092,0.44481373618382092,0.44481373618382092,0.44481373618382092,0.44481373618382092,0.44481373618382092,0.44481373618382092,0.44481373618382092,0.44481373618382092,0.44481373618382092,0.44481373618382092,0.44481373618382092,0.44481373618382092,0.44481373618382092,0.44481373618382092,0.44481373618382092,null,"Healthcare/hospitalElevators and escalators"]
[null,null,null,null,"Other regulated",null,0.98908480268681787,0.98908480268681787,0.98908480268681787,0.98908480268681787,0.98908480268681787,0.98908480268681787,0.98908480268681787,0.98908480268681787,0.98908480268681787,0.98908480268681787,0.98908480268681787,0.98908480268681787,0.98908480268681787,0.98908480268681787,0.98908480268681787,0.98908480268681787,0.98908480268681787,0.98908480268681787,0.98908480268681787,null,null,null,null,null,null,null,null,null,null,0.98908480268681787,0.98908480268681787,0.98908480268681787,0.98908480268681787,0.98908480268681787,0.98908480268681787,0.98908480268681787,0.98908480268681787,0.98908480268681787,0.98908480268681787,0.98908480268681787,0.98908480268681787,0.98908480268681787,0.98908480268681787,0.98908480268681787,0.98908480268681787,0.98908480268681787,0.98908480268681787,0.98908480268681787,null,"Healthcare/hospitalOther regulated"]
[]
[null,null,null,null,"Table 5: Hotel/motel SEEUPFs - 2019"]
[]
[null,null,null,null,"Compliance Form Enduses","Unregulated (X)","0A","0B","1A","1B","2A","2B","3A","3B","3C","4A","4B","4C","5A","5B","5C","6A","6B",7,8,null,null,null,null,null,null,null,null,"Hotel/motel",null,"0A","0B","1A","1B","2A","2B","3A","3B","3C","4A","4B","4C","5A","5B","5C","6A","6B",7,8]
[null,null,null,null,"Interior lighting",null,0.34974951676717403,0.35006837586161765,0.35090021022915302,0.35099563086936492,0.35057414313979118,0.35197497660829952,0.35137059439002716,0.35164702625128197,0.35135855464610966,0.34970242032283805,0.34972764696387559,0.35094099867205281,0.34935997203646929,0.34951641213259033,0.3503520143766139,0.34951608437453252,0.3497200292713849,0.34956072263343485,0.35344174322123079,null,null,null,null,null,null,null,null,null,null,{"$f":"G108","v":0.34974951676717403},{"$f":"H108","v":0.35006837586161765},{"$f":"I108","v":0.35090021022915302},{"$f":"J108","v":0.35099563086936492},{"$f":"K108","v":0.35057414313979118},{"$f":"L108","v":0.35197497660829952},{"$f":"M108","v":0.35137059439002716},{"$f":"N108","v":0.35164702625128197},{"$f":"O108","v":0.35135855464610966},{"$f":"P108","v":0.34970242032283805},{"$f":"Q108","v":0.34972764696387559},{"$f":"R108","v":0.35094099867205281},{"$f":"S108","v":0.34935997203646929},{"$f":"T108","v":0.34951641213259033},{"$f":"U108","v":0.3503520143766139},{"$f":"V108","v":0.34951608437453252},{"$f":"W108","v":0.3497200292713849},{"$f":"X108","v":0.34956072263343485},{"$f":"Y108","v":0.35344174322123079},null,{"$f":"$AH$107&E108","v":"Hotel/motelInterior lighting"}]
[null,null,null,null,"Interior lighting (unregulated)","X",1,1,1,1,1,1,1,1,1,1,1,1,1,1,1,1,1,1,1,null,null,null,null,null,null,null,null,null,null,1,1,1,1,1,1,1,1,1,1,1,1,1,1,1,1,1,1,1,null,"Hotel/motelInterior lighting (unregulated)"]
[null,null,null,null,"Exterior lighting",null,0.54448615868267369,0.54447789135428282,0.54446855047011611,0.54447483147794695,0.54448204868066763,0.54447996848173241,0.54447273414132846,0.54449863042134816,0.54447483147794695,0.54448729026381826,0.54446862908204741,0.54448423311093164,0.54448940750954788,0.5444955906262281,0.54451020056444888,0.5444634545458612,0.54445617103351873,0.5444531105894479,0.54444894925957676,null,null,null,null,null,null,null,null,null,null,0.54448615868267369,0.54447789135428282,0.54446855047011611,0.54447483147794695,0.54448204868066763,0.54447996848173241,0.54447273414132846,0.54449863042134816,0.54447483147794695,0.54448729026381826,0.54446862908204741,0.54448423311093164,0.54448940750954788,0.5444955906262281,0.54451020056444888,0.5444634545458612,0.54445617103351873,0.5444531105894479,0.54444894925957676,null,"Hotel/motelExterior lighting"]
[null,null,null,null,"Space heating",null,0.82213201199729391,0.85389654863889164,1.0529497098646035,1.1520241854156485,1.025722935055029,1.0711038898145739,1.0551333383883743,0.90777396499166474,0.68054708184722812,0.68466113360992598,0.82126893224332409,0.77934956025086,0.56629945849176777,0.73636773237958453,0.79707677871876648,0.59842728301705617,0.68360871409913337,0.61380046548120182,0.65236966079853209,null,null,null,null,null,null,null,null,null,null,0.82213201199729391,0.85389654863889164,1.0529497098646035,1.1520241854156485,1.025722935055029,1.0711038898145739,1.0551333383883743,0.90777396499166474,0.68054708184722812,0.68466113360992598,0.82126893224332409,0.77934956025086,0.56629945849176777,0.73636773237958453,0.79707677871876648,0.59842728301705617,0.68360871409913337,0.61380046548120182,0.65236966079853209,null,"Hotel/motelSpace heating"]
[null,null,null,null,"Heat pump supplemental heater",null,0.82213201199729391,0.85389654863889164,1.0529497098646035,1.1520241854156485,1.025722935055029,1.0711038898145739,1.0551333383883743,0.90777396499166474,0.68054708184722812,0.68466113360992598,0.82126893224332409,0.77934956025086,0.56629945849176777,0.73636773237958453,0.79707677871876648,0.59842728301705617,0.68360871409913337,0.61380046548120182,0.65236966079853209,null,null,null,null,null,null,null,null,null,null,0.82213201199729391,0.85389654863889164,1.0529497098646035,1.1520241854156485,1.025722935055029,1.0711038898145739,1.0551333383883743,0.90777396499166474,0.68054708184722812,0.68466113360992598,0.82126893224332409,0.77934956025086,0.56629945849176777,0.73636773237958453,0.79707677871876648,0.59842728301705617,0.68360871409913337,0.61380046548120182,0.65236966079853209,null,"Hotel/motelHeat pump supplemental heater"]
[null,null,null,null,"Space cooling",null,0.68032841787489795,0.66496277243862645,0.67699265012601451,0.65942976377223661,0.65436704543068025,0.63184958695324667,0.61283306032487128,0.70636304433073349,0.70657653495153006,0.6677870361281163,0.69658688574542404,0.68046589605198626,0.7306100875122542,0.69907098824379754,0.66731603560208463,0.73108495865008649,0.70889131853935683,0.68568367512790873,0.67615805310806354,null,null,null,null,null,null,null,null,null,null,0.68032841787489795,0.66496277243862645,0.67699265012601451,0.65942976377223661,0.65436704543068025,0.63184958695324667,0.61283306032487128,0.70636304433073349,0.70657653495153006,0.6677870361281163,0.69658688574542404,0.68046589605198626,0.7306100875122542,0.69907098824379754,0.66731603560208463,0.73108495865008649,0.70889131853935683,0.68568367512790873,0.67615805310806354,null,"Hotel/motelSpace cooling"]
[null,null,null,null,"Pumps",null,1,1,1,1,1,1,1,0.82499999999999984,0.87096774193548399,0.57851239669421484,0.63636363636363646,0.65753424657534265,0.546875,0.55905511811023612,0.65822784810126589,0.53896103896103897,0.53773584905660377,0.51851851851851849,0.56349206349206349,null,null,null,null,null,null,null,null,null,null,1,1,1,1,1,1,1,0.82499999999999984,0.87096774193548399,0.57851239669421484,0.63636363636363646,0.65753424657534265,0.546875,0.55905511811023612,0.65822784810126589,0.53896103896103897,0.53773584905660377,0.51851851851851849,0.56349206349206349,null,"Hotel/motelPumps"]
[null,null,null,null,"Heat rejection",null,0.98180437621502314,0.99828706016560509,0.97971577097409357,1.0119169541616353,0.91463266867334581,0.93212318852437925,0.92690266977293023,1.0071055889228937,1.0068347218988827,0.86666717776263258,0.63881034663315528,0.82296764832962732,0.97820494415940451,0.72547160674585209,1.4374695863746958,0.94647204770202353,0.48916256157635468,1.0008546074735158,0.89625135004940626,null,null,null,null,null,null,null,null,null,null,0.98180437621502314,0.99828706016560509,0.97971577097409357,1.0119169541616353,0.91463266867334581,0.93212318852437925,0.92690266977293023,1.0071055889228937,1.0068347218988827,0.86666717776263258,0.63881034663315528,0.82296764832962732,0.97820494415940451,0.72547160674585209,1.4374695863746958,0.94647204770202353,0.48916256157635468,1.0008546074735158,0.89625135004940626,null,"Hotel/motelHeat rejection"]
[null,null,null,null,"Fans - interior ventilation",null,0.95166625654633341,0.89711305866500046,0.9568953273082057,0.90257178083505418,0.90696267671099218,0.82459894948578172,0.8879530777063156,0.8537579816028531,0.84295904451427139,0.85382988347685584,0.86610554253276306,0.86900929445125241,0.8202209671096351,0.83546302026275399,0.88019615969281828,0.76794927533762314,0.77763402631039713,0.75609454067997151,0.75556218865630043,null,null,null,null,null,null,null,null,null,null,0.95166625654633341,0.89711305866500046,0.9568953273082057,0.90257178083505418,0.90696267671099218,0.82459894948578172,0.8879530777063156,0.8537579816028531,0.84295904451427139,0.85382988347685584,0.86610554253276306,0.86900929445125241,0.8202209671096351,0.83546302026275399,0.88019615969281828,0.76794927533762314,0.77763402631039713,0.75609454067997151,0.75556218865630043,null,"Hotel/motelFans - interior ventilation"]
[null,null,null,null,"Fans - parking garage",null,0.84201225838132532,0.79700063361503382,0.84202307407769106,0.79914612485837777,0.83169990685201833,0.77375838776908956,0.83348022796334198,0.8132502411337077,0.84295904451427139,0.80400236905349298,0.8378730795121565,0.84840216608725261,0.77316636225277113,0.80427497567984418,0.85945789785324833,0.71106878095168879,0.74088605304912547,0.69845015078075612,0.68956945701265648,null,null,null,null,null,null,null,null,null,null,0.84201225838132532,0.79700063361503382,0.84202307407769106,0.79914612485837777,0.83169990685201833,0.77375838776908956,0.83348022796334198,0.8132502411337077,0.84295904451427139,0.80400236905349298,0.8378730795121565,0.84840216608725261,0.77316636225277113,0.80427497567984418,0.85945789785324833,0.71106878095168879,0.74088605304912547,0.69845015078075612,0.68956945701265648,null,"Hotel/motelFans - parking garage"]
[null,null,null,null,"Service water heating",null,0.99574123941358672,0.995736666869244,0.99595108907270058,0.99603287974475285,0.99606702237371514,0.99604137521724201,0.99680140084448587,0.99675892607768679,0.99652022220783099,0.9965824500988667,0.99660597312287558,0.99666338926237352,0.99677966836317777,0.99675852027051492,0.99683767835105674,0.99671286109889623,0.99668407953821125,0.99696471351931526,0.99712090317709912,null,null,null,null,null,null,null,null,null,null,0.99574123941358672,0.995736666869244,0.99595108907270058,0.99603287974475285,0.99606702237371514,0.99604137521724201,0.99680140084448587,0.99675892607768679,0.99652022220783099,0.9965824500988667,0.99660597312287558,0.99666338926237352,0.99677966836317777,0.99675852027051492,0.99683767835105674,0.99671286109889623,0.99668407953821125,0.99696471351931526,0.99712090317709912,null,"Hotel/motelService water heating"]
[null,null,null,null,"Misc equipment","X",1,1,1,1,1,1,1,1,1,1,1,1,1,1,1,1,1,1,1,null,null,null,null,null,null,null,null,null,null,1,1,1,1,1,1,1,1,1,1,1,1,1,1,1,1,1,1,1,null,"Hotel/motelMisc equipment"]
[null,null,null,null,"Industrial process","X",1,1,1,1,1,1,1,1,1,1,1,1,1,1,1,1,1,1,1,null,null,null,null,null,null,null,null,null,null,1,1,1,1,1,1,1,1,1,1,1,1,1,1,1,1,1,1,1,null,"Hotel/motelIndustrial process"]
[null,null,null,null,"Refrigeration equipment (regulated)",null,0.81395023762929852,0.81492370152596971,0.81460752763397248,0.81425970023812866,0.81352372952540963,0.81132075471698106,0.81214927048260377,0.81189234887980832,0.8129032258064518,0.81097389840022471,0.81117696867061817,0.81217489104456642,0.81233281711952698,0.81109699279966119,0.81189371573175895,0.8128259337561663,0.8113607460788469,0.81339172199463206,0.81414800113410835,null,null,null,null,null,null,null,null,null,null,0.81395023762929852,0.81492370152596971,0.81460752763397248,0.81425970023812866,0.81352372952540963,0.81132075471698106,0.81214927048260377,0.81189234887980832,0.8129032258064518,0.81097389840022471,0.81117696867061817,0.81217489104456642,0.81233281711952698,0.81109699279966119,0.81189371573175895,0.8128259337561663,0.8113607460788469,0.81339172199463206,0.81414800113410835,null,"Hotel/motelRefrigeration equipment (regulated)"]
[null,null,null,null,"Refrigeration equipment (unregulated)","X",1,1,1,1,1,1,1,1,1,1,1,1,1,1,1,1,1,1,1,null,null,null,null,null,null,null,null,null,null,1,1,1,1,1,1,1,1,1,1,1,1,1,1,1,1,1,1,1,null,"Hotel/motelRefrigeration equipment (unregulated)"]
[null,null,null,null,"Elevators and escalators",null,0.426663966890233,0.426663966890233,0.426663966890233,0.426663966890233,0.426663966890233,0.426663966890233,0.426663966890233,0.426663966890233,0.426663966890233,0.426663966890233,0.426663966890233,0.426663966890233,0.426663966890233,0.426663966890233,0.426663966890233,0.426663966890233,0.426663966890233,0.426663966890233,0.426663966890233,null,null,null,null,null,null,null,null,null,null,0.426663966890233,0.426663966890233,0.426663966890233,0.426663966890233,0.426663966890233,0.426663966890233,0.426663966890233,0.426663966890233,0.426663966890233,0.426663966890233,0.426663966890233,0.426663966890233,0.426663966890233,0.426663966890233,0.426663966890233,0.426663966890233,0.426663966890233,0.426663966890233,0.426663966890233,null,"Hotel/motelElevators and escalators"]
[null,null,null,null,"Other regulated",null,0.96762589928057552,0.96762589928057552,0.96762589928057552,0.96762589928057552,0.96762589928057552,0.96762589928057552,0.96762589928057552,0.96762589928057552,0.96762589928057552,0.96762589928057552,0.96762589928057552,0.96762589928057552,0.96717625899280579,0.96717625899280579,0.96717625899280579,0.96717625899280579,0.96717625899280579,0.96717625899280579,0.96717625899280579,null,null,null,null,null,null,null,null,null,null,0.96762589928057552,0.96762589928057552,0.96762589928057552,0.96762589928057552,0.96762589928057552,0.96762589928057552,0.96762589928057552,0.96762589928057552,0.96762589928057552,0.96762589928057552,0.96762589928057552,0.96762589928057552,0.96717625899280579,0.96717625899280579,0.96717625899280579,0.96717625899280579,0.96717625899280579,0.96717625899280579,0.96717625899280579,null,"Hotel/motelOther regulated"]
[]
[null,null,null,null,"Table 6: Warehouse SEEUPFs - 2019"]
[]
[null,null,null,null,"Compliance Form Enduses","Unregulated (X)","0A","0B","1A","1B","2A","2B","3A","3B","3C","4A","4B","4C","5A","5B","5C","6A","6B",7,8,null,null,null,null,null,null,null,null,"Warehouse",null,"0A","0B","1A","1B","2A","2B","3A","3B","3C","4A","4B","4C","5A","5B","5C","6A","6B",7,8]
[null,null,null,null,"Interior lighting",null,0.12283318099453185,0.12536681579833553,0.12998508683311685,0.12940780295376919,0.13224611536056188,0.13893298696300574,0.13566171164670229,0.13660781578229983,0.13497217812414811,0.13437885858148524,0.13588621093311526,0.13930180721925564,0.13487596414425684,0.13675213675213677,0.13843588140023413,0.17793172014560382,0.17855711101489713,0.17838071871842978,0.18105867449207036,null,null,null,null,null,null,null,null,null,null,{"$f":"G129","v":0.12283318099453185},{"$f":"H129","v":0.12536681579833553},{"$f":"I129","v":0.12998508683311685},{"$f":"J129","v":0.12940780295376919},{"$f":"K129","v":0.13224611536056188},{"$f":"L129","v":0.13893298696300574},{"$f":"M129","v":0.13566171164670229},{"$f":"N129","v":0.13660781578229983},{"$f":"O129","v":0.13497217812414811},{"$f":"P129","v":0.13437885858148524},{"$f":"Q129","v":0.13588621093311526},{"$f":"R129","v":0.13930180721925564},{"$f":"S129","v":0.13487596414425684},{"$f":"T129","v":0.13675213675213677},{"$f":"U129","v":0.13843588140023413},{"$f":"V129","v":0.17793172014560382},{"$f":"W129","v":0.17855711101489713},{"$f":"X129","v":0.17838071871842978},{"$f":"Y129","v":0.18105867449207036},null,{"$f":"$AH$128&E129","v":"WarehouseInterior lighting"}]
[null,null,null,null,"Interior lighting (unregulated)","X",1,1,1,1,1,1,1,1,1,1,1,1,1,1,1,1,1,1,1,null,null,null,null,null,null,null,null,null,null,1,1,1,1,1,1,1,1,1,1,1,1,1,1,1,1,1,1,1,null,"WarehouseInterior lighting (unregulated)"]
[null,null,null,null,"Exterior lighting",null,0.46034110374618303,0.46001489203276252,0.46003724394785861,0.45996719844938122,0.46002982848620422,0.46024293911617858,0.46068420660356263,0.45989862850327967,0.46130908006560306,0.46289937294714839,0.46020735436712162,0.46453927210223456,0.46194029850746271,0.46220431311096188,0.46442451420029895,0.46274451246826936,0.46316497310221161,0.46471291866028713,0.47959106968353016,null,null,null,null,null,null,null,null,null,null,0.46034110374618303,0.46001489203276252,0.46003724394785861,0.45996719844938122,0.46002982848620422,0.46024293911617858,0.46068420660356263,0.45989862850327967,0.46130908006560306,0.46289937294714839,0.46020735436712162,0.46453927210223456,0.46194029850746271,0.46220431311096188,0.46442451420029895,0.46274451246826936,0.46316497310221161,0.46471291866028713,0.47959106968353016,null,"WarehouseExterior lighting"]
[null,null,null,null,"Space heating",null,0.77978040199128074,0.77978040199128074,1.5,0.45614035087719301,0.96296296296296291,1.2857142857142856,0.8120050835858833,0.32157699651802768,0.77978040199128074,0.71810951141283252,0.58897303224479991,0.74318041421465042,0.73785807875581455,0.73795265663619936,0.77583392476933999,0.76052880293215919,0.69907904303569557,0.63205964490803401,0.68077981336962801,null,null,null,null,null,null,null,null,null,null,0.77978040199128074,0.77978040199128074,1.5,0.45614035087719301,0.96296296296296291,1.2857142857142856,0.8120050835858833,0.32157699651802768,0.77978040199128074,0.71810951141283252,0.58897303224479991,0.74318041421465042,0.73785807875581455,0.73795265663619936,0.77583392476933999,0.76052880293215919,0.69907904303569557,0.63205964490803401,0.68077981336962801,null,"WarehouseSpace heating"]
[null,null,null,null,"Heat pump supplemental heater",null,0.77978040199128074,0.77978040199128074,1.5,0.45614035087719301,0.96296296296296291,1.2857142857142856,0.8120050835858833,0.32157699651802768,0.77978040199128074,0.71810951141283252,0.58897303224479991,0.74318041421465042,0.73785807875581455,0.73795265663619936,0.77583392476933999,0.76052880293215919,0.69907904303569557,0.63205964490803401,0.68077981336962801,null,null,null,null,null,null,null,null,null,null,0.77978040199128074,0.77978040199128074,1.5,0.45614035087719301,0.96296296296296291,1.2857142857142856,0.8120050835858833,0.32157699651802768,0.77978040199128074,0.71810951141283252,0.58897303224479991,0.74318041421465042,0.73785807875581455,0.73795265663619936,0.77583392476933999,0.76052880293215919,0.69907904303569557,0.63205964490803401,0.68077981336962801,null,"WarehouseHeat pump supplemental heater"]
[null,null,null,null,"Space cooling",null,0.49361934856587264,0.53161695447409729,0.44655984919886899,0.51606150873520651,0.41493654599684182,0.46029203376255318,0.37205302033795407,0.44051446945337613,0.30127634312852475,0.31220466025745475,0.37370682794843235,0.33038585209003213,0.26168224299065423,0.32669818362776809,0.48825065274151436,0.20419180692283265,0.21807747489239598,0.16308040770101928,0.34400000000000003,null,null,null,null,null,null,null,null,null,null,0.49361934856587264,0.53161695447409729,0.44655984919886899,0.51606150873520651,0.41493654599684182,0.46029203376255318,0.37205302033795407,0.44051446945337613,0.30127634312852475,0.31220466025745475,0.37370682794843235,0.33038585209003213,0.26168224299065423,0.32669818362776809,0.48825065274151436,0.20419180692283265,0.21807747489239598,0.16308040770101928,0.34400000000000003,null,"WarehouseSpace cooling"]
[null,null,null,null,"Pumps",null,0.84176469234046225,0.85337445377898924,0.89128188869783098,0.85482186015154238,0.78297505848360338,0.80681734934851035,0.71683727412232812,0.71823264343687643,0.71074459518182764,0.39339038922656916,0.5842828127221682,0.46370687760731372,0.4131166738881874,0.48764653852229073,0.43276134214494982,0.40078512331926741,0.48392760104165256,0.48782255821035853,0.30092333519865694,null,null,null,null,null,null,null,null,null,null,0.84176469234046225,0.85337445377898924,0.89128188869783098,0.85482186015154238,0.78297505848360338,0.80681734934851035,0.71683727412232812,0.71823264343687643,0.71074459518182764,0.39339038922656916,0.5842828127221682,0.46370687760731372,0.4131166738881874,0.48764653852229073,0.43276134214494982,0.40078512331926741,0.48392760104165256,0.48782255821035853,0.30092333519865694,null,"WarehousePumps"]
[null,null,null,null,"Heat rejection",null,0.98180437621502314,0.99828706016560509,0.97971577097409357,1.0119169541616353,0.91463266867334581,0.93212318852437925,0.92690266977293023,1.0071055889228937,1.0068347218988827,0.86666717776263258,0.63881034663315528,0.82296764832962732,0.97820494415940451,0.72547160674585209,1.4374695863746958,0.94647204770202353,0.48916256157635468,1.0008546074735158,0.89625135004940626,null,null,null,null,null,null,null,null,null,null,0.98180437621502314,0.99828706016560509,0.97971577097409357,1.0119169541616353,0.91463266867334581,0.93212318852437925,0.92690266977293023,1.0071055889228937,1.0068347218988827,0.86666717776263258,0.63881034663315528,0.82296764832962732,0.97820494415940451,0.72547160674585209,1.4374695863746958,0.94647204770202353,0.48916256157635468,1.0008546074735158,0.89625135004940626,null,"WarehouseHeat rejection"]
[null,null,null,null,"Fans - interior ventilation",null,0.29088485087892552,0.35125736822017722,0.23120403573816328,0.28065948601662882,0.22875556441432465,0.24189563902193092,0.17998163452708907,0.21578763940520446,0.2093913912247107,0.14086849938714757,0.15744151060849718,0.17583968388371438,0.11903934514846132,0.12998305538214572,0.19245442984315386,0.2030269174956075,0.10298654622944564,0.2030269174956075,0.2030269174956075,null,null,null,null,null,null,null,null,null,null,0.29088485087892552,0.35125736822017722,0.23120403573816328,0.28065948601662882,0.22875556441432465,0.24189563902193092,0.17998163452708907,0.21578763940520446,0.2093913912247107,0.14086849938714757,0.15744151060849718,0.17583968388371438,0.11903934514846132,0.12998305538214572,0.19245442984315386,0.2030269174956075,0.10298654622944564,0.2030269174956075,0.2030269174956075,null,"WarehouseFans - interior ventilation"]
[null,null,null,null,"Fans - parking garage",null,0.29088485087892552,0.35125736822017722,0.23120403573816328,0.28065948601662882,0.22875556441432465,0.24189563902193092,0.17998163452708907,0.21578763940520446,0.2093913912247107,0.14086849938714757,0.15744151060849718,0.17583968388371438,0.11903934514846132,0.12998305538214572,0.19245442984315386,0.2030269174956075,0.10298654622944564,0.2030269174956075,0.2030269174956075,null,null,null,null,null,null,null,null,null,null,0.29088485087892552,0.35125736822017722,0.23120403573816328,0.28065948601662882,0.22875556441432465,0.24189563902193092,0.17998163452708907,0.21578763940520446,0.2093913912247107,0.14086849938714757,0.15744151060849718,0.17583968388371438,0.11903934514846132,0.12998305538214572,0.19245442984315386,0.2030269174956075,0.10298654622944564,0.2030269174956075,0.2030269174956075,null,"WarehouseFans - parking garage"]
[null,null,null,null,"Service water heating",null,1.0014556040756915,1.0014619883040936,1.0013227513227514,1.0026737967914439,1.0012269938650307,1.0024420024420024,1.0021459227467813,1.0022172949002217,1.0021186440677965,1.0009746588693957,1.0020040080160322,1.0018975332068312,1.0009066183136899,1.0018518518518518,1.0018214936247725,1.0008620689655172,1.00087260034904,1.0016299918500409,1.0015174506828528,null,null,null,null,null,null,null,null,null,null,1.0014556040756915,1.0014619883040936,1.0013227513227514,1.0026737967914439,1.0012269938650307,1.0024420024420024,1.0021459227467813,1.0022172949002217,1.0021186440677965,1.0009746588693957,1.0020040080160322,1.0018975332068312,1.0009066183136899,1.0018518518518518,1.0018214936247725,1.0008620689655172,1.00087260034904,1.0016299918500409,1.0015174506828528,null,"WarehouseService water heating"]
[null,null,null,null,"Misc equipment","X",1,1,1,1,1,1,1,1,1,1,1,1,1,1,1,1,1,1,1,null,null,null,null,null,null,null,null,null,null,1,1,1,1,1,1,1,1,1,1,1,1,1,1,1,1,1,1,1,null,"WarehouseMisc equipment"]
[null,null,null,null,"Industrial process","X",1,1,1,1,1,1,1,1,1,1,1,1,1,1,1,1,1,1,1,null,null,null,null,null,null,null,null,null,null,1,1,1,1,1,1,1,1,1,1,1,1,1,1,1,1,1,1,1,null,"WarehouseIndustrial process"]
[null,null,null,null,"Refrigeration equipment (regulated)",null,0.78472944135725209,0.78356404988768336,0.79955135128788646,0.7824093262304822,0.79684573922086943,0.79256390014616185,0.79551132804606051,0.79696941172055924,0.80535310917904901,0.79589028542860751,0.7939588198394576,0.79717614590021157,0.79731819935253578,0.7943457371613758,0.81175508176399502,0.79592968554484755,0.79418142161039751,0.80049236664294243,0.81715606307775968,null,null,null,null,null,null,null,null,null,null,0.78472944135725209,0.78356404988768336,0.79955135128788646,0.7824093262304822,0.79684573922086943,0.79256390014616185,0.79551132804606051,0.79696941172055924,0.80535310917904901,0.79589028542860751,0.7939588198394576,0.79717614590021157,0.79731819935253578,0.7943457371613758,0.81175508176399502,0.79592968554484755,0.79418142161039751,0.80049236664294243,0.81715606307775968,null,"WarehouseRefrigeration equipment (regulated)"]
[null,null,null,null,"Refrigeration equipment (unregulated)","X",1,1,1,1,1,1,1,1,1,1,1,1,1,1,1,1,1,1,1,null,null,null,null,null,null,null,null,null,null,1,1,1,1,1,1,1,1,1,1,1,1,1,1,1,1,1,1,1,null,"WarehouseRefrigeration equipment (unregulated)"]
[null,null,null,null,"Elevators and escalators",null,0.53266599803011028,0.53266599803011028,0.57423401131008101,0.53266599803011028,0.53116811628345006,0.53310246519223814,0.54049663074849852,0.53015434129472638,0.541462548721239,0.5458666410809021,0.53960215300422709,0.53156105491218097,0.5332753472853794,0.51942670397983526,0.51538593095502305,0.5046610903029074,0.5174043988020981,0.51458330081528991,0.65903367496339682,null,null,null,null,null,null,null,null,null,null,0.53266599803011028,0.53266599803011028,0.57423401131008101,0.53266599803011028,0.53116811628345006,0.53310246519223814,0.54049663074849852,0.53015434129472638,0.541462548721239,0.5458666410809021,0.53960215300422709,0.53156105491218097,0.5332753472853794,0.51942670397983526,0.51538593095502305,0.5046610903029074,0.5174043988020981,0.51458330081528991,0.65903367496339682,null,"WarehouseElevators and escalators"]
[null,null,null,null,"Other regulated",null,0.97315328408458435,0.97315328408458435,0.98362328525320442,0.97317877608009784,0.97256650066674399,0.96974840837233567,0.97000449655638232,0.9725650803662188,0.97607603924103059,0.97708353097294209,0.96734691718547428,0.97692956974863299,0.97291300824442195,0.97036246549741301,0.97605418144812095,0.9709665508347447,0.96826101335769621,0.96879744968124781,0.96400523560209428,null,null,null,null,null,null,null,null,null,null,0.97315328408458435,0.97315328408458435,0.98362328525320442,0.97317877608009784,0.97256650066674399,0.96974840837233567,0.97000449655638232,0.9725650803662188,0.97607603924103059,0.97708353097294209,0.96734691718547428,0.97692956974863299,0.97291300824442195,0.97036246549741301,0.97605418144812095,0.9709665508347447,0.96826101335769621,0.96879744968124781,0.96400523560209428,null,"WarehouseOther regulated"]
[]
[null,null,null,null,"Table 7: Restaurant SEEUPFs - 2019"]
[]
[null,null,null,null,"Compliance Form Enduses","Unregulated (X)","0A","0B","1A","1B","2A","2B","3A","3B","3C","4A","4B","4C","5A","5B","5C","6A","6B",7,8,null,null,null,null,null,null,null,null,"Restaurant",null,"0A","0B","1A","1B","2A","2B","3A","3B","3C","4A","4B","4C","5A","5B","5C","6A","6B",7,8]
[null,null,null,null,"Interior lighting",null,0.37408058555962903,0.37313705210151438,0.37307768730483881,0.37416963275464238,0.37193357419576623,0.37226817156360026,0.3721413509841307,0.37356069666436181,0.3755664931739422,0.37477137170751651,0.37258748080790938,0.37500883089421877,0.37294366958796288,0.37362006146103738,0.3749494660975432,0.37342667894748582,0.37244626595362695,0.37302551964556974,0.3809893408872157,null,null,null,null,null,null,null,null,null,null,{"$f":"G150","v":0.37408058555962903},{"$f":"H150","v":0.37313705210151438},{"$f":"I150","v":0.37307768730483881},{"$f":"J150","v":0.37416963275464238},{"$f":"K150","v":0.37193357419576623},{"$f":"L150","v":0.37226817156360026},{"$f":"M150","v":0.3721413509841307},{"$f":"N150","v":0.37356069666436181},{"$f":"O150","v":0.3755664931739422},{"$f":"P150","v":0.37477137170751651},{"$f":"Q150","v":0.37258748080790938},{"$f":"R150","v":0.37500883089421877},{"$f":"S150","v":0.37294366958796288},{"$f":"T150","v":0.37362006146103738},{"$f":"U150","v":0.3749494660975432},{"$f":"V150","v":0.37342667894748582},{"$f":"W150","v":0.37244626595362695},{"$f":"X150","v":0.37302551964556974},{"$f":"Y150","v":0.3809893408872157},null,{"$f":"$AH$149&E150","v":"RestaurantInterior lighting"}]
[null,null,null,null,"Interior lighting (unregulated)","X",1,1,1,1,1,1,1,1,1,1,1,1,1,1,1,1,1,1,1,null,null,null,null,null,null,null,null,null,null,1,1,1,1,1,1,1,1,1,1,1,1,1,1,1,1,1,1,1,null,"RestaurantInterior lighting (unregulated)"]
[null,null,null,null,"Exterior lighting",null,0.36664920563795844,0.36631905866008507,0.36622361568516576,0.36610382863672292,0.36600821701419073,0.36619846651645427,0.36619939250827482,0.36622401977132057,0.36745574648211932,0.36861990387596971,0.36648461292473083,0.36926554524534594,0.36729216901555867,0.36800355034805465,0.36900485131517186,0.36800394763659949,0.36762360907529001,0.369291968624883,0.37779579708730515,null,null,null,null,null,null,null,null,null,null,0.36664920563795844,0.36631905866008507,0.36622361568516576,0.36610382863672292,0.36600821701419073,0.36619846651645427,0.36619939250827482,0.36622401977132057,0.36745574648211932,0.36861990387596971,0.36648461292473083,0.36926554524534594,0.36729216901555867,0.36800355034805465,0.36900485131517186,0.36800394763659949,0.36762360907529001,0.369291968624883,0.37779579708730515,null,"RestaurantExterior lighting"]
[null,null,null,null,"Space heating",null,1.1237251736898948,1.1237251736898948,1.5019679485973403,1.0878815571600313,1.2168147285215016,1.363164477798624,1.2503124238452794,1.5276602361935243,1.2773212624374961,0.93272599399562051,1.2357256144418782,1.0275320949188638,0.84924915949242852,1.0976976302530663,1.0034473195421634,0.90105312783666225,0.97107366350978919,0.89655103864735275,0.89078227271715382,null,null,null,null,null,null,null,null,null,null,1.1237251736898948,1.1237251736898948,1.5019679485973403,1.0878815571600313,1.2168147285215016,1.363164477798624,1.2503124238452794,1.5276602361935243,1.2773212624374961,0.93272599399562051,1.2357256144418782,1.0275320949188638,0.84924915949242852,1.0976976302530663,1.0034473195421634,0.90105312783666225,0.97107366350978919,0.89655103864735275,0.89078227271715382,null,"RestaurantSpace heating"]
[null,null,null,null,"Heat pump supplemental heater",null,1.1237251736898948,1.1237251736898948,1.5019679485973403,1.0878815571600313,1.2168147285215016,1.363164477798624,1.2503124238452794,1.5276602361935243,1.2773212624374961,0.93272599399562051,1.2357256144418782,1.0275320949188638,0.84924915949242852,1.0976976302530663,1.0034473195421634,0.90105312783666225,0.97107366350978919,0.89655103864735275,0.89078227271715382,null,null,null,null,null,null,null,null,null,null,1.1237251736898948,1.1237251736898948,1.5019679485973403,1.0878815571600313,1.2168147285215016,1.363164477798624,1.2503124238452794,1.5276602361935243,1.2773212624374961,0.93272599399562051,1.2357256144418782,1.0275320949188638,0.84924915949242852,1.0976976302530663,1.0034473195421634,0.90105312783666225,0.97107366350978919,0.89655103864735275,0.89078227271715382,null,"RestaurantHeat pump supplemental heater"]
[null,null,null,null,"Space cooling",null,0.72892447250579406,0.69843058618530707,0.71881896855868355,0.69671085564654966,0.70117899466324451,0.71030684890377982,0.6701601863386214,0.7742065181795228,0.88334603645702958,0.69593798212697755,0.76817658860575311,0.89449768671513552,0.80482800048393954,0.776454812031385,1.0289783934014705,0.79497169396295497,0.8001184452877792,0.81591251612949756,0.85593798832140799,null,null,null,null,null,null,null,null,null,null,0.72892447250579406,0.69843058618530707,0.71881896855868355,0.69671085564654966,0.70117899466324451,0.71030684890377982,0.6701601863386214,0.7742065181795228,0.88334603645702958,0.69593798212697755,0.76817658860575311,0.89449768671513552,0.80482800048393954,0.776454812031385,1.0289783934014705,0.79497169396295497,0.8001184452877792,0.81591251612949756,0.85593798832140799,null,"RestaurantSpace cooling"]
[null,null,null,null,"Pumps",null,1,1,1,1,1,1,1,1,1,1,1,1,1,1,1,1,1,1,1,null,null,null,null,null,null,null,null,null,null,1,1,1,1,1,1,1,1,1,1,1,1,1,1,1,1,1,1,1,null,"RestaurantPumps"]
[null,null,null,null,"Heat rejection",null,0.98180437621502314,0.99828706016560509,0.97971577097409357,1.0119169541616353,0.91463266867334581,0.93212318852437925,0.92690266977293023,1.0071055889228937,1.0068347218988827,0.86666717776263258,0.63881034663315528,0.82296764832962732,0.97820494415940451,0.72547160674585209,1.4374695863746958,0.94647204770202353,0.48916256157635468,1.0008546074735158,0.89625135004940626,null,null,null,null,null,null,null,null,null,null,0.98180437621502314,0.99828706016560509,0.97971577097409357,1.0119169541616353,0.91463266867334581,0.93212318852437925,0.92690266977293023,1.0071055889228937,1.0068347218988827,0.86666717776263258,0.63881034663315528,0.82296764832962732,0.97820494415940451,0.72547160674585209,1.4374695863746958,0.94647204770202353,0.48916256157635468,1.0008546074735158,0.89625135004940626,null,"RestaurantHeat rejection"]
[null,null,null,null,"Fans - interior ventilation",null,0.41931313548104959,0.39191319062846042,0.3568399983782401,0.37687304677651762,0.33886566591899214,0.32086196565582759,0.31507987007407079,0.3615682600146426,0.35316573955755964,0.34321011777694194,0.36079531902980111,0.32938093688610637,0.34762718674836196,0.37306654239891757,0.34436699491116735,0.35187297663254724,0.38216843254783195,0.34920536479858288,0.37105873859692384,null,null,null,null,null,null,null,null,null,null,0.41931313548104959,0.39191319062846042,0.3568399983782401,0.37687304677651762,0.33886566591899214,0.32086196565582759,0.31507987007407079,0.3615682600146426,0.35316573955755964,0.34321011777694194,0.36079531902980111,0.32938093688610637,0.34762718674836196,0.37306654239891757,0.34436699491116735,0.35187297663254724,0.38216843254783195,0.34920536479858288,0.37105873859692384,null,"RestaurantFans - interior ventilation"]
[null,null,null,null,"Fans - parking garage",null,0.41931313548104959,0.39191319062846042,0.3568399983782401,0.37687304677651762,0.33886566591899214,0.32086196565582759,0.31507987007407079,0.3615682600146426,0.35316573955755964,0.34321011777694194,0.36079531902980111,0.32938093688610637,0.34762718674836196,0.37306654239891757,0.34436699491116735,0.35187297663254724,0.38216843254783195,0.34920536479858288,0.37105873859692384,null,null,null,null,null,null,null,null,null,null,0.41931313548104959,0.39191319062846042,0.3568399983782401,0.37687304677651762,0.33886566591899214,0.32086196565582759,0.31507987007407079,0.3615682600146426,0.35316573955755964,0.34321011777694194,0.36079531902980111,0.32938093688610637,0.34762718674836196,0.37306654239891757,0.34436699491116735,0.35187297663254724,0.38216843254783195,0.34920536479858288,0.37105873859692384,null,"RestaurantFans - parking garage"]
[null,null,null,null,"Service water heating",null,0.96793409409858067,0.96826350655835181,0.97088758765462635,0.97018508302678086,0.97230976740679109,0.97277776143817785,0.97514010735256629,0.97514122682722826,0.97535490629890709,0.9769474572391712,0.97701752012004239,0.97715825375449039,0.978282554053864,0.97836987684956211,0.97789224722809009,0.97916508277049363,0.9791324508072583,0.98013982542518807,0.98128144350460988,null,null,null,null,null,null,null,null,null,null,0.96793409409858067,0.96826350655835181,0.97088758765462635,0.97018508302678086,0.97230976740679109,0.97277776143817785,0.97514010735256629,0.97514122682722826,0.97535490629890709,0.9769474572391712,0.97701752012004239,0.97715825375449039,0.978282554053864,0.97836987684956211,0.97789224722809009,0.97916508277049363,0.9791324508072583,0.98013982542518807,0.98128144350460988,null,"RestaurantService water heating"]
[null,null,null,null,"Misc equipment","X",1,1,1,1,1,1,1,1,1,1,1,1,1,1,1,1,1,1,1,null,null,null,null,null,null,null,null,null,null,1,1,1,1,1,1,1,1,1,1,1,1,1,1,1,1,1,1,1,null,"RestaurantMisc equipment"]
[null,null,null,null,"Industrial process","X",1,1,1,1,1,1,1,1,1,1,1,1,1,1,1,1,1,1,1,null,null,null,null,null,null,null,null,null,null,1,1,1,1,1,1,1,1,1,1,1,1,1,1,1,1,1,1,1,null,"RestaurantIndustrial process"]
[null,null,null,null,"Refrigeration equipment (regulated)",null,0.75211348087240903,0.75008266608367713,0.74756024598412518,0.74929781932074624,0.74712507512942183,0.74281818895914642,0.74259368653657853,0.73804575628505931,0.74323854449762727,0.73840326930424749,0.73557979153195441,0.73906231753307028,0.73658922606640942,0.73392399199963509,0.73749997094653796,0.7358164243022991,0.73392520209091816,0.73462627536514213,0.73276609339480148,null,null,null,null,null,null,null,null,null,null,0.75211348087240903,0.75008266608367713,0.74756024598412518,0.74929781932074624,0.74712507512942183,0.74281818895914642,0.74259368653657853,0.73804575628505931,0.74323854449762727,0.73840326930424749,0.73557979153195441,0.73906231753307028,0.73658922606640942,0.73392399199963509,0.73749997094653796,0.7358164243022991,0.73392520209091816,0.73462627536514213,0.73276609339480148,null,"RestaurantRefrigeration equipment (regulated)"]
[null,null,null,null,"Refrigeration equipment (unregulated)","X",1,1,1,1,1,1,1,1,1,1,1,1,1,1,1,1,1,1,1,null,null,null,null,null,null,null,null,null,null,1,1,1,1,1,1,1,1,1,1,1,1,1,1,1,1,1,1,1,null,"RestaurantRefrigeration equipment (unregulated)"]
[null,null,null,null,"Elevators and escalators",null,0.53266599803011028,0.53266599803011028,0.57423401131008101,0.53266599803011028,0.53116811628345006,0.53310246519223814,0.54049663074849852,0.53015434129472638,0.541462548721239,0.5458666410809021,0.53960215300422709,0.53156105491218097,0.5332753472853794,0.51942670397983526,0.51538593095502305,0.5046610903029074,0.5174043988020981,0.51458330081528991,0.65903367496339682,null,null,null,null,null,null,null,null,null,null,0.53266599803011028,0.53266599803011028,0.57423401131008101,0.53266599803011028,0.53116811628345006,0.53310246519223814,0.54049663074849852,0.53015434129472638,0.541462548721239,0.5458666410809021,0.53960215300422709,0.53156105491218097,0.5332753472853794,0.51942670397983526,0.51538593095502305,0.5046610903029074,0.5174043988020981,0.51458330081528991,0.65903367496339682,null,"RestaurantElevators and escalators"]
[null,null,null,null,"Other regulated",null,0.97315328408458435,0.97315328408458435,0.98362328525320442,0.97317877608009784,0.97256650066674399,0.96974840837233567,0.97000449655638232,0.9725650803662188,0.97607603924103059,0.97708353097294209,0.96734691718547428,0.97692956974863299,0.97291300824442195,0.97036246549741301,0.97605418144812095,0.9709665508347447,0.96826101335769621,0.96879744968124781,0.96400523560209428,null,null,null,null,null,null,null,null,null,null,0.97315328408458435,0.97315328408458435,0.98362328525320442,0.97317877608009784,0.97256650066674399,0.96974840837233567,0.97000449655638232,0.9725650803662188,0.97607603924103059,0.97708353097294209,0.96734691718547428,0.97692956974863299,0.97291300824442195,0.97036246549741301,0.97605418144812095,0.9709665508347447,0.96826101335769621,0.96879744968124781,0.96400523560209428,null,"RestaurantOther regulated"]
[]
[null,null,null,null,"Table 8: Multifamily SEEUPFs - 2019"]
[]
[null,null,null,null,"Compliance Form Enduses","Unregulated (X)","0A","0B","1A","1B","2A","2B","3A","3B","3C","4A","4B","4C","5A","5B","5C","6A","6B",7,8,null,null,null,null,null,null,null,null,"Multifamily",null,"0A","0B","1A","1B","2A","2B","3A","3B","3C","4A","4B","4C","5A","5B","5C","6A","6B",7,8]
[null,null,null,null,"Interior lighting",null,0.54675769991335765,0.54675769991335765,0.54675769991335765,0.54675769991335765,0.54675769991335765,0.54675769991335765,0.54675769991335765,0.54675769991335765,0.54675769991335765,0.54675769991335765,0.54675769991335765,0.54675769991335765,0.54675769991335765,0.54675769991335765,0.54675769991335765,0.54675769991335765,0.54675769991335765,0.54675769991335765,0.54675769991335765,null,null,null,null,null,null,null,null,null,null,{"$f":"G171","v":0.54675769991335765},{"$f":"H171","v":0.54675769991335765},{"$f":"I171","v":0.54675769991335765},{"$f":"J171","v":0.54675769991335765},{"$f":"K171","v":0.54675769991335765},{"$f":"L171","v":0.54675769991335765},{"$f":"M171","v":0.54675769991335765},{"$f":"N171","v":0.54675769991335765},{"$f":"O171","v":0.54675769991335765},{"$f":"P171","v":0.54675769991335765},{"$f":"Q171","v":0.54675769991335765},{"$f":"R171","v":0.54675769991335765},{"$f":"S171","v":0.54675769991335765},{"$f":"T171","v":0.54675769991335765},{"$f":"U171","v":0.54675769991335765},{"$f":"V171","v":0.54675769991335765},{"$f":"W171","v":0.54675769991335765},{"$f":"X171","v":0.54675769991335765},{"$f":"Y171","v":0.54675769991335765},null,{"$f":"$AH$170&E171","v":"MultifamilyInterior lighting"}]
[null,null,null,null,"Interior lighting (unregulated)","X",1,1,1,1,1,1,1,1,1,1,1,1,1,1,1,1,1,1,1,null,null,null,null,null,null,null,null,null,null,1,1,1,1,1,1,1,1,1,1,1,1,1,1,1,1,1,1,1,null,"MultifamilyInterior lighting (unregulated)"]
[null,null,null,null,"Exterior lighting",null,0.47832237918918952,0.47832955826043821,0.47833913104926151,0.47831793049969462,0.47833974190185269,0.4783056797871168,0.47834688789675661,0.47833734132008976,0.47831793049969462,0.47834754706819571,0.47832300032048453,0.47831221724041012,0.47833795074818053,0.47834750840881357,0.47833859678758039,0.47830443801405054,0.47833856149448706,0.47833407988222654,0.47833928823717586,null,null,null,null,null,null,null,null,null,null,0.47832237918918952,0.47832955826043821,0.47833913104926151,0.47831793049969462,0.47833974190185269,0.4783056797871168,0.47834688789675661,0.47833734132008976,0.47831793049969462,0.47834754706819571,0.47832300032048453,0.47831221724041012,0.47833795074818053,0.47834750840881357,0.47833859678758039,0.47830443801405054,0.47833856149448706,0.47833407988222654,0.47833928823717586,null,"MultifamilyExterior lighting"]
[null,null,null,null,"Space heating",null,0.38518642667518321,0.38170231072559252,0.18610240334378264,0.38268338400347446,0.20314713638570764,0.26439224082380608,0.64334937511671986,0.35080027305505451,0.55771118828646649,0.38058291529076893,0.32656001573007032,0.34703180775620701,0.38055339444499947,0.38561494459816059,0.31489234508229696,0.43475046362349701,0.41079578550739071,0.43931841817157502,0.51188189032887776,null,null,null,null,null,null,null,null,null,null,0.38518642667518321,0.38170231072559252,0.18610240334378264,0.38268338400347446,0.20314713638570764,0.26439224082380608,0.64334937511671986,0.35080027305505451,0.55771118828646649,0.38058291529076893,0.32656001573007032,0.34703180775620701,0.38055339444499947,0.38561494459816059,0.31489234508229696,0.43475046362349701,0.41079578550739071,0.43931841817157502,0.51188189032887776,null,"MultifamilySpace heating"]
[null,null,null,null,"Heat pump supplemental heater",null,0.38518642667518321,0.38170231072559252,0.18610240334378264,0.38268338400347446,0.20314713638570764,0.26439224082380608,0.64334937511671986,0.35080027305505451,0.55771118828646649,0.38058291529076893,0.32656001573007032,0.34703180775620701,0.38055339444499947,0.38561494459816059,0.31489234508229696,0.43475046362349701,0.41079578550739071,0.43931841817157502,0.51188189032887776,null,null,null,null,null,null,null,null,null,null,0.38518642667518321,0.38170231072559252,0.18610240334378264,0.38268338400347446,0.20314713638570764,0.26439224082380608,0.64334937511671986,0.35080027305505451,0.55771118828646649,0.38058291529076893,0.32656001573007032,0.34703180775620701,0.38055339444499947,0.38561494459816059,0.31489234508229696,0.43475046362349701,0.41079578550739071,0.43931841817157502,0.51188189032887776,null,"MultifamilyHeat pump supplemental heater"]
[null,null,null,null,"Space cooling",null,0.61833021552587297,0.57315887587782033,0.64734775939681866,0.59690405439216976,0.65774723396308854,0.64308710866557162,0.66069843923902494,0.69080200840669193,0.41185792401870613,0.78700774046530864,0.80729383008478273,1.0259216552372421,0.86392265873462848,0.86238550024449845,1.4155974235836735,0.86055063869591175,0.92028650550042734,0.85563027642543266,1.2097803455277558,null,null,null,null,null,null,null,null,null,null,0.61833021552587297,0.57315887587782033,0.64734775939681866,0.59690405439216976,0.65774723396308854,0.64308710866557162,0.66069843923902494,0.69080200840669193,0.41185792401870613,0.78700774046530864,0.80729383008478273,1.0259216552372421,0.86392265873462848,0.86238550024449845,1.4155974235836735,0.86055063869591175,0.92028650550042734,0.85563027642543266,1.2097803455277558,null,"MultifamilySpace cooling"]
[null,null,null,null,"Pumps",null,1,1,1,1,1,1,1,0.77966101694915246,0.91999999999999993,0.28749999999999998,0.52272727272727271,0.38983050847457623,0.20264317180616737,0.3108108108108108,0.36220472440944879,0.15384615384615383,0.20353982300884957,0.13772455089820357,0.11302211302211301,null,null,null,null,null,null,null,null,null,null,1,1,1,1,1,1,1,0.77966101694915246,0.91999999999999993,0.28749999999999998,0.52272727272727271,0.38983050847457623,0.20264317180616737,0.3108108108108108,0.36220472440944879,0.15384615384615383,0.20353982300884957,0.13772455089820357,0.11302211302211301,null,"MultifamilyPumps"]
[null,null,null,null,"Heat rejection",null,0.98180437621502314,0.99828706016560509,0.97971577097409357,1.0119169541616353,0.91463266867334581,0.93212318852437925,0.92690266977293023,1.0071055889228937,1.0068347218988827,0.86666717776263258,0.63881034663315528,0.82296764832962732,0.97820494415940451,0.72547160674585209,1.4374695863746958,0.94647204770202353,0.48916256157635468,1.0008546074735158,0.89625135004940626,null,null,null,null,null,null,null,null,null,null,0.98180437621502314,0.99828706016560509,0.97971577097409357,1.0119169541616353,0.91463266867334581,0.93212318852437925,0.92690266977293023,1.0071055889228937,1.0068347218988827,0.86666717776263258,0.63881034663315528,0.82296764832962732,0.97820494415940451,0.72547160674585209,1.4374695863746958,0.94647204770202353,0.48916256157635468,1.0008546074735158,0.89625135004940626,null,"MultifamilyHeat rejection"]
[null,null,null,null,"Fans - interior ventilation",null,0.71931694861161677,0.54477600626062639,0.55924179848178424,0.50250807768581218,0.50320481237958947,0.41882858665733569,0.39383960534445833,0.3904317449398037,0.26460665401777894,0.39168066752387742,0.36659510483936375,0.32278182018396734,0.36540314424147446,0.34718435139773485,0.32154838432762978,0.37035595679054933,0.3360474517660802,0.37037573695395365,0.42645823835936991,null,null,null,null,null,null,null,null,null,null,0.71931694861161677,0.54477600626062639,0.55924179848178424,0.50250807768581218,0.50320481237958947,0.41882858665733569,0.39383960534445833,0.3904317449398037,0.26460665401777894,0.39168066752387742,0.36659510483936375,0.32278182018396734,0.36540314424147446,0.34718435139773485,0.32154838432762978,0.37035595679054933,0.3360474517660802,0.37037573695395365,0.42645823835936991,null,"MultifamilyFans - interior ventilation"]
[null,null,null,null,"Fans - parking garage",null,0.71931694861161677,0.54477600626062639,0.55924179848178424,0.50250807768581218,0.50320481237958947,0.41882858665733569,0.39383960534445833,0.3904317449398037,0.26460665401777894,0.39168066752387742,0.36659510483936375,0.32278182018396734,0.36540314424147446,0.34718435139773485,0.32154838432762978,0.37035595679054933,0.3360474517660802,0.37037573695395365,0.42645823835936991,null,null,null,null,null,null,null,null,null,null,0.71931694861161677,0.54477600626062639,0.55924179848178424,0.50250807768581218,0.50320481237958947,0.41882858665733569,0.39383960534445833,0.3904317449398037,0.26460665401777894,0.39168066752387742,0.36659510483936375,0.32278182018396734,0.36540314424147446,0.34718435139773485,0.32154838432762978,0.37035595679054933,0.3360474517660802,0.37037573695395365,0.42645823835936991,null,"MultifamilyFans - parking garage"]
[null,null,null,null,"Service water heating",null,1.0000416059912627,1.0000348534065719,1.0000031196707446,1.0000126614332743,0.99995075660998234,0.99993661587749738,0.99994457194342035,0.9999973588218436,1.0000224295607305,0.99985604216303248,0.99987793635591848,0.9998399969634435,0.99986870425358254,0.99985720268908929,0.9998125642454303,0.99985933606623267,0.99984522260297981,0.99992993038245226,0.99991737947039705,null,null,null,null,null,null,null,null,null,null,1.0000416059912627,1.0000348534065719,1.0000031196707446,1.0000126614332743,0.99995075660998234,0.99993661587749738,0.99994457194342035,0.9999973588218436,1.0000224295607305,0.99985604216303248,0.99987793635591848,0.9998399969634435,0.99986870425358254,0.99985720268908929,0.9998125642454303,0.99985933606623267,0.99984522260297981,0.99992993038245226,0.99991737947039705,null,"MultifamilyService water heating"]
[null,null,null,null,"Misc equipment","X",1,1,1,1,1,1,1,1,1,1,1,1,1,1,1,1,1,1,1,null,null,null,null,null,null,null,null,null,null,1,1,1,1,1,1,1,1,1,1,1,1,1,1,1,1,1,1,1,null,"MultifamilyMisc equipment"]
[null,null,null,null,"Industrial process","X",1,1,1,1,1,1,1,1,1,1,1,1,1,1,1,1,1,1,1,null,null,null,null,null,null,null,null,null,null,1,1,1,1,1,1,1,1,1,1,1,1,1,1,1,1,1,1,1,null,"MultifamilyIndustrial process"]
[null,null,null,null,"Refrigeration equipment (regulated)",null,0.78472944135725209,0.78356404988768336,0.79955135128788646,0.7824093262304822,0.79684573922086943,0.79256390014616185,0.79551132804606051,0.79696941172055924,0.80535310917904901,0.79589028542860751,0.7939588198394576,0.79717614590021157,0.79731819935253578,0.7943457371613758,0.81175508176399502,0.79592968554484755,0.79418142161039751,0.80049236664294243,0.81715606307775968,null,null,null,null,null,null,null,null,null,null,0.78472944135725209,0.78356404988768336,0.79955135128788646,0.7824093262304822,0.79684573922086943,0.79256390014616185,0.79551132804606051,0.79696941172055924,0.80535310917904901,0.79589028542860751,0.7939588198394576,0.79717614590021157,0.79731819935253578,0.7943457371613758,0.81175508176399502,0.79592968554484755,0.79418142161039751,0.80049236664294243,0.81715606307775968,null,"MultifamilyRefrigeration equipment (regulated)"]
[null,null,null,null,"Refrigeration equipment (unregulated)","X",1,1,1,1,1,1,1,1,1,1,1,1,1,1,1,1,1,1,1,null,null,null,null,null,null,null,null,null,null,1,1,1,1,1,1,1,1,1,1,1,1,1,1,1,1,1,1,1,null,"MultifamilyRefrigeration equipment (unregulated)"]
[null,null,null,null,"Elevators and escalators",null,0.48517751098396855,0.48517751098396855,0.48517751098396855,0.48517751098396855,0.48517751098396855,0.48517751098396855,0.48517751098396855,0.48517751098396855,0.48517751098396855,0.48517751098396855,0.48517751098396855,0.48517751098396855,0.48517751098396855,0.48517751098396855,0.48517751098396855,0.48517751098396855,0.48517751098396855,0.48517751098396855,0.48517751098396855,null,null,null,null,null,null,null,null,null,null,0.48517751098396855,0.48517751098396855,0.48517751098396855,0.48517751098396855,0.48517751098396855,0.48517751098396855,0.48517751098396855,0.48517751098396855,0.48517751098396855,0.48517751098396855,0.48517751098396855,0.48517751098396855,0.48517751098396855,0.48517751098396855,0.48517751098396855,0.48517751098396855,0.48517751098396855,0.48517751098396855,0.48517751098396855,null,"MultifamilyElevators and escalators"]
[null,null,null,null,"Other regulated",null,0.99381868131868134,0.99381868131868134,0.99381868131868134,0.99381868131868134,0.99381868131868134,0.99381868131868134,0.99381868131868134,0.99381868131868134,0.99381868131868134,0.99381868131868134,0.99381868131868134,0.99381868131868134,0.99381868131868134,0.99381868131868134,0.99381868131868134,0.99381868131868134,0.99381868131868134,0.99381868131868134,0.99381868131868134,null,null,null,null,null,null,null,null,null,null,0.99381868131868134,0.99381868131868134,0.99381868131868134,0.99381868131868134,0.99381868131868134,0.99381868131868134,0.99381868131868134,0.99381868131868134,0.99381868131868134,0.99381868131868134,0.99381868131868134,0.99381868131868134,0.99381868131868134,0.99381868131868134,0.99381868131868134,0.99381868131868134,0.99381868131868134,0.99381868131868134,0.99381868131868134,null,"MultifamilyOther regulated"]
[]
[null,null,null,null,"Table 9: All Others SEEUPFs - 2019"]
[null,null,null,null,null,null,null,null,null,null,null,null,null,null,null,null,null,null,null,null,null,null,null,null,null,null,null,null,null,null,null,null,null,"All Others"]
[null,null,null,null,"Compliance Form Enduses","Unregulated (X)","0A","0B","1A","1B","2A","2B","3A","3B","3C","4A","4B","4C","5A","5B","5C","6A","6B",7,8,null,null,null,null,null,null,null,null,null,null,"0A","0B","1A","1B","2A","2B","3A","3B","3C","4A","4B","4C","5A","5B","5C","6A","6B",7,8]
[null,null,null,null,"Interior lighting",null,0.4227888799985034,0.42346372194242643,0.42910153772202203,0.42603222514438116,0.38087970010976002,0.37863336519486396,0.37936196280586382,0.37478155437620375,0.45734706886183274,0.40980559365457236,0.39501370330661723,0.42655541790832052,0.4007449302174857,0.3988855007474692,0.51168955112259751,0.43947039527299714,0.41090209259682853,0.42849744441029719,0.40191945722105926,null,null,null,null,null,null,null,null,null,null,{"$f":"IF(G192=\"n/a\",INDEX(SEEUPF_AllOthers_2019_Custom, MATCH($E192,INDEX(SEEUPF_AllOthers_2019_Custom,,1),0),MATCH(AJ$23,INDEX(SEEUPF_AllOthers_2019_Custom,1,),0)),G192)","v":0.4227888799985034},{"$f":"IF(H192=\"n/a\",INDEX(SEEUPF_AllOthers_2019_Custom, MATCH($E192,INDEX(SEEUPF_AllOthers_2019_Custom,,1),0),MATCH(AK$23,INDEX(SEEUPF_AllOthers_2019_Custom,1,),0)),H192)","v":0.42346372194242643},{"$f":"IF(I192=\"n/a\",INDEX(SEEUPF_AllOthers_2019_Custom, MATCH($E192,INDEX(SEEUPF_AllOthers_2019_Custom,,1),0),MATCH(AL$23,INDEX(SEEUPF_AllOthers_2019_Custom,1,),0)),I192)","v":0.42910153772202203},{"$f":"IF(J192=\"n/a\",INDEX(SEEUPF_AllOthers_2019_Custom, MATCH($E192,INDEX(SEEUPF_AllOthers_2019_Custom,,1),0),MATCH(AM$23,INDEX(SEEUPF_AllOthers_2019_Custom,1,),0)),J192)","v":0.42603222514438116},{"$f":"IF(K192=\"n/a\",INDEX(SEEUPF_AllOthers_2019_Custom, MATCH($E192,INDEX(SEEUPF_AllOthers_2019_Custom,,1),0),MATCH(AN$23,INDEX(SEEUPF_AllOthers_2019_Custom,1,),0)),K192)","v":0.38087970010976002},{"$f":"IF(L192=\"n/a\",INDEX(SEEUPF_AllOthers_2019_Custom, MATCH($E192,INDEX(SEEUPF_AllOthers_2019_Custom,,1),0),MATCH(AO$23,INDEX(SEEUPF_AllOthers_2019_Custom,1,),0)),L192)","v":0.37863336519486396},{"$f":"IF(M192=\"n/a\",INDEX(SEEUPF_AllOthers_2019_Custom, MATCH($E192,INDEX(SEEUPF_AllOthers_2019_Custom,,1),0),MATCH(AP$23,INDEX(SEEUPF_AllOthers_2019_Custom,1,),0)),M192)","v":0.37936196280586382},{"$f":"IF(N192=\"n/a\",INDEX(SEEUPF_AllOthers_2019_Custom, MATCH($E192,INDEX(SEEUPF_AllOthers_2019_Custom,,1),0),MATCH(AQ$23,INDEX(SEEUPF_AllOthers_2019_Custom,1,),0)),N192)","v":0.37478155437620375},{"$f":"IF(O192=\"n/a\",INDEX(SEEUPF_AllOthers_2019_Custom, MATCH($E192,INDEX(SEEUPF_AllOthers_2019_Custom,,1),0),MATCH(AR$23,INDEX(SEEUPF_AllOthers_2019_Custom,1,),0)),O192)","v":0.45734706886183274},{"$f":"IF(P192=\"n/a\",INDEX(SEEUPF_AllOthers_2019_Custom, MATCH($E192,INDEX(SEEUPF_AllOthers_2019_Custom,,1),0),MATCH(AS$23,INDEX(SEEUPF_AllOthers_2019_Custom,1,),0)),P192)","v":0.40980559365457236},{"$f":"IF(Q192=\"n/a\",INDEX(SEEUPF_AllOthers_2019_Custom, MATCH($E192,INDEX(SEEUPF_AllOthers_2019_Custom,,1),0),MATCH(AT$23,INDEX(SEEUPF_AllOthers_2019_Custom,1,),0)),Q192)","v":0.39501370330661723},{"$f":"IF(R192=\"n/a\",INDEX(SEEUPF_AllOthers_2019_Custom, MATCH($E192,INDEX(SEEUPF_AllOthers_2019_Custom,,1),0),MATCH(AU$23,INDEX(SEEUPF_AllOthers_2019_Custom,1,),0)),R192)","v":0.42655541790832052},{"$f":"IF(S192=\"n/a\",INDEX(SEEUPF_AllOthers_2019_Custom, MATCH($E192,INDEX(SEEUPF_AllOthers_2019_Custom,,1),0),MATCH(AV$23,INDEX(SEEUPF_AllOthers_2019_Custom,1,),0)),S192)","v":0.4007449302174857},{"$f":"IF(T192=\"n/a\",INDEX(SEEUPF_AllOthers_2019_Custom, MATCH($E192,INDEX(SEEUPF_AllOthers_2019_Custom,,1),0),MATCH(AW$23,INDEX(SEEUPF_AllOthers_2019_Custom,1,),0)),T192)","v":0.3988855007474692},{"$f":"IF(U192=\"n/a\",INDEX(SEEUPF_AllOthers_2019_Custom, MATCH($E192,INDEX(SEEUPF_AllOthers_2019_Custom,,1),0),MATCH(AX$23,INDEX(SEEUPF_AllOthers_2019_Custom,1,),0)),U192)","v":0.51168955112259751},{"$f":"IF(V192=\"n/a\",INDEX(SEEUPF_AllOthers_2019_Custom, MATCH($E192,INDEX(SEEUPF_AllOthers_2019_Custom,,1),0),MATCH(AY$23,INDEX(SEEUPF_AllOthers_2019_Custom,1,),0)),V192)","v":0.43947039527299714},{"$f":"IF(W192=\"n/a\",INDEX(SEEUPF_AllOthers_2019_Custom, MATCH($E192,INDEX(SEEUPF_AllOthers_2019_Custom,,1),0),MATCH(AZ$23,INDEX(SEEUPF_AllOthers_2019_Custom,1,),0)),W192)","v":0.41090209259682853},{"$f":"IF(X192=\"n/a\",INDEX(SEEUPF_AllOthers_2019_Custom, MATCH($E192,INDEX(SEEUPF_AllOthers_2019_Custom,,1),0),MATCH(BA$23,INDEX(SEEUPF_AllOthers_2019_Custom,1,),0)),X192)","v":0.42849744441029719},{"$f":"IF(Y192=\"n/a\",INDEX(SEEUPF_AllOthers_2019_Custom, MATCH($E192,INDEX(SEEUPF_AllOthers_2019_Custom,,1),0),MATCH(BB$23,INDEX(SEEUPF_AllOthers_2019_Custom,1,),0)),Y192)","v":0.40191945722105926},null,{"$f":"$AH$190&E192","v":"All OthersInterior lighting"}]
[null,null,null,null,"Interior lighting (unregulated)","X",1,1,1,1,1,1,1,1,1,1,1,1,1,1,1,1,1,1,1,null,null,null,null,null,null,null,null,null,null,1,1,1,1,1,1,1,1,1,1,1,1,1,1,1,1,1,1,1,null,"All OthersInterior lighting (unregulated)"]
[null,null,null,null,"Exterior lighting",null,0.38910432648510812,0.39028312900535278,0.45312860251652948,0.39038518925282734,0.39953186157370069,0.38848434936515186,0.38625714122715871,0.41031762234235647,0.40660860480073313,0.41680134139869934,0.37075691058069143,0.41437871036014778,0.39754673070591462,0.39005480916838958,0.41593704076265614,0.38831381329617243,0.38557397715988756,0.38288488892980943,0.3468031806264536,null,null,null,null,null,null,null,null,null,null,0.38910432648510812,0.39028312900535278,0.45312860251652948,0.39038518925282734,0.39953186157370069,0.38848434936515186,0.38625714122715871,0.41031762234235647,0.40660860480073313,0.41680134139869934,0.37075691058069143,0.41437871036014778,0.39754673070591462,0.39005480916838958,0.41593704076265614,0.38831381329617243,0.38557397715988756,0.38288488892980943,0.3468031806264536,null,"All OthersExterior lighting"]
[null,null,null,null,"Space heating",null,0.7723533367631249,0.69565509223938249,0.49187060796706,0.81906947668271435,0.83602200612224919,1.0291249258057995,1.02713561912616,0.61127274288712541,0.6000550224506731,0.57788972523136628,0.88282772727834535,0.66613473798287226,0.6337889267994633,0.75223653666050772,0.90558105636490327,0.66423607313683242,0.67199286133287262,0.60151572468415215,0.59580369495017171,null,null,null,null,null,null,null,null,null,null,0.7723533367631249,0.69565509223938249,0.49187060796706,0.81906947668271435,0.83602200612224919,1.0291249258057995,1.02713561912616,0.61127274288712541,0.6000550224506731,0.57788972523136628,0.88282772727834535,0.66613473798287226,0.6337889267994633,0.75223653666050772,0.90558105636490327,0.66423607313683242,0.67199286133287262,0.60151572468415215,0.59580369495017171,null,"All OthersSpace heating"]
[null,null,null,null,"Heat pump supplemental heater",null,0.7723533367631249,0.69551535435441381,0.4889303087672135,0.81637893866280398,0.81334806096778522,0.99337684177667918,1.0057385997710546,0.58557521621072706,0.61925858507019449,0.56129950218628344,0.87054484153793521,0.64668319616014625,0.62398521481646629,0.73762683965376419,0.90815240081706294,0.65727409763084788,0.67022086450433105,0.59695292915938214,0.59580369495017171,null,null,null,null,null,null,null,null,null,null,0.7723533367631249,0.69551535435441381,0.4889303087672135,0.81637893866280398,0.81334806096778522,0.99337684177667918,1.0057385997710546,0.58557521621072706,0.61925858507019449,0.56129950218628344,0.87054484153793521,0.64668319616014625,0.62398521481646629,0.73762683965376419,0.90815240081706294,0.65727409763084788,0.67022086450433105,0.59695292915938214,0.59580369495017171,null,"All OthersHeat pump supplemental heater"]
[null,null,null,null,"Space cooling",null,0.70741039564466957,0.72109326773621563,0.68136581642308724,0.72328573176008648,0.63205827297927675,0.64900845546376174,0.61314564605722988,0.6608284690831755,0.59009058626882993,0.64780164586832201,0.72821332556893059,0.81708902535279559,0.72937438851775271,0.72784757643819431,0.90023309206720792,0.74115174651319393,0.7891865422672919,0.71023633273244702,1.0004239204719914,null,null,null,null,null,null,null,null,null,null,0.70741039564466957,0.72109326773621563,0.68136581642308724,0.72328573176008648,0.63205827297927675,0.64900845546376174,0.61314564605722988,0.6608284690831755,0.59009058626882993,0.64780164586832201,0.72821332556893059,0.81708902535279559,0.72937438851775271,0.72784757643819431,0.90023309206720792,0.74115174651319393,0.7891865422672919,0.71023633273244702,1.0004239204719914,null,"All OthersSpace cooling"]
[null,null,null,null,"Pumps",null,0.84176469234046225,0.85337445377898924,0.89128188869783098,0.85482186015154238,0.78297505848360338,0.80681734934851035,0.71683727412232812,0.71823264343687643,0.71074459518182764,0.39339038922656916,0.5842828127221682,0.46370687760731372,0.4131166738881874,0.48764653852229073,0.43276134214494982,0.40078512331926741,0.48392760104165256,0.48782255821035853,0.30092333519865694,null,null,null,null,null,null,null,null,null,null,0.84176469234046225,0.85337445377898924,0.89128188869783098,0.85482186015154238,0.78297505848360338,0.80681734934851035,0.71683727412232812,0.71823264343687643,0.71074459518182764,0.39339038922656916,0.5842828127221682,0.46370687760731372,0.4131166738881874,0.48764653852229073,0.43276134214494982,0.40078512331926741,0.48392760104165256,0.48782255821035853,0.30092333519865694,null,"All OthersPumps"]
[null,null,null,null,"Heat rejection",null,0.98180437621502314,0.99828706016560509,0.97971577097409357,1.0119169541616353,0.91463266867334581,0.93212318852437925,0.92690266977293023,1.0071055889228937,1.0068347218988827,0.86666717776263258,0.63881034663315528,0.82296764832962732,0.97820494415940451,0.72547160674585209,1.4374695863746958,0.94647204770202353,0.48916256157635468,1.0008546074735158,0.89625135004940626,null,null,null,null,null,null,null,null,null,null,0.98180437621502314,0.99828706016560509,0.97971577097409357,1.0119169541616353,0.91463266867334581,0.93212318852437925,0.92690266977293023,1.0071055889228937,1.0068347218988827,0.86666717776263258,0.63881034663315528,0.82296764832962732,0.97820494415940451,0.72547160674585209,1.4374695863746958,0.94647204770202353,0.48916256157635468,1.0008546074735158,0.89625135004940626,null,"All OthersHeat rejection"]
[null,null,null,null,"Fans - interior ventilation",null,0.64381800854021842,0.58236344517894234,0.54669103628928106,0.56604910755578852,0.50845248733456994,0.42589733035553118,0.47752270425920973,0.42189110133251906,0.43790341227647511,0.47077390519123619,0.47509878135577593,0.43800127105443115,0.46761536018860134,0.43468568580961731,0.56377282349895297,0.53251044393498037,0.55402680979500829,0.58922365660506937,0.60758329652988075,null,null,null,null,null,null,null,null,null,null,0.64381800854021842,0.58236344517894234,0.54669103628928106,0.56604910755578852,0.50845248733456994,0.42589733035553118,0.47752270425920973,0.42189110133251906,0.43790341227647511,0.47077390519123619,0.47509878135577593,0.43800127105443115,0.46761536018860134,0.43468568580961731,0.56377282349895297,0.53251044393498037,0.55402680979500829,0.58922365660506937,0.60758329652988075,null,"All OthersFans - interior ventilation"]
[null,null,null,null,"Fans - parking garage",null,0.60048745776416257,0.56683548019646246,0.51168877949880209,0.55009309790074823,0.47428689262631452,0.42001622606528066,0.44578992731165112,0.41524353929417607,0.43790341227647511,0.4432043926092592,0.4697848349006013,0.4347822974217237,0.43849206379229622,0.43013475746168189,0.55290617004782272,0.49691540965064301,0.50649119616138849,0.53051389670884386,0.51298243633372209,null,null,null,null,null,null,null,null,null,null,0.60048745776416257,0.56683548019646246,0.51168877949880209,0.55009309790074823,0.47428689262631452,0.42001622606528066,0.44578992731165112,0.41524353929417607,0.43790341227647511,0.4432043926092592,0.4697848349006013,0.4347822974217237,0.43849206379229622,0.43013475746168189,0.55290617004782272,0.49691540965064301,0.50649119616138849,0.53051389670884386,0.51298243633372209,null,"All OthersFans - parking garage"]
[null,null,null,null,"Service water heating",null,1.0243731644017968,1.0248257497047324,1.0152996295207366,1.0229292648627732,1.0081603786816238,1.0208974548303487,1.0097550199930605,1.0153214603755552,1.0144677831421283,1.0055232188663619,1.0060911640702932,1.0046120555948346,1.004624982958529,1.0016967538211936,0.98499992097271749,0.9980504480664063,0.99287949035674861,0.99880352625582369,0.97634623706719936,null,null,null,null,null,null,null,null,null,null,1.0243731644017968,1.0248257497047324,1.0152996295207366,1.0229292648627732,1.0081603786816238,1.0208974548303487,1.0097550199930605,1.0153214603755552,1.0144677831421283,1.0055232188663619,1.0060911640702932,1.0046120555948346,1.004624982958529,1.0016967538211936,0.98499992097271749,0.9980504480664063,0.99287949035674861,0.99880352625582369,0.97634623706719936,null,"All OthersService water heating"]
[null,null,null,null,"Misc equipment","X",1,1,1,1,1,1,1,1,1,1,1,1,1,1,1,1,1,1,1,null,null,null,null,null,null,null,null,null,null,1,1,1,1,1,1,1,1,1,1,1,1,1,1,1,1,1,1,1,null,"All OthersMisc equipment"]
[null,null,null,null,"Industrial process","X",1,1,1,1,1,1,1,1,1,1,1,1,1,1,1,1,1,1,1,null,null,null,null,null,null,null,null,null,null,1,1,1,1,1,1,1,1,1,1,1,1,1,1,1,1,1,1,1,null,"All OthersIndustrial process"]
[null,null,null,null,"Refrigeration equipment (regulated)",null,0.78472944135725209,0.78356404988768336,0.79955135128788646,0.7824093262304822,0.79684573922086943,0.79256390014616185,0.79551132804606051,0.79696941172055924,0.80535310917904901,0.79589028542860751,0.7939588198394576,0.79717614590021157,0.79731819935253578,0.7943457371613758,0.81175508176399502,0.79592968554484755,0.79418142161039751,0.80049236664294243,0.81715606307775968,null,null,null,null,null,null,null,null,null,null,0.78472944135725209,0.78356404988768336,0.79955135128788646,0.7824093262304822,0.79684573922086943,0.79256390014616185,0.79551132804606051,0.79696941172055924,0.80535310917904901,0.79589028542860751,0.7939588198394576,0.79717614590021157,0.79731819935253578,0.7943457371613758,0.81175508176399502,0.79592968554484755,0.79418142161039751,0.80049236664294243,0.81715606307775968,null,"All OthersRefrigeration equipment (regulated)"]
[null,null,null,null,"Refrigeration equipment (unregulated)","X",1,1,1,1,1,1,1,1,1,1,1,1,1,1,1,1,1,1,1,null,null,null,null,null,null,null,null,null,null,1,1,1,1,1,1,1,1,1,1,1,1,1,1,1,1,1,1,1,null,"All OthersRefrigeration equipment (unregulated)"]
[null,null,null,null,"Elevators and escalators",null,0.53266599803011028,0.53266599803011028,0.57423401131008101,0.53266599803011028,0.53116811628345006,0.53310246519223814,0.54049663074849852,0.53015434129472638,0.541462548721239,0.5458666410809021,0.53960215300422709,0.53156105491218097,0.5332753472853794,0.51942670397983526,0.51538593095502305,0.5046610903029074,0.5174043988020981,0.51458330081528991,0.65903367496339682,null,null,null,null,null,null,null,null,null,null,0.53266599803011028,0.53266599803011028,0.57423401131008101,0.53266599803011028,0.53116811628345006,0.53310246519223814,0.54049663074849852,0.53015434129472638,0.541462548721239,0.5458666410809021,0.53960215300422709,0.53156105491218097,0.5332753472853794,0.51942670397983526,0.51538593095502305,0.5046610903029074,0.5174043988020981,0.51458330081528991,0.65903367496339682,null,"All OthersElevators and escalators"]
[null,null,null,null,"Other regulated",null,0.97315328408458435,0.97315328408458435,0.98362328525320442,0.97317877608009784,0.97256650066674399,0.96974840837233567,0.97000449655638232,0.9725650803662188,0.97607603924103059,0.97708353097294209,0.96734691718547428,0.97692956974863299,0.97291300824442195,0.97036246549741301,0.97605418144812095,0.9709665508347447,0.96826101335769621,0.96879744968124781,0.96400523560209428,null,null,null,null,null,null,null,null,null,null,0.97315328408458435,0.97315328408458435,0.98362328525320442,0.97317877608009784,0.97256650066674399,0.96974840837233567,0.97000449655638232,0.9725650803662188,0.97607603924103059,0.97708353097294209,0.96734691718547428,0.97692956974863299,0.97291300824442195,0.97036246549741301,0.97605418144812095,0.9709665508347447,0.96826101335769621,0.96879744968124781,0.96400523560209428,null,"All OthersOther regulated"]

{"sheet":"Miscellaneous Customizations","index":4,"n_rows":105,"n_cols":101,"rows_kept":105,"cut":false,"hidden":true,"merged":[[61,8,61,10],[62,8,62,10],[72,77,72,80],[72,81,72,84],[72,85,72,88],[72,57,72,60],[72,61,72,64],[72,65,72,68],[72,69,72,72],[72,73,72,76],[71,4,71,5],[6,4,6,22],[72,49,72,52],[72,53,72,56],[71,6,71,9],[71,10,71,13],[71,14,71,17],[71,18,71,21],[71,22,71,25],[71,46,72,46],[71,26,71,29],[71,30,71,33],[71,34,71,37],[71,38,71,41],[71,42,71,45],[14,5,14,12],[60,5,60,7],[49,4,49,22],[52,5,52,7],[53,5,53,7],[54,5,54,7],[55,5,55,7],[52,8,52,10],[53,8,53,10],[54,8,54,10],[55,8,55,10],[56,8,56,10],[57,8,57,10],[58,8,58,10],[59,8,59,10],[60,8,60,10],[62,5,62,7],[61,5,61,7],[4,4,4,22],[5,4,5,22],[8,4,8,22],[11,4,11,22],[14,4,16,4],[14,13,14,20],[15,13,15,16],[15,17,15,20],[15,5,15,8],[15,9,15,12],[56,5,56,7],[57,5,57,7],[58,5,58,7],[59,5,59,7]]}
["D",null,null,null,"Miscellaneous Customizations"]
["D"]
["D"]
["D",null,null,null,"Table of Contents"]
[null,null,{"$f":"IF(OR(ProgSetup_Renewable_Cap_Customization=TRUE, ProgSetup_Exceptional_Calculation_Customization=TRUE),1,5/0)","v":{"$error":"#DIV/0!"}},null,{"$f":"RE_EC_Caps_Table_Header","v":"Table 1: Renewable Energy and Exceptional Calculation Contributions"}]
[null,null,null,null,{"$f":"RE_EC_CustomConversionFactors_EnergyTypes_Header","v":"Table 1: Energy Sources"}]
[null,null,null,null,{"$f":"RE_EC_Custom_Conversion_Factors_AHJ_Table_Header","v":"Table 2: Custom Conversion Factors by Energy Source"}]
["D"]
["D",null,null,null,"Instructions: \n1. Fill out the tables and sections on this tab to indicate the customizations to be made for each program."]
[]
[null,null,{"$f":"IF(OR(ProgSetup_Renewable_Cap_Customization=TRUE, ProgSetup_Exceptional_Calculation_Customization=TRUE),1,5/0)","v":{"$error":"#DIV/0!"}},null,"Table 1: Renewable Energy and Exceptional Calculation Contributions"]
[null,null,{"$error":"#DIV/0!"},null,"Instructions\n1. View/update renewable energy and exceptional calculation contribution caps. The contribution cap is the percentage of savings that can come from renewable energy or exceptional calculations, calculated in accordance with G2.5 and Section 11.4.3.1. If there is no cap, enter \"None\".  If nothing is input, the values imported from the Compliance Form will be used. \n2. If needed, use the \"Restore defaults\" button to restore the caps to values imported from the Compliance Form."]
[null,null,{"$error":"#DIV/0!"}]
[null,null,{"$f":"5/0","v":{"$error":"#DIV/0!"}},null,1,1,2,3,4,5,6,7,8,9,10,11,12,13,14,15,16]
[null,null,{"$error":"#DIV/0!"},null,"Program","Section 11 Projects",null,null,null,null,null,null,null,"Appendix G Projects"]
[null,null,{"$error":"#DIV/0!"},null,null,"Renewable Energy Contribution Cap\n",null,null,null,"Exceptional Calculation Contribution Cap\n",null,null,null,"Renewable Energy Contribution Cap\n",null,null,null,"Exceptional Calculation Contribution Cap\n"]
[null,null,{"$error":"#DIV/0!"},null,null,"Cost","Site Energy","Source Energy","GHG","Cost","Site Energy","Source Energy","GHG","Cost","Site Energy","Source Energy","GHG","Cost","Site Energy","Source Energy","GHG"]
[null,1,{"$f":"IF(INDEX(ProgSetup_Program_List,B18,)=\"\",5/0, IF(OR(ProgSetup_Renewable_Cap_Customization=TRUE, ProgSetup_Exceptional_Calculation_Customization=TRUE),1,5/0))","v":{"$error":"#DIV/0!"}},null,{"$f":"INDEX(ProgSetup_Program_List,B18,1)& \"\"","v":"CT ECB Energy Modeling Path 1 and Path 2"}]
[null,2,{"$f":"IF(INDEX(ProgSetup_Program_List,B19,)=\"\",5/0, IF(OR(ProgSetup_Renewable_Cap_Customization=TRUE, ProgSetup_Exceptional_Calculation_Customization=TRUE),1,5/0))","v":{"$error":"#DIV/0!"}},null,{"$f":"INDEX(ProgSetup_Program_List,B19,1)& \"\"","v":""}]
[null,3,{"$f":"IF(INDEX(ProgSetup_Program_List,B20,)=\"\",5/0, IF(OR(ProgSetup_Renewable_Cap_Customization=TRUE, ProgSetup_Exceptional_Calculation_Customization=TRUE),1,5/0))","v":{"$error":"#DIV/0!"}},null,{"$f":"INDEX(ProgSetup_Program_List,B20,1)& \"\"","v":""}]
[null,4,{"$f":"IF(INDEX(ProgSetup_Program_List,B21,)=\"\",5/0, IF(OR(ProgSetup_Renewable_Cap_Customization=TRUE, ProgSetup_Exceptional_Calculation_Customization=TRUE),1,5/0))","v":{"$error":"#DIV/0!"}},null,{"$f":"INDEX(ProgSetup_Program_List,B21,1)& \"\"","v":""}]
[null,5,{"$f":"IF(INDEX(ProgSetup_Program_List,B22,)=\"\",5/0, IF(OR(ProgSetup_Renewable_Cap_Customization=TRUE, ProgSetup_Exceptional_Calculation_Customization=TRUE),1,5/0))","v":{"$error":"#DIV/0!"}},null,{"$f":"INDEX(ProgSetup_Program_List,B22,1)& \"\"","v":""}]
[null,6,{"$f":"IF(INDEX(ProgSetup_Program_List,B23,)=\"\",5/0, IF(OR(ProgSetup_Renewable_Cap_Customization=TRUE, ProgSetup_Exceptional_Calculation_Customization=TRUE),1,5/0))","v":{"$error":"#DIV/0!"}},null,{"$f":"INDEX(ProgSetup_Program_List,B23,1)& \"\"","v":""}]
[null,7,{"$f":"IF(INDEX(ProgSetup_Program_List,B24,)=\"\",5/0, IF(OR(ProgSetup_Renewable_Cap_Customization=TRUE, ProgSetup_Exceptional_Calculation_Customization=TRUE),1,5/0))","v":{"$error":"#DIV/0!"}},null,{"$f":"INDEX(ProgSetup_Program_List,B24,1)& \"\"","v":""}]
[null,8,{"$f":"IF(INDEX(ProgSetup_Program_List,B25,)=\"\",5/0, IF(OR(ProgSetup_Renewable_Cap_Customization=TRUE, ProgSetup_Exceptional_Calculation_Customization=TRUE),1,5/0))","v":{"$error":"#DIV/0!"}},null,{"$f":"INDEX(ProgSetup_Program_List,B25,1)& \"\"","v":""}]
[null,9,{"$f":"IF(INDEX(ProgSetup_Program_List,B26,)=\"\",5/0, IF(OR(ProgSetup_Renewable_Cap_Customization=TRUE, ProgSetup_Exceptional_Calculation_Customization=TRUE),1,5/0))","v":{"$error":"#DIV/0!"}},null,{"$f":"INDEX(ProgSetup_Program_List,B26,1)& \"\"","v":""}]
[null,10,{"$f":"IF(INDEX(ProgSetup_Program_List,B27,)=\"\",5/0, IF(OR(ProgSetup_Renewable_Cap_Customization=TRUE, ProgSetup_Exceptional_Calculation_Customization=TRUE),1,5/0))","v":{"$error":"#DIV/0!"}},null,{"$f":"INDEX(ProgSetup_Program_List,B27,1)& \"\"","v":""}]
[null,11,{"$f":"IF(INDEX(ProgSetup_Program_List,B28,)=\"\",5/0, IF(OR(ProgSetup_Renewable_Cap_Customization=TRUE, ProgSetup_Exceptional_Calculation_Customization=TRUE),1,5/0))","v":{"$error":"#DIV/0!"}},null,{"$f":"INDEX(ProgSetup_Program_List,B28,1)& \"\"","v":""}]
[null,12,{"$f":"IF(INDEX(ProgSetup_Program_List,B29,)=\"\",5/0, IF(OR(ProgSetup_Renewable_Cap_Customization=TRUE, ProgSetup_Exceptional_Calculation_Customization=TRUE),1,5/0))","v":{"$error":"#DIV/0!"}},null,{"$f":"INDEX(ProgSetup_Program_List,B29,1)& \"\"","v":""}]
[null,13,{"$f":"IF(INDEX(ProgSetup_Program_List,B30,)=\"\",5/0, IF(OR(ProgSetup_Renewable_Cap_Customization=TRUE, ProgSetup_Exceptional_Calculation_Customization=TRUE),1,5/0))","v":{"$error":"#DIV/0!"}},null,{"$f":"INDEX(ProgSetup_Program_List,B30,1)& \"\"","v":""}]
[null,14,{"$f":"IF(INDEX(ProgSetup_Program_List,B31,)=\"\",5/0, IF(OR(ProgSetup_Renewable_Cap_Customization=TRUE, ProgSetup_Exceptional_Calculation_Customization=TRUE),1,5/0))","v":{"$error":"#DIV/0!"}},null,{"$f":"INDEX(ProgSetup_Program_List,B31,1)& \"\"","v":""}]
[null,15,{"$f":"IF(INDEX(ProgSetup_Program_List,B32,)=\"\",5/0, IF(OR(ProgSetup_Renewable_Cap_Customization=TRUE, ProgSetup_Exceptional_Calculation_Customization=TRUE),1,5/0))","v":{"$error":"#DIV/0!"}},null,{"$f":"INDEX(ProgSetup_Program_List,B32,1)& \"\"","v":""}]
[null,16,{"$f":"IF(INDEX(ProgSetup_Program_List,B33,)=\"\",5/0, IF(OR(ProgSetup_Renewable_Cap_Customization=TRUE, ProgSetup_Exceptional_Calculation_Customization=TRUE),1,5/0))","v":{"$error":"#DIV/0!"}},null,{"$f":"INDEX(ProgSetup_Program_List,B33,1)& \"\"","v":""}]
[null,17,{"$f":"IF(INDEX(ProgSetup_Program_List,B34,)=\"\",5/0, IF(OR(ProgSetup_Renewable_Cap_Customization=TRUE, ProgSetup_Exceptional_Calculation_Customization=TRUE),1,5/0))","v":{"$error":"#DIV/0!"}},null,{"$f":"INDEX(ProgSetup_Program_List,B34,1)& \"\"","v":""}]
[null,18,{"$f":"IF(INDEX(ProgSetup_Program_List,B35,)=\"\",5/0, IF(OR(ProgSetup_Renewable_Cap_Customization=TRUE, ProgSetup_Exceptional_Calculation_Customization=TRUE),1,5/0))","v":{"$error":"#DIV/0!"}},null,{"$f":"INDEX(ProgSetup_Program_List,B35,1)& \"\"","v":""}]
[null,19,{"$f":"IF(INDEX(ProgSetup_Program_List,B36,)=\"\",5/0, IF(OR(ProgSetup_Renewable_Cap_Customization=TRUE, ProgSetup_Exceptional_Calculation_Customization=TRUE),1,5/0))","v":{"$error":"#DIV/0!"}},null,{"$f":"INDEX(ProgSetup_Program_List,B36,1)& \"\"","v":""}]
[null,20,{"$f":"IF(INDEX(ProgSetup_Program_List,B37,)=\"\",5/0, IF(OR(ProgSetup_Renewable_Cap_Customization=TRUE, ProgSetup_Exceptional_Calculation_Customization=TRUE),1,5/0))","v":{"$error":"#DIV/0!"}},null,{"$f":"INDEX(ProgSetup_Program_List,B37,1)& \"\"","v":""}]
[null,21,{"$f":"IF(INDEX(ProgSetup_Program_List,B38,)=\"\",5/0, IF(OR(ProgSetup_Renewable_Cap_Customization=TRUE, ProgSetup_Exceptional_Calculation_Customization=TRUE),1,5/0))","v":{"$error":"#DIV/0!"}},null,{"$f":"INDEX(ProgSetup_Program_List,B38,1)& \"\"","v":""}]
[null,22,{"$f":"IF(INDEX(ProgSetup_Program_List,B39,)=\"\",5/0, IF(OR(ProgSetup_Renewable_Cap_Customization=TRUE, ProgSetup_Exceptional_Calculation_Customization=TRUE),1,5/0))","v":{"$error":"#DIV/0!"}},null,{"$f":"INDEX(ProgSetup_Program_List,B39,1)& \"\"","v":""}]
[null,23,{"$f":"IF(INDEX(ProgSetup_Program_List,B40,)=\"\",5/0, IF(OR(ProgSetup_Renewable_Cap_Customization=TRUE, ProgSetup_Exceptional_Calculation_Customization=TRUE),1,5/0))","v":{"$error":"#DIV/0!"}},null,{"$f":"INDEX(ProgSetup_Program_List,B40,1)& \"\"","v":""}]
[null,24,{"$f":"IF(INDEX(ProgSetup_Program_List,B41,)=\"\",5/0, IF(OR(ProgSetup_Renewable_Cap_Customization=TRUE, ProgSetup_Exceptional_Calculation_Customization=TRUE),1,5/0))","v":{"$error":"#DIV/0!"}},null,{"$f":"INDEX(ProgSetup_Program_List,B41,1)& \"\"","v":""}]
[null,25,{"$f":"IF(INDEX(ProgSetup_Program_List,B42,)=\"\",5/0, IF(OR(ProgSetup_Renewable_Cap_Customization=TRUE, ProgSetup_Exceptional_Calculation_Customization=TRUE),1,5/0))","v":{"$error":"#DIV/0!"}},null,{"$f":"INDEX(ProgSetup_Program_List,B42,1)& \"\"","v":""}]
[null,26,{"$f":"IF(INDEX(ProgSetup_Program_List,B43,)=\"\",5/0, IF(OR(ProgSetup_Renewable_Cap_Customization=TRUE, ProgSetup_Exceptional_Calculation_Customization=TRUE),1,5/0))","v":{"$error":"#DIV/0!"}},null,{"$f":"INDEX(ProgSetup_Program_List,B43,1)& \"\"","v":""}]
[null,27,{"$f":"IF(INDEX(ProgSetup_Program_List,B44,)=\"\",5/0, IF(OR(ProgSetup_Renewable_Cap_Customization=TRUE, ProgSetup_Exceptional_Calculation_Customization=TRUE),1,5/0))","v":{"$error":"#DIV/0!"}},null,{"$f":"INDEX(ProgSetup_Program_List,B44,1)& \"\"","v":""}]
[null,28,{"$f":"IF(INDEX(ProgSetup_Program_List,B45,)=\"\",5/0, IF(OR(ProgSetup_Renewable_Cap_Customization=TRUE, ProgSetup_Exceptional_Calculation_Customization=TRUE),1,5/0))","v":{"$error":"#DIV/0!"}},null,{"$f":"INDEX(ProgSetup_Program_List,B45,1)& \"\"","v":""}]
[null,29,{"$f":"IF(INDEX(ProgSetup_Program_List,B46,)=\"\",5/0, IF(OR(ProgSetup_Renewable_Cap_Customization=TRUE, ProgSetup_Exceptional_Calculation_Customization=TRUE),1,5/0))","v":{"$error":"#DIV/0!"}},null,{"$f":"INDEX(ProgSetup_Program_List,B46,1)& \"\"","v":""}]
[null,30,{"$f":"IF(INDEX(ProgSetup_Program_List,B47,)=\"\",5/0, IF(OR(ProgSetup_Renewable_Cap_Customization=TRUE, ProgSetup_Exceptional_Calculation_Customization=TRUE),1,5/0))","v":{"$error":"#DIV/0!"}},null,{"$f":"INDEX(ProgSetup_Program_List,B47,1)& \"\"","v":""}]
[null,null,{"$f":"IF(OR(ProgSetup_Renewable_Cap_Customization=TRUE, ProgSetup_Exceptional_Calculation_Customization=TRUE),1,5/0)","v":{"$error":"#DIV/0!"}}]
[null,null,{"$f":"IF(ProgSetup_Miscellaneous_Customization=TRUE,1,5/0)","v":1},null,"Custom Conversion Factors for Calculating Project Performance"]
[null,null,1,null,"Instructions\n1. In Table 2 below, if applicable, select the energy types and energy consumption units required for the programs defined on the \"Program Set-Up\" tab. If this is left blank then the energy types, units, and conversion factors defined in the Compliance Form will be used in this Companion Tool. Based on the selections in Table 2, custom conversion factors and energy content for each energy type may be specified in Table 3 below. Use the \"Add Row(s)\" and \"Hide Row(s)\" buttons to add or remove energy sources. If different energy consumption units are specified in the Compliance Form compared to what is entered in Table 2 for a given energy type then the Companion Tool will use the default kBtu/unit conversion shown in the \"Companion Tool Default kBtu/Unit\" column. This can be overridden by entering a custom energy content for the energy type in Table 3. \n2. In the second table below, view/update default energy costs, site-to-source ratios, energy contents, and GHG emission factors for the energy types selected. If nothing is input, the values imported from the Compliance Form will be used. \n3. If submitter overrides are permitted, enter an \"X\" in column AU.\n4. If needed, use the \"Restore defaults\" button to restore the cells in Table 3 to blank."]
[null,null,1,null,{"$f":"\"Table \" & IF(OR(ProgSetup_Renewable_Cap_Customization=TRUE,ProgSetup_Exceptional_Calculation_Customization=TRUE),2,1)&\": Energy Sources\"","v":"Table 1: Energy Sources"}]
[null,null,{"$f":"5/0","v":{"$error":"#DIV/0!"}},null,1,2,3,4]
[null,null,{"$f":"IF(ProgSetup_Miscellaneous_Customization=TRUE,1,5/0)","v":1},null,"Energy Type","Energy Consumption Units",null,null,"Companion Tool Default kBtu/Unit",null,null,null,null,null,null,null,null,null,null,null,null,null,null,null,null,null,null,null,null,null,null,null,null,null,null,null,null,null,null,null,null,null,null,null,null,null,null,null,null,"Default formula for if changed"]
[null,null,{"$f":"IF(ProgSetup_Miscellaneous_Customization=TRUE,1,5/0)","v":1},null,"Electricity","kWh",null,null,{"$f":"IFERROR(IFERROR(INDEX(Ref_UnitConversions_Energy_Content_kBtu_Unit, MATCH(E54&F54,Ref_UnitConversions_Energy_Units_Lookup,0),),INDEX(Ref_UnitConversions_Energy_Content_kBtu_Unit, MATCH(\"All\"&F54,Ref_UnitConversions_Energy_Units_Lookup,0),)),0)","v":3.4119999999999999},null,null,null,null,null,null,null,null,null,null,null,null,null,null,null,null,null,null,null,null,null,null,null,null,null,null,null,null,null,null,null,null,null,null,null,null,null,null,null,null,{"$f":"IF(ProgSetup_Miscellaneous_Customization=TRUE,1,5/0)","v":1}]
[null,null,{"$f":"IF(ProgSetup_Miscellaneous_Customization=TRUE,1,5/0)","v":1},null,"Natural Gas","ccf",null,null,{"$f":"IFERROR(IFERROR(INDEX(Ref_UnitConversions_Energy_Content_kBtu_Unit, MATCH(E55&F55,Ref_UnitConversions_Energy_Units_Lookup,0),),INDEX(Ref_UnitConversions_Energy_Content_kBtu_Unit, MATCH(\"All\"&F55,Ref_UnitConversions_Energy_Units_Lookup,0),)),0)","v":102.9},null,null,null,null,null,null,null,null,null,null,null,null,null,null,null,null,null,null,null,null,null,null,null,null,null,null,null,null,null,null,null,null,null,null,null,null,null,null,null,null,{"$f":"IF(ProgSetup_Miscellaneous_Customization=TRUE,1,5/0)","v":1}]
[null,null,{"$f":"IF(ProgSetup_Miscellaneous_Customization=TRUE,1,5/0)","v":1},null,null,null,null,null,{"$f":"IFERROR(IFERROR(INDEX(Ref_UnitConversions_Energy_Content_kBtu_Unit, MATCH(E56&F56,Ref_UnitConversions_Energy_Units_Lookup,0),),INDEX(Ref_UnitConversions_Energy_Content_kBtu_Unit, MATCH(\"All\"&F56,Ref_UnitConversions_Energy_Units_Lookup,0),)),0)","v":0},null,null,null,null,null,null,null,null,null,null,null,null,null,null,null,null,null,null,null,null,null,null,null,null,null,null,null,null,null,null,null,null,null,null,null,null,null,null,null,null,{"$f":"IF(ProgSetup_Miscellaneous_Customization=TRUE,1,5/0)","v":1}]
[null,null,{"$f":"IF(ProgSetup_Miscellaneous_Customization=TRUE,1,5/0)","v":1},null,null,null,null,null,{"$f":"IFERROR(IFERROR(INDEX(Ref_UnitConversions_Energy_Content_kBtu_Unit, MATCH(E57&F57,Ref_UnitConversions_Energy_Units_Lookup,0),),INDEX(Ref_UnitConversions_Energy_Content_kBtu_Unit, MATCH(\"All\"&F57,Ref_UnitConversions_Energy_Units_Lookup,0),)),0)","v":0},null,null,null,null,null,null,null,null,null,null,null,null,null,null,null,null,null,null,null,null,null,null,null,null,null,null,null,null,null,null,null,null,null,null,null,null,null,null,null,null,{"$f":"IF(ProgSetup_Miscellaneous_Customization=TRUE,1,5/0)","v":1}]
[null,null,{"$f":"IF(ProgSetup_Miscellaneous_Customization=TRUE,1,5/0)","v":1},null,null,null,null,null,{"$f":"IFERROR(IFERROR(INDEX(Ref_UnitConversions_Energy_Content_kBtu_Unit, MATCH(E58&F58,Ref_UnitConversions_Energy_Units_Lookup,0),),INDEX(Ref_UnitConversions_Energy_Content_kBtu_Unit, MATCH(\"All\"&F58,Ref_UnitConversions_Energy_Units_Lookup,0),)),0)","v":0},null,null,null,null,null,null,null,null,null,null,null,null,null,null,null,null,null,null,null,null,null,null,null,null,null,null,null,null,null,null,null,null,null,null,null,null,null,null,null,null,{"$f":"IF(ProgSetup_Miscellaneous_Customization=TRUE,1,5/0)","v":1}]
[null,null,{"$f":"5/0","v":{"$error":"#DIV/0!"}},null,null,null,null,null,{"$f":"IFERROR(IFERROR(INDEX(Ref_UnitConversions_Energy_Content_kBtu_Unit, MATCH(E59&F59,Ref_UnitConversions_Energy_Units_Lookup,0),),INDEX(Ref_UnitConversions_Energy_Content_kBtu_Unit, MATCH(\"All\"&F59,Ref_UnitConversions_Energy_Units_Lookup,0),)),0)","v":0},null,null,null,null,null,null,null,null,null,null,null,null,null,null,null,null,null,null,null,null,null,null,null,null,null,null,null,null,null,null,null,null,null,null,null,null,null,null,null,null,{"$f":"5/0","v":{"$error":"#DIV/0!"}}]
[null,null,{"$f":"5/0","v":{"$error":"#DIV/0!"}},null,null,null,null,null,{"$f":"IFERROR(IFERROR(INDEX(Ref_UnitConversions_Energy_Content_kBtu_Unit, MATCH(E60&F60,Ref_UnitConversions_Energy_Units_Lookup,0),),INDEX(Ref_UnitConversions_Energy_Content_kBtu_Unit, MATCH(\"All\"&F60,Ref_UnitConversions_Energy_Units_Lookup,0),)),0)","v":0},null,null,null,null,null,null,null,null,null,null,null,null,null,null,null,null,null,null,null,null,null,null,null,null,null,null,null,null,null,null,null,null,null,null,null,null,null,null,null,null,{"$f":"5/0","v":{"$error":"#DIV/0!"}}]
[null,null,{"$f":"5/0","v":{"$error":"#DIV/0!"}},null,null,null,null,null,{"$f":"IFERROR(IFERROR(INDEX(Ref_UnitConversions_Energy_Content_kBtu_Unit, MATCH(E61&F61,Ref_UnitConversions_Energy_Units_Lookup,0),),INDEX(Ref_UnitConversions_Energy_Content_kBtu_Unit, MATCH(\"All\"&F61,Ref_UnitConversions_Energy_Units_Lookup,0),)),0)","v":0},null,null,null,null,null,null,null,null,null,null,null,null,null,null,null,null,null,null,null,null,null,null,null,null,null,null,null,null,null,null,null,null,null,null,null,null,null,null,null,null,{"$f":"5/0","v":{"$error":"#DIV/0!"}}]
[null,null,{"$f":"5/0","v":{"$error":"#DIV/0!"}},null,null,null,null,null,{"$f":"IFERROR(IFERROR(INDEX(Ref_UnitConversions_Energy_Content_kBtu_Unit, MATCH(E62&F62,Ref_UnitConversions_Energy_Units_Lookup,0),),INDEX(Ref_UnitConversions_Energy_Content_kBtu_Unit, MATCH(\"All\"&F62,Ref_UnitConversions_Energy_Units_Lookup,0),)),0)","v":0},null,null,null,null,null,null,null,null,null,null,null,null,null,null,null,null,null,null,null,null,null,null,null,null,null,null,null,null,null,null,null,null,null,null,null,null,null,null,null,null,{"$f":"5/0","v":{"$error":"#DIV/0!"}}]
[null,null,{"$f":"5/0","v":{"$error":"#DIV/0!"}},null,null,null,null,null,{"$f":"IFERROR(IFERROR(INDEX(Ref_UnitConversions_Energy_Content_kBtu_Unit, MATCH(E63&F63,Ref_UnitConversions_Energy_Units_Lookup,0),),INDEX(Ref_UnitConversions_Energy_Content_kBtu_Unit, MATCH(\"All\"&F63,Ref_UnitConversions_Energy_Units_Lookup,0),)),0)","v":0},null,null,null,null,null,null,null,null,null,null,null,null,null,null,null,null,null,null,null,null,null,null,null,null,null,null,null,null,null,null,null,null,null,null,null,null,null,null,null,null,{"$f":"5/0","v":{"$error":"#DIV/0!"}}]
[null,null,1]
[null,null,1]
[null,null,1,null,{"$f":"\"Table \" & IF(OR(ProgSetup_Renewable_Cap_Customization=TRUE,ProgSetup_Exceptional_Calculation_Customization=TRUE),3,2)&\": Custom Conversion Factors by Energy Source\"","v":"Table 2: Custom Conversion Factors by Energy Source"}]
[null,null,{"$f":"5/0","v":{"$error":"#DIV/0!"}},null,null,null,{"$f":"IF(F54=\"\",\"\",F54)","v":"kWh"},{"$f":"IF(F54=\"\",\"\",F54)","v":"kWh"},{"$f":"IF(F54=\"\",\"\",F54)","v":"kWh"},{"$f":"IF(F54=\"\",\"\",F54)","v":"kWh"},{"$f":"IF(F55=\"\",\"\",F55)","v":"ccf"},{"$f":"IF(F55=\"\",\"\",F55)","v":"ccf"},{"$f":"IF(F55=\"\",\"\",F55)","v":"ccf"},{"$f":"IF(F55=\"\",\"\",F55)","v":"ccf"},{"$f":"IF(F56=\"\",\"\",F56)","v":""},{"$f":"IF(F56=\"\",\"\",F56)","v":""},{"$f":"IF(F56=\"\",\"\",F56)","v":""},{"$f":"IF(F56=\"\",\"\",F56)","v":""},{"$f":"IF(F57=\"\",\"\",F57)","v":""},{"$f":"IF(F57=\"\",\"\",F57)","v":""},{"$f":"IF(F57=\"\",\"\",F57)","v":""},{"$f":"IF(F57=\"\",\"\",F57)","v":""},{"$f":"IF(F58=\"\",\"\",F58)","v":""},{"$f":"IF(F58=\"\",\"\",F58)","v":""},{"$f":"IF(F58=\"\",\"\",F58)","v":""},{"$f":"IF(F58=\"\",\"\",F58)","v":""},{"$f":"IF(F59=\"\",\"\",F59)","v":""},{"$f":"IF(F59=\"\",\"\",F59)","v":""},{"$f":"IF(F59=\"\",\"\",F59)","v":""},{"$f":"IF(F59=\"\",\"\",F59)","v":""},{"$f":"IF(F60=\"\",\"\",F60)","v":""},{"$f":"IF(F60=\"\",\"\",F60)","v":""},{"$f":"IF(F60=\"\",\"\",F60)","v":""},{"$f":"IF(F60=\"\",\"\",F60)","v":""},{"$f":"IF(F61=\"\",\"\",F61)","v":""},{"$f":"IF(F61=\"\",\"\",F61)","v":""},{"$f":"IF(F61=\"\",\"\",F61)","v":""},{"$f":"IF(F61=\"\",\"\",F61)","v":""},{"$f":"IF(F62=\"\",\"\",F62)","v":""},{"$f":"IF(F62=\"\",\"\",F62)","v":""},{"$f":"IF(F62=\"\",\"\",F62)","v":""},{"$f":"IF(F62=\"\",\"\",F62)","v":""},{"$f":"IF(F63=\"\",\"\",F63)","v":""},{"$f":"IF(F63=\"\",\"\",F63)","v":""},{"$f":"IF(F63=\"\",\"\",F63)","v":""},{"$f":"IF(F63=\"\",\"\",F63)","v":""}]
[null,null,{"$f":"5/0","v":{"$error":"#DIV/0!"}},null,null,null,{"$f":"G72","v":"Electricity"},{"$f":"G72","v":"Electricity"},{"$f":"G72","v":"Electricity"},{"$f":"G72","v":"Electricity"},{"$f":"K72","v":"Natural Gas"},{"$f":"K72","v":"Natural Gas"},{"$f":"K72","v":"Natural Gas"},{"$f":"K72","v":"Natural Gas"},{"$f":"O72","v":""},{"$f":"O72","v":""},{"$f":"O72","v":""},{"$f":"O72","v":""},{"$f":"S72","v":""},{"$f":"S72","v":""},{"$f":"S72","v":""},{"$f":"S72","v":""},{"$f":"W72","v":""},{"$f":"W72","v":""},{"$f":"W72","v":""},{"$f":"W72","v":""},{"$f":"IF(AA72=\"\",0,AA72)","v":0},{"$f":"IF(AA72=\"\",0,AA72)","v":0},{"$f":"IF(AA72=\"\",0,AA72)","v":0},{"$f":"IF(AA72=\"\",0,AA72)","v":0},{"$f":"IF(AE72=\"\",0,AE72)","v":0},{"$f":"IF(AE72=\"\",0,AE72)","v":0},{"$f":"IF(AE72=\"\",0,AE72)","v":0},{"$f":"IF(AE72=\"\",0,AE72)","v":0},{"$f":"IF(AI72=\"\",0,AI72)","v":0},{"$f":"IF(AI72=\"\",0,AI72)","v":0},{"$f":"IF(AI72=\"\",0,AI72)","v":0},{"$f":"IF(AI72=\"\",0,AI72)","v":0},{"$f":"IF(AM72=\"\",0,AM72)","v":0},{"$f":"IF(AM72=\"\",0,AM72)","v":0},{"$f":"IF(AM72=\"\",0,AM72)","v":0},{"$f":"IF(AM72=\"\",0,AM72)","v":0},{"$f":"IF(AQ72=\"\",0,AQ72)","v":0},{"$f":"IF(AQ72=\"\",0,AQ72)","v":0},{"$f":"IF(AQ72=\"\",0,AQ72)","v":0},{"$f":"IF(AQ72=\"\",0,AQ72)","v":0}]
[null,null,{"$f":"5/0","v":{"$error":"#DIV/0!"}},null,null,null,"Cost","CO2","S2S","EnCont","Cost","CO2","S2S","EnCont","Cost","CO2","S2S","EnCont","Cost","CO2","S2S","EnCont","Cost","CO2","S2S","EnCont","Cost","CO2","S2S","EnCont","Cost","CO2","S2S","EnCont","Cost","CO2","S2S","EnCont","Cost","CO2","S2S","EnCont","Cost","CO2","S2S","EnCont"]
[null,null,{"$f":"5/0","v":{"$error":"#DIV/0!"}},null,null,null,{"$f":"G68&G69","v":"ElectricityCost"},{"$f":"H68&H69","v":"ElectricityCO2"},"ElectricityS2S","ElectricityEnCont","Natural GasCost","Natural GasCO2","Natural GasS2S","Natural GasEnCont","Cost","CO2","S2S","EnCont","Cost","CO2","S2S","EnCont","Cost","CO2","S2S","EnCont","0Cost","0CO2","0S2S","0EnCont","0Cost","0CO2","0S2S","0EnCont","0Cost","0CO2","0S2S","0EnCont","0Cost","0CO2","0S2S","0EnCont","0Cost","0CO2","0S2S","0EnCont"]
[null,null,{"$f":"5/0","v":{"$error":"#DIV/0!"}},null,1,2,3,4,5,6,7,8,9,10,11,12,13,14,15,16,17,18,19,20,21,22,23,24,25,26,27,28,29,30,31,32,33,34,35,36,37,38,39,40,41,42]
[null,null,{"$f":"IF(ProgSetup_Miscellaneous_Customization=TRUE,1,5/0)","v":1},null,"Energy Type",null,{"$f":"IF(E54=\"\",\"\",E54)","v":"Electricity"},null,null,null,{"$f":"IF(E55=\"\",\"\",E55)","v":"Natural Gas"},null,null,null,{"$f":"IF(E56=\"\",\"\",E56)","v":""},null,null,null,{"$f":"IF(E57=\"\",\"\",E57)","v":""},null,null,null,{"$f":"IF(E58=\"\",\"\",E58)","v":""},null,null,null,{"$f":"IF(E59=\"\",\"\",E59)","v":""},null,null,null,{"$f":"IF(E60=\"\",\"\",E60)","v":""},null,null,null,{"$f":"IF(E61=\"\",\"\",E61)","v":""},null,null,null,{"$f":"IF(E62=\"\",\"\",E62)","v":""},null,null,null,{"$f":"IF(E63=\"\",\"\",E63)","v":""},null,null,null,"Allow Submitter Overrides (X)",null,null,"default formulas if entered on BPF page",null,null,null,null,null,null,null,null,null,null,null,null,null,null,null,null,null,null,null,null,null,null,null,null,null,null,null,null,null,null,null,null,null,null,null,null,null,null,null,"Electricity","Natural Gas"]
[null,null,{"$f":"IF(ProgSetup_Miscellaneous_Customization=TRUE,1,5/0)","v":1},null,"Program","Use Same Conversion Factor for Establishing BPFs (X)\n",{"$f":"IF(J67=\"\",\"Cost ($/energy unit)\",\"Cost ($/\"&J67&\")\")","v":"Cost ($/kWh)"},"CO2 Factor (metric ton CO2/MMBtu)","Site to Source Ratio (source kBtu/site kBtu)",{"$f":"IF(J67=\"\",\"Energy Content (kBtu/energy unit)\",\"Energy Content (kBtu/\"&J67&\")\")","v":"Energy Content (kBtu/kWh)"},{"$f":"IF(N67=\"\",\"Cost ($/energy unit)\",\"Cost ($/\"&N67&\")\")","v":"Cost ($/ccf)"},"CO2 Factor (metric ton CO2/MMBtu)","Site to Source Ratio (source kBtu/site kBtu)",{"$f":"IF(N67=\"\",\"Energy Content (kBtu/energy unit)\",\"Energy Content (kBtu/\"&N67&\")\")","v":"Energy Content (kBtu/ccf)"},{"$f":"IF(R67=\"\",\"Cost ($/energy unit)\",\"Cost ($/\"&R67&\")\")","v":"Cost ($/energy unit)"},"CO2 Factor (metric ton CO2/MMBtu)","Site to Source Ratio (source kBtu/site kBtu)",{"$f":"IF(R67=\"\",\"Energy Content (kBtu/energy unit)\",\"Energy Content (kBtu/\"&R67&\")\")","v":"Energy Content (kBtu/energy unit)"},{"$f":"IF(V67=\"\",\"Cost ($/energy unit)\",\"Cost ($/\"&V67&\")\")","v":"Cost ($/energy unit)"},"CO2 Factor (metric ton CO2/MMBtu)","Site to Source Ratio (source kBtu/site kBtu)",{"$f":"IF(V67=\"\",\"Energy Content (kBtu/energy unit)\",\"Energy Content (kBtu/\"&V67&\")\")","v":"Energy Content (kBtu/energy unit)"},{"$f":"IF(Z67=\"\",\"Cost ($/energy unit)\",\"Cost ($/\"&Z67&\")\")","v":"Cost ($/energy unit)"},"CO2 Factor (metric ton CO2/MMBtu)","Site to Source Ratio (source kBtu/site kBtu)",{"$f":"IF(Z67=\"\",\"Energy Content (kBtu/energy unit)\",\"Energy Content (kBtu/\"&Z67&\")\")","v":"Energy Content (kBtu/energy unit)"},{"$f":"IF(AD67=\"\",\"Cost ($/energy unit)\",\"Cost ($/\"&AD67&\")\")","v":"Cost ($/energy unit)"},"CO2 Factor (metric ton CO2/MMBtu)","Site to Source Ratio (source kBtu/site kBtu)",{"$f":"IF(AD67=\"\",\"Energy Content (kBtu/energy unit)\",\"Energy Content (kBtu/\"&AD67&\")\")","v":"Energy Content (kBtu/energy unit)"},{"$f":"IF(AH67=\"\",\"Cost ($/energy unit)\",\"Cost ($/\"&AH67&\")\")","v":"Cost ($/energy unit)"},"CO2 Factor (metric ton CO2/MMBtu)","Site to Source Ratio (source kBtu/site kBtu)",{"$f":"IF(AH67=\"\",\"Energy Content (kBtu/energy unit)\",\"Energy Content (kBtu/\"&AH67&\")\")","v":"Energy Content (kBtu/energy unit)"},{"$f":"IF(AL67=\"\",\"Cost ($/energy unit)\",\"Cost ($/\"&AL67&\")\")","v":"Cost ($/energy unit)"},"CO2 Factor (metric ton CO2/MMBtu)","Site to Source Ratio (source kBtu/site kBtu)",{"$f":"IF(AL67=\"\",\"Energy Content (kBtu/energy unit)\",\"Energy Content (kBtu/\"&AL67&\")\")","v":"Energy Content (kBtu/energy unit)"},{"$f":"IF(AP67=\"\",\"Cost ($/energy unit)\",\"Cost ($/\"&AP67&\")\")","v":"Cost ($/energy unit)"},"CO2 Factor (metric ton CO2/MMBtu)","Site to Source Ratio (source kBtu/site kBtu)",{"$f":"IF(AP67=\"\",\"Energy Content (kBtu/energy unit)\",\"Energy Content (kBtu/\"&AP67&\")\")","v":"Energy Content (kBtu/energy unit)"},{"$f":"IF(AT67=\"\",\"Cost ($/energy unit)\",\"Cost ($/\"&AT67&\")\")","v":"Cost ($/energy unit)"},"CO2 Factor (metric ton CO2/MMBtu)","Site to Source Ratio (source kBtu/site kBtu)",{"$f":"IF(AT67=\"\",\"Energy Content (kBtu/energy unit)\",\"Energy Content (kBtu/\"&AT67&\")\")","v":"Energy Content (kBtu/energy unit)"},null,null,null,"energy type 1",null,null,null,"energy type 2",null,null,null,"energy type 3",null,null,null,"energy type 4",null,null,null,"energy type 5",null,null,null,"energy type 6",null,null,null,"energy type 7",null,null,null,"energy type 8",null,null,null,"energy type 9",null,null,null,"energy type 10",null,null,null,"Elec energy content in kBtu/kWh","natural gas energy content in kBtu/therm","Conversion to units elec","Elec energy content kBtu per energy unit","Conversion to units gas","Gas energy content kBtu per energy unit","Elec cost in $/kWh","natural gas cost in $/therm","Conversion to units elec","Elec cost per energy unit","Conversion to units gas","Gas cost per energy unit"]
[null,1,{"$f":"IF(INDEX(ProgSetup_Program_List,B74,)=\"\",5/0, IF(ProgSetup_Miscellaneous_Customization=TRUE,1,5/0))","v":1},null,{"$f":"INDEX(ProgSetup_Program_List,B74,1)& \"\"","v":"CT ECB Energy Modeling Path 1 and Path 2"},null,{"$f":"IF(OR($F74=\"X\",$F74=\"x\"),IF(G$68=\"\",\"\",IF(INDEX(BPF_Summary_Lookup,MATCH($B74,INDEX(BPF_Summary_Lookup,,#REF!),0),#REF!)=FALSE,\"\",IF(G$68=\"Electricity\",$CU74,IF(G$68=\"Natural Gas\",$CW74,\"\")))),\"\")","v":""},{"$f":"IF(OR($F74=\"X\",$F74=\"x\"),IF(INDEX(BPF_Summary_Lookup,MATCH($B74,INDEX(BPF_Summary_Lookup,,#REF!),0),#REF!)=FALSE,\"\",IF(H$68=\"Electricity\",INDEX(BPF_Summary_Lookup,MATCH($B74,INDEX(BPF_Summary_Lookup,,#REF!),0),#REF!)*1000*0.000453592,IF(H$68=\"Natural Gas\",INDEX(BPF_Summary_Lookup,MATCH($B74,INDEX(BPF_Summary_Lookup,,#REF!),0),#REF!)*1000*0.000453592,\"\"))),\"\")","v":""},{"$f":"IF(OR($F74=\"X\",$F74=\"x\"),IF(INDEX(BPF_Summary_Lookup,MATCH($B74,INDEX(BPF_Summary_Lookup,,#REF!),0),#REF!)=FALSE,\"\",IF(I$68=\"Electricity\",INDEX(BPF_Summary_Lookup,MATCH($B74,INDEX(BPF_Summary_Lookup,,#REF!),0),#REF!),IF(I$68=\"Natural Gas\",INDEX(BPF_Summary_Lookup,MATCH($B74,INDEX(BPF_Summary_Lookup,,#REF!),0),#REF!),\"\"))),\"\")","v":""},{"$f":"IF(OR($F74=\"X\",$F74=\"x\"),IF(J$68=\"\",\"\",IF(INDEX(BPF_Summary_Lookup,MATCH($B74,INDEX(BPF_Summary_Lookup,,#REF!),0),#REF!)=FALSE,\"\",IF(J$68=\"Electricity\",$CO74,IF(J$68=\"Natural Gas\",$CQ74,\"\")))),\"\")","v":""},{"$f":"IF(OR($F74=\"X\",$F74=\"x\"),IF(K$68=\"\",\"\",IF(INDEX(BPF_Summary_Lookup,MATCH($B74,INDEX(BPF_Summary_Lookup,,#REF!),0),#REF!)=FALSE,\"\",IF(K$68=\"Electricity\",$CU74,IF(K$68=\"Natural Gas\",$CW74,\"\")))),\"\")","v":""},{"$f":"IF(OR($F74=\"X\",$F74=\"x\"),IF(INDEX(BPF_Summary_Lookup,MATCH($B74,INDEX(BPF_Summary_Lookup,,#REF!),0),#REF!)=FALSE,\"\",IF(L$68=\"Electricity\",INDEX(BPF_Summary_Lookup,MATCH($B74,INDEX(BPF_Summary_Lookup,,#REF!),0),#REF!)*1000*0.000453592,IF(L$68=\"Natural Gas\",INDEX(BPF_Summary_Lookup,MATCH($B74,INDEX(BPF_Summary_Lookup,,#REF!),0),#REF!)*1000*0.000453592,\"\"))),\"\")","v":""},{"$f":"IF(OR($F74=\"X\",$F74=\"x\"),IF(INDEX(BPF_Summary_Lookup,MATCH($B74,INDEX(BPF_Summary_Lookup,,#REF!),0),#REF!)=FALSE,\"\",IF(M$68=\"Electricity\",INDEX(BPF_Summary_Lookup,MATCH($B74,INDEX(BPF_Summary_Lookup,,#REF!),0),#REF!),IF(M$68=\"Natural Gas\",INDEX(BPF_Summary_Lookup,MATCH($B74,INDEX(BPF_Summary_Lookup,,#REF!),0),#REF!),\"\"))),\"\")","v":""},{"$f":"IF(OR($F74=\"X\",$F74=\"x\"),IF(N$68=\"\",\"\",IF(INDEX(BPF_Summary_Lookup,MATCH($B74,INDEX(BPF_Summary_Lookup,,#REF!),0),#REF!)=FALSE,\"\",IF(N$68=\"Electricity\",$CO74,IF(N$68=\"Natural Gas\",$CQ74,\"\")))),\"\")","v":""},{"$f":"IF(OR($F74=\"X\",$F74=\"x\"),IF(O$68=\"\",\"\",IF(INDEX(BPF_Summary_Lookup,MATCH($B74,INDEX(BPF_Summary_Lookup,,#REF!),0),#REF!)=FALSE,\"\",IF(O$68=\"Electricity\",$CU74,IF(O$68=\"Natural Gas\",$CW74,\"\")))),\"\")","v":""},{"$f":"IF(OR($F74=\"X\",$F74=\"x\"),IF(INDEX(BPF_Summary_Lookup,MATCH($B74,INDEX(BPF_Summary_Lookup,,#REF!),0),#REF!)=FALSE,\"\",IF(P$68=\"Electricity\",INDEX(BPF_Summary_Lookup,MATCH($B74,INDEX(BPF_Summary_Lookup,,#REF!),0),#REF!)*1000*0.000453592,IF(P$68=\"Natural Gas\",INDEX(BPF_Summary_Lookup,MATCH($B74,INDEX(BPF_Summary_Lookup,,#REF!),0),#REF!)*1000*0.000453592,\"\"))),\"\")","v":""},{"$f":"IF(OR($F74=\"X\",$F74=\"x\"),IF(INDEX(BPF_Summary_Lookup,MATCH($B74,INDEX(BPF_Summary_Lookup,,#REF!),0),#REF!)=FALSE,\"\",IF(Q$68=\"Electricity\",INDEX(BPF_Summary_Lookup,MATCH($B74,INDEX(BPF_Summary_Lookup,,#REF!),0),#REF!),IF(Q$68=\"Natural Gas\",INDEX(BPF_Summary_Lookup,MATCH($B74,INDEX(BPF_Summary_Lookup,,#REF!),0),#REF!),\"\"))),\"\")","v":""},{"$f":"IF(OR($F74=\"X\",$F74=\"x\"),IF(R$68=\"\",\"\",IF(INDEX(BPF_Summary_Lookup,MATCH($B74,INDEX(BPF_Summary_Lookup,,#REF!),0),#REF!)=FALSE,\"\",IF(R$68=\"Electricity\",$CO74,IF(R$68=\"Natural Gas\",$CQ74,\"\")))),\"\")","v":""},{"$f":"IF(OR($F74=\"X\",$F74=\"x\"),IF(S$68=\"\",\"\",IF(INDEX(BPF_Summary_Lookup,MATCH($B74,INDEX(BPF_Summary_Lookup,,#REF!),0),#REF!)=FALSE,\"\",IF(S$68=\"Electricity\",$CU74,IF(S$68=\"Natural Gas\",$CW74,\"\")))),\"\")","v":""},{"$f":"IF(OR($F74=\"X\",$F74=\"x\"),IF(INDEX(BPF_Summary_Lookup,MATCH($B74,INDEX(BPF_Summary_Lookup,,#REF!),0),#REF!)=FALSE,\"\",IF(T$68=\"Electricity\",INDEX(BPF_Summary_Lookup,MATCH($B74,INDEX(BPF_Summary_Lookup,,#REF!),0),#REF!)*1000*0.000453592,IF(T$68=\"Natural Gas\",INDEX(BPF_Summary_Lookup,MATCH($B74,INDEX(BPF_Summary_Lookup,,#REF!),0),#REF!)*1000*0.000453592,\"\"))),\"\")","v":""},{"$f":"IF(OR($F74=\"X\",$F74=\"x\"),IF(INDEX(BPF_Summary_Lookup,MATCH($B74,INDEX(BPF_Summary_Lookup,,#REF!),0),#REF!)=FALSE,\"\",IF(U$68=\"Electricity\",INDEX(BPF_Summary_Lookup,MATCH($B74,INDEX(BPF_Summary_Lookup,,#REF!),0),#REF!),IF(U$68=\"Natural Gas\",INDEX(BPF_Summary_Lookup,MATCH($B74,INDEX(BPF_Summary_Lookup,,#REF!),0),#REF!),\"\"))),\"\")","v":""},{"$f":"IF(OR($F74=\"X\",$F74=\"x\"),IF(V$68=\"\",\"\",IF(INDEX(BPF_Summary_Lookup,MATCH($B74,INDEX(BPF_Summary_Lookup,,#REF!),0),#REF!)=FALSE,\"\",IF(V$68=\"Electricity\",$CO74,IF(V$68=\"Natural Gas\",$CQ74,\"\")))),\"\")","v":""},{"$f":"IF(OR($F74=\"X\",$F74=\"x\"),IF(W$68=\"\",\"\",IF(INDEX(BPF_Summary_Lookup,MATCH($B74,INDEX(BPF_Summary_Lookup,,#REF!),0),#REF!)=FALSE,\"\",IF(W$68=\"Electricity\",$CU74,IF(W$68=\"Natural Gas\",$CW74,\"\")))),\"\")","v":""},{"$f":"IF(OR($F74=\"X\",$F74=\"x\"),IF(INDEX(BPF_Summary_Lookup,MATCH($B74,INDEX(BPF_Summary_Lookup,,#REF!),0),#REF!)=FALSE,\"\",IF(X$68=\"Electricity\",INDEX(BPF_Summary_Lookup,MATCH($B74,INDEX(BPF_Summary_Lookup,,#REF!),0),#REF!)*1000*0.000453592,IF(X$68=\"Natural Gas\",INDEX(BPF_Summary_Lookup,MATCH($B74,INDEX(BPF_Summary_Lookup,,#REF!),0),#REF!)*1000*0.000453592,\"\"))),\"\")","v":""},{"$f":"IF(OR($F74=\"X\",$F74=\"x\"),IF(INDEX(BPF_Summary_Lookup,MATCH($B74,INDEX(BPF_Summary_Lookup,,#REF!),0),#REF!)=FALSE,\"\",IF(Y$68=\"Electricity\",INDEX(BPF_Summary_Lookup,MATCH($B74,INDEX(BPF_Summary_Lookup,,#REF!),0),#REF!),IF(Y$68=\"Natural Gas\",INDEX(BPF_Summary_Lookup,MATCH($B74,INDEX(BPF_Summary_Lookup,,#REF!),0),#REF!),\"\"))),\"\")","v":""},{"$f":"IF(OR($F74=\"X\",$F74=\"x\"),IF(Z$68=\"\",\"\",IF(INDEX(BPF_Summary_Lookup,MATCH($B74,INDEX(BPF_Summary_Lookup,,#REF!),0),#REF!)=FALSE,\"\",IF(Z$68=\"Electricity\",$CO74,IF(Z$68=\"Natural Gas\",$CQ74,\"\")))),\"\")","v":""},{"$f":"IF(OR($F74=\"X\",$F74=\"x\"),IF(AA$68=\"\",\"\",IF(INDEX(BPF_Summary_Lookup,MATCH($B74,INDEX(BPF_Summary_Lookup,,#REF!),0),#REF!)=FALSE,\"\",IF(AA$68=\"Electricity\",$CU74,IF(AA$68=\"Natural Gas\",$CW74,\"\")))),\"\")","v":""},{"$f":"IF(OR($F74=\"X\",$F74=\"x\"),IF(INDEX(BPF_Summary_Lookup,MATCH($B74,INDEX(BPF_Summary_Lookup,,#REF!),0),#REF!)=FALSE,\"\",IF(AB$68=\"Electricity\",INDEX(BPF_Summary_Lookup,MATCH($B74,INDEX(BPF_Summary_Lookup,,#REF!),0),#REF!)*1000*0.000453592,IF(AB$68=\"Natural Gas\",INDEX(BPF_Summary_Lookup,MATCH($B74,INDEX(BPF_Summary_Lookup,,#REF!),0),#REF!)*1000*0.000453592,\"\"))),\"\")","v":""},{"$f":"IF(OR($F74=\"X\",$F74=\"x\"),IF(INDEX(BPF_Summary_Lookup,MATCH($B74,INDEX(BPF_Summary_Lookup,,#REF!),0),#REF!)=FALSE,\"\",IF(AC$68=\"Electricity\",INDEX(BPF_Summary_Lookup,MATCH($B74,INDEX(BPF_Summary_Lookup,,#REF!),0),#REF!),IF(AC$68=\"Natural Gas\",INDEX(BPF_Summary_Lookup,MATCH($B74,INDEX(BPF_Summary_Lookup,,#REF!),0),#REF!),\"\"))),\"\")","v":""},{"$f":"IF(OR($F74=\"X\",$F74=\"x\"),IF(AD$68=\"\",\"\",IF(INDEX(BPF_Summary_Lookup,MATCH($B74,INDEX(BPF_Summary_Lookup,,#REF!),0),#REF!)=FALSE,\"\",IF(AD$68=\"Electricity\",$CO74,IF(AD$68=\"Natural Gas\",$CQ74,\"\")))),\"\")","v":""},{"$f":"IF(OR($F74=\"X\",$F74=\"x\"),IF(AE$68=\"\",\"\",IF(INDEX(BPF_Summary_Lookup,MATCH($B74,INDEX(BPF_Summary_Lookup,,#REF!),0),#REF!)=FALSE,\"\",IF(AE$68=\"Electricity\",$CU74,IF(AE$68=\"Natural Gas\",$CW74,\"\")))),\"\")","v":""},{"$f":"IF(OR($F74=\"X\",$F74=\"x\"),IF(INDEX(BPF_Summary_Lookup,MATCH($B74,INDEX(BPF_Summary_Lookup,,#REF!),0),#REF!)=FALSE,\"\",IF(AF$68=\"Electricity\",INDEX(BPF_Summary_Lookup,MATCH($B74,INDEX(BPF_Summary_Lookup,,#REF!),0),#REF!)*1000*0.000453592,IF(AF$68=\"Natural Gas\",INDEX(BPF_Summary_Lookup,MATCH($B74,INDEX(BPF_Summary_Lookup,,#REF!),0),#REF!)*1000*0.000453592,\"\"))),\"\")","v":""},{"$f":"IF(OR($F74=\"X\",$F74=\"x\"),IF(INDEX(BPF_Summary_Lookup,MATCH($B74,INDEX(BPF_Summary_Lookup,,#REF!),0),#REF!)=FALSE,\"\",IF(AG$68=\"Electricity\",INDEX(BPF_Summary_Lookup,MATCH($B74,INDEX(BPF_Summary_Lookup,,#REF!),0),#REF!),IF(AG$68=\"Natural Gas\",INDEX(BPF_Summary_Lookup,MATCH($B74,INDEX(BPF_Summary_Lookup,,#REF!),0),#REF!),\"\"))),\"\")","v":""},{"$f":"IF(OR($F74=\"X\",$F74=\"x\"),IF(AH$68=\"\",\"\",IF(INDEX(BPF_Summary_Lookup,MATCH($B74,INDEX(BPF_Summary_Lookup,,#REF!),0),#REF!)=FALSE,\"\",IF(AH$68=\"Electricity\",$CO74,IF(AH$68=\"Natural Gas\",$CQ74,\"\")))),\"\")","v":""},{"$f":"IF(OR($F74=\"X\",$F74=\"x\"),IF(AI$68=\"\",\"\",IF(INDEX(BPF_Summary_Lookup,MATCH($B74,INDEX(BPF_Summary_Lookup,,#REF!),0),#REF!)=FALSE,\"\",IF(AI$68=\"Electricity\",$CU74,IF(AI$68=\"Natural Gas\",$CW74,\"\")))),\"\")","v":""},{"$f":"IF(OR($F74=\"X\",$F74=\"x\"),IF(INDEX(BPF_Summary_Lookup,MATCH($B74,INDEX(BPF_Summary_Lookup,,#REF!),0),#REF!)=FALSE,\"\",IF(AJ$68=\"Electricity\",INDEX(BPF_Summary_Lookup,MATCH($B74,INDEX(BPF_Summary_Lookup,,#REF!),0),#REF!)*1000*0.000453592,IF(AJ$68=\"Natural Gas\",INDEX(BPF_Summary_Lookup,MATCH($B74,INDEX(BPF_Summary_Lookup,,#REF!),0),#REF!)*1000*0.000453592,\"\"))),\"\")","v":""},{"$f":"IF(OR($F74=\"X\",$F74=\"x\"),IF(INDEX(BPF_Summary_Lookup,MATCH($B74,INDEX(BPF_Summary_Lookup,,#REF!),0),#REF!)=FALSE,\"\",IF(AK$68=\"Electricity\",INDEX(BPF_Summary_Lookup,MATCH($B74,INDEX(BPF_Summary_Lookup,,#REF!),0),#REF!),IF(AK$68=\"Natural Gas\",INDEX(BPF_Summary_Lookup,MATCH($B74,INDEX(BPF_Summary_Lookup,,#REF!),0),#REF!),\"\"))),\"\")","v":""},{"$f":"IF(OR($F74=\"X\",$F74=\"x\"),IF(AL$68=\"\",\"\",IF(INDEX(BPF_Summary_Lookup,MATCH($B74,INDEX(BPF_Summary_Lookup,,#REF!),0),#REF!)=FALSE,\"\",IF(AL$68=\"Electricity\",$CO74,IF(AL$68=\"Natural Gas\",$CQ74,\"\")))),\"\")","v":""},{"$f":"IF(OR($F74=\"X\",$F74=\"x\"),IF(AM$68=\"\",\"\",IF(INDEX(BPF_Summary_Lookup,MATCH($B74,INDEX(BPF_Summary_Lookup,,#REF!),0),#REF!)=FALSE,\"\",IF(AM$68=\"Electricity\",$CU74,IF(AM$68=\"Natural Gas\",$CW74,\"\")))),\"\")","v":""},{"$f":"IF(OR($F74=\"X\",$F74=\"x\"),IF(INDEX(BPF_Summary_Lookup,MATCH($B74,INDEX(BPF_Summary_Lookup,,#REF!),0),#REF!)=FALSE,\"\",IF(AN$68=\"Electricity\",INDEX(BPF_Summary_Lookup,MATCH($B74,INDEX(BPF_Summary_Lookup,,#REF!),0),#REF!)*1000*0.000453592,IF(AN$68=\"Natural Gas\",INDEX(BPF_Summary_Lookup,MATCH($B74,INDEX(BPF_Summary_Lookup,,#REF!),0),#REF!)*1000*0.000453592,\"\"))),\"\")","v":""},{"$f":"IF(OR($F74=\"X\",$F74=\"x\"),IF(INDEX(BPF_Summary_Lookup,MATCH($B74,INDEX(BPF_Summary_Lookup,,#REF!),0),#REF!)=FALSE,\"\",IF(AO$68=\"Electricity\",INDEX(BPF_Summary_Lookup,MATCH($B74,INDEX(BPF_Summary_Lookup,,#REF!),0),#REF!),IF(AO$68=\"Natural Gas\",INDEX(BPF_Summary_Lookup,MATCH($B74,INDEX(BPF_Summary_Lookup,,#REF!),0),#REF!),\"\"))),\"\")","v":""},{"$f":"IF(OR($F74=\"X\",$F74=\"x\"),IF(AP$68=\"\",\"\",IF(INDEX(BPF_Summary_Lookup,MATCH($B74,INDEX(BPF_Summary_Lookup,,#REF!),0),#REF!)=FALSE,\"\",IF(AP$68=\"Electricity\",$CO74,IF(AP$68=\"Natural Gas\",$CQ74,\"\")))),\"\")","v":""},{"$f":"IF(OR($F74=\"X\",$F74=\"x\"),IF(AQ$68=\"\",\"\",IF(INDEX(BPF_Summary_Lookup,MATCH($B74,INDEX(BPF_Summary_Lookup,,#REF!),0),#REF!)=FALSE,\"\",IF(AQ$68=\"Electricity\",$CU74,IF(AQ$68=\"Natural Gas\",$CW74,\"\")))),\"\")","v":""},{"$f":"IF(OR($F74=\"X\",$F74=\"x\"),IF(INDEX(BPF_Summary_Lookup,MATCH($B74,INDEX(BPF_Summary_Lookup,,#REF!),0),#REF!)=FALSE,\"\",IF(AR$68=\"Electricity\",INDEX(BPF_Summary_Lookup,MATCH($B74,INDEX(BPF_Summary_Lookup,,#REF!),0),#REF!)*1000*0.000453592,IF(AR$68=\"Natural Gas\",INDEX(BPF_Summary_Lookup,MATCH($B74,INDEX(BPF_Summary_Lookup,,#REF!),0),#REF!)*1000*0.000453592,\"\"))),\"\")","v":""},{"$f":"IF(OR($F74=\"X\",$F74=\"x\"),IF(INDEX(BPF_Summary_Lookup,MATCH($B74,INDEX(BPF_Summary_Lookup,,#REF!),0),#REF!)=FALSE,\"\",IF(AS$68=\"Electricity\",INDEX(BPF_Summary_Lookup,MATCH($B74,INDEX(BPF_Summary_Lookup,,#REF!),0),#REF!),IF(AS$68=\"Natural Gas\",INDEX(BPF_Summary_Lookup,MATCH($B74,INDEX(BPF_Summary_Lookup,,#REF!),0),#REF!),\"\"))),\"\")","v":""},{"$f":"IF(OR($F74=\"X\",$F74=\"x\"),IF(AT$68=\"\",\"\",IF(INDEX(BPF_Summary_Lookup,MATCH($B74,INDEX(BPF_Summary_Lookup,,#REF!),0),#REF!)=FALSE,\"\",IF(AT$68=\"Electricity\",$CO74,IF(AT$68=\"Natural Gas\",$CQ74,\"\")))),\"\")","v":""},null,null,null,{"$f":"IF(OR($F74=\"X\",$F74=\"x\"),IF(G$68=\"\",\"\",IF(INDEX(BPF_Summary_Lookup,MATCH($B74,INDEX(BPF_Summary_Lookup,,#REF!),0),#REF!)=FALSE,\"\",IF(G$68=\"Electricity\",$CU74,IF(G$68=\"Natural Gas\",$CW74,\"\")))),\"\")","v":""},{"$f":"IF(OR($F74=\"X\",$F74=\"x\"),IF(INDEX(BPF_Summary_Lookup,MATCH($B74,INDEX(BPF_Summary_Lookup,,#REF!),0),#REF!)=FALSE,\"\",IF(H$68=\"Electricity\",INDEX(BPF_Summary_Lookup,MATCH($B74,INDEX(BPF_Summary_Lookup,,#REF!),0),#REF!)*1000*0.000453592,IF(H$68=\"Natural Gas\",INDEX(BPF_Summary_Lookup,MATCH($B74,INDEX(BPF_Summary_Lookup,,#REF!),0),#REF!)*1000*0.000453592,\"\"))),\"\")","v":""},{"$f":"IF(OR($F74=\"X\",$F74=\"x\"),IF(INDEX(BPF_Summary_Lookup,MATCH($B74,INDEX(BPF_Summary_Lookup,,#REF!),0),#REF!)=FALSE,\"\",IF(I$68=\"Electricity\",INDEX(BPF_Summary_Lookup,MATCH($B74,INDEX(BPF_Summary_Lookup,,#REF!),0),#REF!),IF(I$68=\"Natural Gas\",INDEX(BPF_Summary_Lookup,MATCH($B74,INDEX(BPF_Summary_Lookup,,#REF!),0),#REF!),\"\"))),\"\")","v":""},{"$f":"IF(OR($F74=\"X\",$F74=\"x\"),IF(J$68=\"\",\"\",IF(INDEX(BPF_Summary_Lookup,MATCH($B74,INDEX(BPF_Summary_Lookup,,#REF!),0),#REF!)=FALSE,\"\",IF(J$68=\"Electricity\",$CO74,IF(J$68=\"Natural Gas\",$CQ74,\"\")))),\"\")","v":""},{"$f":"IF(OR($F74=\"X\",$F74=\"x\"),IF(K$68=\"\",\"\",IF(INDEX(BPF_Summary_Lookup,MATCH($B74,INDEX(BPF_Summary_Lookup,,#REF!),0),#REF!)=FALSE,\"\",IF(K$68=\"Electricity\",$CU74,IF(K$68=\"Natural Gas\",$CW74,\"\")))),\"\")","v":""},{"$f":"IF(OR($F74=\"X\",$F74=\"x\"),IF(INDEX(BPF_Summary_Lookup,MATCH($B74,INDEX(BPF_Summary_Lookup,,#REF!),0),#REF!)=FALSE,\"\",IF(L$68=\"Electricity\",INDEX(BPF_Summary_Lookup,MATCH($B74,INDEX(BPF_Summary_Lookup,,#REF!),0),#REF!)*1000*0.000453592,IF(L$68=\"Natural Gas\",INDEX(BPF_Summary_Lookup,MATCH($B74,INDEX(BPF_Summary_Lookup,,#REF!),0),#REF!)*1000*0.000453592,\"\"))),\"\")","v":""},{"$f":"IF(OR($F74=\"X\",$F74=\"x\"),IF(INDEX(BPF_Summary_Lookup,MATCH($B74,INDEX(BPF_Summary_Lookup,,#REF!),0),#REF!)=FALSE,\"\",IF(M$68=\"Electricity\",INDEX(BPF_Summary_Lookup,MATCH($B74,INDEX(BPF_Summary_Lookup,,#REF!),0),#REF!),IF(M$68=\"Natural Gas\",INDEX(BPF_Summary_Lookup,MATCH($B74,INDEX(BPF_Summary_Lookup,,#REF!),0),#REF!),\"\"))),\"\")","v":""},{"$f":"IF(OR($F74=\"X\",$F74=\"x\"),IF(N$68=\"\",\"\",IF(INDEX(BPF_Summary_Lookup,MATCH($B74,INDEX(BPF_Summary_Lookup,,#REF!),0),#REF!)=FALSE,\"\",IF(N$68=\"Electricity\",$CO74,IF(N$68=\"Natural Gas\",$CQ74,\"\")))),\"\")","v":""},{"$f":"IF(OR($F74=\"X\",$F74=\"x\"),IF(O$68=\"\",\"\",IF(INDEX(BPF_Summary_Lookup,MATCH($B74,INDEX(BPF_Summary_Lookup,,#REF!),0),#REF!)=FALSE,\"\",IF(O$68=\"Electricity\",$CU74,IF(O$68=\"Natural Gas\",$CW74,\"\")))),\"\")","v":""},{"$f":"IF(OR($F74=\"X\",$F74=\"x\"),IF(INDEX(BPF_Summary_Lookup,MATCH($B74,INDEX(BPF_Summary_Lookup,,#REF!),0),#REF!)=FALSE,\"\",IF(P$68=\"Electricity\",INDEX(BPF_Summary_Lookup,MATCH($B74,INDEX(BPF_Summary_Lookup,,#REF!),0),#REF!)*1000*0.000453592,IF(P$68=\"Natural Gas\",INDEX(BPF_Summary_Lookup,MATCH($B74,INDEX(BPF_Summary_Lookup,,#REF!),0),#REF!)*1000*0.000453592,\"\"))),\"\")","v":""},{"$f":"IF(OR($F74=\"X\",$F74=\"x\"),IF(INDEX(BPF_Summary_Lookup,MATCH($B74,INDEX(BPF_Summary_Lookup,,#REF!),0),#REF!)=FALSE,\"\",IF(Q$68=\"Electricity\",INDEX(BPF_Summary_Lookup,MATCH($B74,INDEX(BPF_Summary_Lookup,,#REF!),0),#REF!),IF(Q$68=\"Natural Gas\",INDEX(BPF_Summary_Lookup,MATCH($B74,INDEX(BPF_Summary_Lookup,,#REF!),0),#REF!),\"\"))),\"\")","v":""},{"$f":"IF(OR($F74=\"X\",$F74=\"x\"),IF(R$68=\"\",\"\",IF(INDEX(BPF_Summary_Lookup,MATCH($B74,INDEX(BPF_Summary_Lookup,,#REF!),0),#REF!)=FALSE,\"\",IF(R$68=\"Electricity\",$CO74,IF(R$68=\"Natural Gas\",$CQ74,\"\")))),\"\")","v":""},{"$f":"IF(OR($F74=\"X\",$F74=\"x\"),IF(S$68=\"\",\"\",IF(INDEX(BPF_Summary_Lookup,MATCH($B74,INDEX(BPF_Summary_Lookup,,#REF!),0),#REF!)=FALSE,\"\",IF(S$68=\"Electricity\",$CU74,IF(S$68=\"Natural Gas\",$CW74,\"\")))),\"\")","v":""},{"$f":"IF(OR($F74=\"X\",$F74=\"x\"),IF(INDEX(BPF_Summary_Lookup,MATCH($B74,INDEX(BPF_Summary_Lookup,,#REF!),0),#REF!)=FALSE,\"\",IF(T$68=\"Electricity\",INDEX(BPF_Summary_Lookup,MATCH($B74,INDEX(BPF_Summary_Lookup,,#REF!),0),#REF!)*1000*0.000453592,IF(T$68=\"Natural Gas\",INDEX(BPF_Summary_Lookup,MATCH($B74,INDEX(BPF_Summary_Lookup,,#REF!),0),#REF!)*1000*0.000453592,\"\"))),\"\")","v":""},{"$f":"IF(OR($F74=\"X\",$F74=\"x\"),IF(INDEX(BPF_Summary_Lookup,MATCH($B74,INDEX(BPF_Summary_Lookup,,#REF!),0),#REF!)=FALSE,\"\",IF(U$68=\"Electricity\",INDEX(BPF_Summary_Lookup,MATCH($B74,INDEX(BPF_Summary_Lookup,,#REF!),0),#REF!),IF(U$68=\"Natural Gas\",INDEX(BPF_Summary_Lookup,MATCH($B74,INDEX(BPF_Summary_Lookup,,#REF!),0),#REF!),\"\"))),\"\")","v":""},{"$f":"IF(OR($F74=\"X\",$F74=\"x\"),IF(V$68=\"\",\"\",IF(INDEX(BPF_Summary_Lookup,MATCH($B74,INDEX(BPF_Summary_Lookup,,#REF!),0),#REF!)=FALSE,\"\",IF(V$68=\"Electricity\",$CO74,IF(V$68=\"Natural Gas\",$CQ74,\"\")))),\"\")","v":""},{"$f":"IF(OR($F74=\"X\",$F74=\"x\"),IF(W$68=\"\",\"\",IF(INDEX(BPF_Summary_Lookup,MATCH($B74,INDEX(BPF_Summary_Lookup,,#REF!),0),#REF!)=FALSE,\"\",IF(W$68=\"Electricity\",$CU74,IF(W$68=\"Natural Gas\",$CW74,\"\")))),\"\")","v":""},{"$f":"IF(OR($F74=\"X\",$F74=\"x\"),IF(INDEX(BPF_Summary_Lookup,MATCH($B74,INDEX(BPF_Summary_Lookup,,#REF!),0),#REF!)=FALSE,\"\",IF(X$68=\"Electricity\",INDEX(BPF_Summary_Lookup,MATCH($B74,INDEX(BPF_Summary_Lookup,,#REF!),0),#REF!)*1000*0.000453592,IF(X$68=\"Natural Gas\",INDEX(BPF_Summary_Lookup,MATCH($B74,INDEX(BPF_Summary_Lookup,,#REF!),0),#REF!)*1000*0.000453592,\"\"))),\"\")","v":""},{"$f":"IF(OR($F74=\"X\",$F74=\"x\"),IF(INDEX(BPF_Summary_Lookup,MATCH($B74,INDEX(BPF_Summary_Lookup,,#REF!),0),#REF!)=FALSE,\"\",IF(Y$68=\"Electricity\",INDEX(BPF_Summary_Lookup,MATCH($B74,INDEX(BPF_Summary_Lookup,,#REF!),0),#REF!),IF(Y$68=\"Natural Gas\",INDEX(BPF_Summary_Lookup,MATCH($B74,INDEX(BPF_Summary_Lookup,,#REF!),0),#REF!),\"\"))),\"\")","v":""},{"$f":"IF(OR($F74=\"X\",$F74=\"x\"),IF(Z$68=\"\",\"\",IF(INDEX(BPF_Summary_Lookup,MATCH($B74,INDEX(BPF_Summary_Lookup,,#REF!),0),#REF!)=FALSE,\"\",IF(Z$68=\"Electricity\",$CO74,IF(Z$68=\"Natural Gas\",$CQ74,\"\")))),\"\")","v":""},{"$f":"IF(OR($F74=\"X\",$F74=\"x\"),IF(AA$68=\"\",\"\",IF(INDEX(BPF_Summary_Lookup,MATCH($B74,INDEX(BPF_Summary_Lookup,,#REF!),0),#REF!)=FALSE,\"\",IF(AA$68=\"Electricity\",$CU74,IF(AA$68=\"Natural Gas\",$CW74,\"\")))),\"\")","v":""},{"$f":"IF(OR($F74=\"X\",$F74=\"x\"),IF(INDEX(BPF_Summary_Lookup,MATCH($B74,INDEX(BPF_Summary_Lookup,,#REF!),0),#REF!)=FALSE,\"\",IF(AB$68=\"Electricity\",INDEX(BPF_Summary_Lookup,MATCH($B74,INDEX(BPF_Summary_Lookup,,#REF!),0),#REF!)*1000*0.000453592,IF(AB$68=\"Natural Gas\",INDEX(BPF_Summary_Lookup,MATCH($B74,INDEX(BPF_Summary_Lookup,,#REF!),0),#REF!)*1000*0.000453592,\"\"))),\"\")","v":""},{"$f":"IF(OR($F74=\"X\",$F74=\"x\"),IF(INDEX(BPF_Summary_Lookup,MATCH($B74,INDEX(BPF_Summary_Lookup,,#REF!),0),#REF!)=FALSE,\"\",IF(AC$68=\"Electricity\",INDEX(BPF_Summary_Lookup,MATCH($B74,INDEX(BPF_Summary_Lookup,,#REF!),0),#REF!),IF(AC$68=\"Natural Gas\",INDEX(BPF_Summary_Lookup,MATCH($B74,INDEX(BPF_Summary_Lookup,,#REF!),0),#REF!),\"\"))),\"\")","v":""},{"$f":"IF(OR($F74=\"X\",$F74=\"x\"),IF(AD$68=\"\",\"\",IF(INDEX(BPF_Summary_Lookup,MATCH($B74,INDEX(BPF_Summary_Lookup,,#REF!),0),#REF!)=FALSE,\"\",IF(AD$68=\"Electricity\",$CO74,IF(AD$68=\"Natural Gas\",$CQ74,\"\")))),\"\")","v":""},{"$f":"IF(OR($F74=\"X\",$F74=\"x\"),IF(AE$68=\"\",\"\",IF(INDEX(BPF_Summary_Lookup,MATCH($B74,INDEX(BPF_Summary_Lookup,,#REF!),0),#REF!)=FALSE,\"\",IF(AE$68=\"Electricity\",$CU74,IF(AE$68=\"Natural Gas\",$CW74,\"\")))),\"\")","v":""},{"$f":"IF(OR($F74=\"X\",$F74=\"x\"),IF(INDEX(BPF_Summary_Lookup,MATCH($B74,INDEX(BPF_Summary_Lookup,,#REF!),0),#REF!)=FALSE,\"\",IF(AF$68=\"Electricity\",INDEX(BPF_Summary_Lookup,MATCH($B74,INDEX(BPF_Summary_Lookup,,#REF!),0),#REF!)*1000*0.000453592,IF(AF$68=\"Natural Gas\",INDEX(BPF_Summary_Lookup,MATCH($B74,INDEX(BPF_Summary_Lookup,,#REF!),0),#REF!)*1000*0.000453592,\"\"))),\"\")","v":""},{"$f":"IF(OR($F74=\"X\",$F74=\"x\"),IF(INDEX(BPF_Summary_Lookup,MATCH($B74,INDEX(BPF_Summary_Lookup,,#REF!),0),#REF!)=FALSE,\"\",IF(AG$68=\"Electricity\",INDEX(BPF_Summary_Lookup,MATCH($B74,INDEX(BPF_Summary_Lookup,,#REF!),0),#REF!),IF(AG$68=\"Natural Gas\",INDEX(BPF_Summary_Lookup,MATCH($B74,INDEX(BPF_Summary_Lookup,,#REF!),0),#REF!),\"\"))),\"\")","v":""},{"$f":"IF(OR($F74=\"X\",$F74=\"x\"),IF(AH$68=\"\",\"\",IF(INDEX(BPF_Summary_Lookup,MATCH($B74,INDEX(BPF_Summary_Lookup,,#REF!),0),#REF!)=FALSE,\"\",IF(AH$68=\"Electricity\",$CO74,IF(AH$68=\"Natural Gas\",$CQ74,\"\")))),\"\")","v":""},{"$f":"IF(OR($F74=\"X\",$F74=\"x\"),IF(AI$68=\"\",\"\",IF(INDEX(BPF_Summary_Lookup,MATCH($B74,INDEX(BPF_Summary_Lookup,,#REF!),0),#REF!)=FALSE,\"\",IF(AI$68=\"Electricity\",$CU74,IF(AI$68=\"Natural Gas\",$CW74,\"\")))),\"\")","v":""},{"$f":"IF(OR($F74=\"X\",$F74=\"x\"),IF(INDEX(BPF_Summary_Lookup,MATCH($B74,INDEX(BPF_Summary_Lookup,,#REF!),0),#REF!)=FALSE,\"\",IF(AJ$68=\"Electricity\",INDEX(BPF_Summary_Lookup,MATCH($B74,INDEX(BPF_Summary_Lookup,,#REF!),0),#REF!)*1000*0.000453592,IF(AJ$68=\"Natural Gas\",INDEX(BPF_Summary_Lookup,MATCH($B74,INDEX(BPF_Summary_Lookup,,#REF!),0),#REF!)*1000*0.000453592,\"\"))),\"\")","v":""},{"$f":"IF(OR($F74=\"X\",$F74=\"x\"),IF(INDEX(BPF_Summary_Lookup,MATCH($B74,INDEX(BPF_Summary_Lookup,,#REF!),0),#REF!)=FALSE,\"\",IF(AK$68=\"Electricity\",INDEX(BPF_Summary_Lookup,MATCH($B74,INDEX(BPF_Summary_Lookup,,#REF!),0),#REF!),IF(AK$68=\"Natural Gas\",INDEX(BPF_Summary_Lookup,MATCH($B74,INDEX(BPF_Summary_Lookup,,#REF!),0),#REF!),\"\"))),\"\")","v":""},{"$f":"IF(OR($F74=\"X\",$F74=\"x\"),IF(AL$68=\"\",\"\",IF(INDEX(BPF_Summary_Lookup,MATCH($B74,INDEX(BPF_Summary_Lookup,,#REF!),0),#REF!)=FALSE,\"\",IF(AL$68=\"Electricity\",$CO74,IF(AL$68=\"Natural Gas\",$CQ74,\"\")))),\"\")","v":""},{"$f":"IF(OR($F74=\"X\",$F74=\"x\"),IF(AM$68=\"\",\"\",IF(INDEX(BPF_Summary_Lookup,MATCH($B74,INDEX(BPF_Summary_Lookup,,#REF!),0),#REF!)=FALSE,\"\",IF(AM$68=\"Electricity\",$CU74,IF(AM$68=\"Natural Gas\",$CW74,\"\")))),\"\")","v":""},{"$f":"IF(OR($F74=\"X\",$F74=\"x\"),IF(INDEX(BPF_Summary_Lookup,MATCH($B74,INDEX(BPF_Summary_Lookup,,#REF!),0),#REF!)=FALSE,\"\",IF(AN$68=\"Electricity\",INDEX(BPF_Summary_Lookup,MATCH($B74,INDEX(BPF_Summary_Lookup,,#REF!),0),#REF!)*1000*0.000453592,IF(AN$68=\"Natural Gas\",INDEX(BPF_Summary_Lookup,MATCH($B74,INDEX(BPF_Summary_Lookup,,#REF!),0),#REF!)*1000*0.000453592,\"\"))),\"\")","v":""},{"$f":"IF(OR($F74=\"X\",$F74=\"x\"),IF(INDEX(BPF_Summary_Lookup,MATCH($B74,INDEX(BPF_Summary_Lookup,,#REF!),0),#REF!)=FALSE,\"\",IF(AO$68=\"Electricity\",INDEX(BPF_Summary_Lookup,MATCH($B74,INDEX(BPF_Summary_Lookup,,#REF!),0),#REF!),IF(AO$68=\"Natural Gas\",INDEX(BPF_Summary_Lookup,MATCH($B74,INDEX(BPF_Summary_Lookup,,#REF!),0),#REF!),\"\"))),\"\")","v":""},{"$f":"IF(OR($F74=\"X\",$F74=\"x\"),IF(AP$68=\"\",\"\",IF(INDEX(BPF_Summary_Lookup,MATCH($B74,INDEX(BPF_Summary_Lookup,,#REF!),0),#REF!)=FALSE,\"\",IF(AP$68=\"Electricity\",$CO74,IF(AP$68=\"Natural Gas\",$CQ74,\"\")))),\"\")","v":""},{"$f":"IF(OR($F74=\"X\",$F74=\"x\"),IF(AQ$68=\"\",\"\",IF(INDEX(BPF_Summary_Lookup,MATCH($B74,INDEX(BPF_Summary_Lookup,,#REF!),0),#REF!)=FALSE,\"\",IF(AQ$68=\"Electricity\",$CU74,IF(AQ$68=\"Natural Gas\",$CW74,\"\")))),\"\")","v":""},{"$f":"IF(OR($F74=\"X\",$F74=\"x\"),IF(INDEX(BPF_Summary_Lookup,MATCH($B74,INDEX(BPF_Summary_Lookup,,#REF!),0),#REF!)=FALSE,\"\",IF(AR$68=\"Electricity\",INDEX(BPF_Summary_Lookup,MATCH($B74,INDEX(BPF_Summary_Lookup,,#REF!),0),#REF!)*1000*0.000453592,IF(AR$68=\"Natural Gas\",INDEX(BPF_Summary_Lookup,MATCH($B74,INDEX(BPF_Summary_Lookup,,#REF!),0),#REF!)*1000*0.000453592,\"\"))),\"\")","v":""},{"$f":"IF(OR($F74=\"X\",$F74=\"x\"),IF(INDEX(BPF_Summary_Lookup,MATCH($B74,INDEX(BPF_Summary_Lookup,,#REF!),0),#REF!)=FALSE,\"\",IF(AS$68=\"Electricity\",INDEX(BPF_Summary_Lookup,MATCH($B74,INDEX(BPF_Summary_Lookup,,#REF!),0),#REF!),IF(AS$68=\"Natural Gas\",INDEX(BPF_Summary_Lookup,MATCH($B74,INDEX(BPF_Summary_Lookup,,#REF!),0),#REF!),\"\"))),\"\")","v":""},{"$f":"IF(OR($F74=\"X\",$F74=\"x\"),IF(AT$68=\"\",\"\",IF(INDEX(BPF_Summary_Lookup,MATCH($B74,INDEX(BPF_Summary_Lookup,,#REF!),0),#REF!)=FALSE,\"\",IF(AT$68=\"Electricity\",$CO74,IF(AT$68=\"Natural Gas\",$CQ74,\"\")))),\"\")","v":""},{"$f":"IF(OR($F74=\"X\",$F74=\"x\"),IF(INDEX(BPF_Summary_Lookup,MATCH($B74,INDEX(BPF_Summary_Lookup,,#REF!),0),#REF!)=FALSE,\"\",INDEX(BPF_Summary_Lookup,MATCH($B74,INDEX(BPF_Summary_Lookup,,#REF!),0),#REF!)),\"\")","v":""},{"$f":"IF(OR($F74=\"X\",$F74=\"x\"),IF(INDEX(BPF_Summary_Lookup,MATCH($B74,INDEX(BPF_Summary_Lookup,,#REF!),0),#REF!)=FALSE,\"\",INDEX(BPF_Summary_Lookup,MATCH($B74,INDEX(BPF_Summary_Lookup,,#REF!),0),#REF!)),\"\")","v":""},{"$f":"IFERROR(INDEX(Ref_UnitConversions_Energy_Content_kBtu_Unit,IFERROR(MATCH($CL$72&INDEX(RE_EC_EnergyTypes,MATCH($CL$72,INDEX(RE_EC_EnergyTypes,,1),0),2),Ref_UnitConversions_Energy_Units_Lookup,0),MATCH(\"All\"&INDEX(RE_EC_EnergyTypes,MATCH($CL$72,INDEX(RE_EC_EnergyTypes,,1),0),2),Ref_UnitConversions_Energy_Units_Lookup,0)),)/CL74,\"\")","v":""},{"$f":"IFERROR(CL74*CN74,\"\")","v":""},{"$f":"INDEX(Ref_UnitConversions_Energy_Content_kBtu_Unit,IFERROR(MATCH($CM$72&INDEX(RE_EC_EnergyTypes,MATCH($CM$72,INDEX(RE_EC_EnergyTypes,,1),0),2),Ref_UnitConversions_Energy_Units_Lookup,0),MATCH(\"All\"&INDEX(RE_EC_EnergyTypes,MATCH($CM$72,INDEX(RE_EC_EnergyTypes,,1),0),2),Ref_UnitConversions_Energy_Units_Lookup,0)),)/CM74","v":{"$error":"#VALUE!"}},{"$f":"IFERROR(CM74*CP74,\"\")","v":""},{"$f":"IF(OR($F74=\"X\",$F74=\"x\"),IF(INDEX(BPF_Summary_Lookup,MATCH($B74,INDEX(BPF_Summary_Lookup,,#REF!),0),#REF!)=FALSE,\"\",INDEX(BPF_Summary_Lookup,MATCH($B74,INDEX(BPF_Summary_Lookup,,#REF!),0),#REF!)),\"\")","v":""},{"$f":"IF(OR($F74=\"X\",$F74=\"x\"),IF(INDEX(BPF_Summary_Lookup,MATCH($B74,INDEX(BPF_Summary_Lookup,,#REF!),0),#REF!)=FALSE,\"\",INDEX(BPF_Summary_Lookup,MATCH($B74,INDEX(BPF_Summary_Lookup,,#REF!),0),#REF!)),\"\")","v":""},{"$f":"IFERROR(INDEX(Ref_UnitConversions_Energy_Content_kBtu_Unit,IFERROR(MATCH($CL$72&INDEX(RE_EC_EnergyTypes,MATCH($CL$72,INDEX(RE_EC_EnergyTypes,,1),0),2),Ref_UnitConversions_Energy_Units_Lookup,0),MATCH(\"All\"&INDEX(RE_EC_EnergyTypes,MATCH($CL$72,INDEX(RE_EC_EnergyTypes,,1),0),2),Ref_UnitConversions_Energy_Units_Lookup,0)),),\"\")","v":3.4119999999999999},{"$f":"IFERROR(CR74*CT74/CL74,\"\")","v":""},{"$f":"IFERROR(INDEX(Ref_UnitConversions_Energy_Content_kBtu_Unit,IFERROR(MATCH($CM$72&INDEX(RE_EC_EnergyTypes,MATCH($CM$72,INDEX(RE_EC_EnergyTypes,,1),0),2),Ref_UnitConversions_Energy_Units_Lookup,0),MATCH(\"All\"&INDEX(RE_EC_EnergyTypes,MATCH($CM$72,INDEX(RE_EC_EnergyTypes,,1),0),2),Ref_UnitConversions_Energy_Units_Lookup,0)),),\"\")","v":102.9},{"$f":"IFERROR(CS74*CV74/CM74,\"\")","v":""}]
[null,2,{"$f":"IF(INDEX(ProgSetup_Program_List,B75,)=\"\",5/0, IF(ProgSetup_Miscellaneous_Customization=TRUE,1,5/0))","v":{"$error":"#DIV/0!"}},null,{"$f":"INDEX(ProgSetup_Program_List,B75,1)& \"\"","v":""},null,{"$f":"IF(OR($F75=\"X\",$F75=\"x\"),IF(G$68=\"\",\"\",IF(INDEX(BPF_Summary_Lookup,MATCH($B75,INDEX(BPF_Summary_Lookup,,#REF!),0),#REF!)=FALSE,\"\",IF(G$68=\"Electricity\",$CU75,IF(G$68=\"Natural Gas\",$CW75,\"\")))),\"\")","v":""},{"$f":"IF(OR($F75=\"X\",$F75=\"x\"),IF(INDEX(BPF_Summary_Lookup,MATCH($B75,INDEX(BPF_Summary_Lookup,,#REF!),0),#REF!)=FALSE,\"\",IF(H$68=\"Electricity\",INDEX(BPF_Summary_Lookup,MATCH($B75,INDEX(BPF_Summary_Lookup,,#REF!),0),#REF!)*1000*0.000453592,IF(H$68=\"Natural Gas\",INDEX(BPF_Summary_Lookup,MATCH($B75,INDEX(BPF_Summary_Lookup,,#REF!),0),#REF!)*1000*0.000453592,\"\"))),\"\")","v":""},{"$f":"IF(OR($F75=\"X\",$F75=\"x\"),IF(INDEX(BPF_Summary_Lookup,MATCH($B75,INDEX(BPF_Summary_Lookup,,#REF!),0),#REF!)=FALSE,\"\",IF(I$68=\"Electricity\",INDEX(BPF_Summary_Lookup,MATCH($B75,INDEX(BPF_Summary_Lookup,,#REF!),0),#REF!),IF(I$68=\"Natural Gas\",INDEX(BPF_Summary_Lookup,MATCH($B75,INDEX(BPF_Summary_Lookup,,#REF!),0),#REF!),\"\"))),\"\")","v":""},{"$f":"IF(OR($F75=\"X\",$F75=\"x\"),IF(J$68=\"\",\"\",IF(INDEX(BPF_Summary_Lookup,MATCH($B75,INDEX(BPF_Summary_Lookup,,#REF!),0),#REF!)=FALSE,\"\",IF(J$68=\"Electricity\",$CO75,IF(J$68=\"Natural Gas\",$CQ75,\"\")))),\"\")","v":""},{"$f":"IF(OR($F75=\"X\",$F75=\"x\"),IF(K$68=\"\",\"\",IF(INDEX(BPF_Summary_Lookup,MATCH($B75,INDEX(BPF_Summary_Lookup,,#REF!),0),#REF!)=FALSE,\"\",IF(K$68=\"Electricity\",$CU75,IF(K$68=\"Natural Gas\",$CW75,\"\")))),\"\")","v":""},{"$f":"IF(OR($F75=\"X\",$F75=\"x\"),IF(INDEX(BPF_Summary_Lookup,MATCH($B75,INDEX(BPF_Summary_Lookup,,#REF!),0),#REF!)=FALSE,\"\",IF(L$68=\"Electricity\",INDEX(BPF_Summary_Lookup,MATCH($B75,INDEX(BPF_Summary_Lookup,,#REF!),0),#REF!)*1000*0.000453592,IF(L$68=\"Natural Gas\",INDEX(BPF_Summary_Lookup,MATCH($B75,INDEX(BPF_Summary_Lookup,,#REF!),0),#REF!)*1000*0.000453592,\"\"))),\"\")","v":""},{"$f":"IF(OR($F75=\"X\",$F75=\"x\"),IF(INDEX(BPF_Summary_Lookup,MATCH($B75,INDEX(BPF_Summary_Lookup,,#REF!),0),#REF!)=FALSE,\"\",IF(M$68=\"Electricity\",INDEX(BPF_Summary_Lookup,MATCH($B75,INDEX(BPF_Summary_Lookup,,#REF!),0),#REF!),IF(M$68=\"Natural Gas\",INDEX(BPF_Summary_Lookup,MATCH($B75,INDEX(BPF_Summary_Lookup,,#REF!),0),#REF!),\"\"))),\"\")","v":""},{"$f":"IF(OR($F75=\"X\",$F75=\"x\"),IF(N$68=\"\",\"\",IF(INDEX(BPF_Summary_Lookup,MATCH($B75,INDEX(BPF_Summary_Lookup,,#REF!),0),#REF!)=FALSE,\"\",IF(N$68=\"Electricity\",$CO75,IF(N$68=\"Natural Gas\",$CQ75,\"\")))),\"\")","v":""},{"$f":"IF(OR($F75=\"X\",$F75=\"x\"),IF(O$68=\"\",\"\",IF(INDEX(BPF_Summary_Lookup,MATCH($B75,INDEX(BPF_Summary_Lookup,,#REF!),0),#REF!)=FALSE,\"\",IF(O$68=\"Electricity\",$CU75,IF(O$68=\"Natural Gas\",$CW75,\"\")))),\"\")","v":""},{"$f":"IF(OR($F75=\"X\",$F75=\"x\"),IF(INDEX(BPF_Summary_Lookup,MATCH($B75,INDEX(BPF_Summary_Lookup,,#REF!),0),#REF!)=FALSE,\"\",IF(P$68=\"Electricity\",INDEX(BPF_Summary_Lookup,MATCH($B75,INDEX(BPF_Summary_Lookup,,#REF!),0),#REF!)*1000*0.000453592,IF(P$68=\"Natural Gas\",INDEX(BPF_Summary_Lookup,MATCH($B75,INDEX(BPF_Summary_Lookup,,#REF!),0),#REF!)*1000*0.000453592,\"\"))),\"\")","v":""},{"$f":"IF(OR($F75=\"X\",$F75=\"x\"),IF(INDEX(BPF_Summary_Lookup,MATCH($B75,INDEX(BPF_Summary_Lookup,,#REF!),0),#REF!)=FALSE,\"\",IF(Q$68=\"Electricity\",INDEX(BPF_Summary_Lookup,MATCH($B75,INDEX(BPF_Summary_Lookup,,#REF!),0),#REF!),IF(Q$68=\"Natural Gas\",INDEX(BPF_Summary_Lookup,MATCH($B75,INDEX(BPF_Summary_Lookup,,#REF!),0),#REF!),\"\"))),\"\")","v":""},{"$f":"IF(OR($F75=\"X\",$F75=\"x\"),IF(R$68=\"\",\"\",IF(INDEX(BPF_Summary_Lookup,MATCH($B75,INDEX(BPF_Summary_Lookup,,#REF!),0),#REF!)=FALSE,\"\",IF(R$68=\"Electricity\",$CO75,IF(R$68=\"Natural Gas\",$CQ75,\"\")))),\"\")","v":""},{"$f":"IF(OR($F75=\"X\",$F75=\"x\"),IF(S$68=\"\",\"\",IF(INDEX(BPF_Summary_Lookup,MATCH($B75,INDEX(BPF_Summary_Lookup,,#REF!),0),#REF!)=FALSE,\"\",IF(S$68=\"Electricity\",$CU75,IF(S$68=\"Natural Gas\",$CW75,\"\")))),\"\")","v":""},{"$f":"IF(OR($F75=\"X\",$F75=\"x\"),IF(INDEX(BPF_Summary_Lookup,MATCH($B75,INDEX(BPF_Summary_Lookup,,#REF!),0),#REF!)=FALSE,\"\",IF(T$68=\"Electricity\",INDEX(BPF_Summary_Lookup,MATCH($B75,INDEX(BPF_Summary_Lookup,,#REF!),0),#REF!)*1000*0.000453592,IF(T$68=\"Natural Gas\",INDEX(BPF_Summary_Lookup,MATCH($B75,INDEX(BPF_Summary_Lookup,,#REF!),0),#REF!)*1000*0.000453592,\"\"))),\"\")","v":""},{"$f":"IF(OR($F75=\"X\",$F75=\"x\"),IF(INDEX(BPF_Summary_Lookup,MATCH($B75,INDEX(BPF_Summary_Lookup,,#REF!),0),#REF!)=FALSE,\"\",IF(U$68=\"Electricity\",INDEX(BPF_Summary_Lookup,MATCH($B75,INDEX(BPF_Summary_Lookup,,#REF!),0),#REF!),IF(U$68=\"Natural Gas\",INDEX(BPF_Summary_Lookup,MATCH($B75,INDEX(BPF_Summary_Lookup,,#REF!),0),#REF!),\"\"))),\"\")","v":""},{"$f":"IF(OR($F75=\"X\",$F75=\"x\"),IF(V$68=\"\",\"\",IF(INDEX(BPF_Summary_Lookup,MATCH($B75,INDEX(BPF_Summary_Lookup,,#REF!),0),#REF!)=FALSE,\"\",IF(V$68=\"Electricity\",$CO75,IF(V$68=\"Natural Gas\",$CQ75,\"\")))),\"\")","v":""},{"$f":"IF(OR($F75=\"X\",$F75=\"x\"),IF(W$68=\"\",\"\",IF(INDEX(BPF_Summary_Lookup,MATCH($B75,INDEX(BPF_Summary_Lookup,,#REF!),0),#REF!)=FALSE,\"\",IF(W$68=\"Electricity\",$CU75,IF(W$68=\"Natural Gas\",$CW75,\"\")))),\"\")","v":""},{"$f":"IF(OR($F75=\"X\",$F75=\"x\"),IF(INDEX(BPF_Summary_Lookup,MATCH($B75,INDEX(BPF_Summary_Lookup,,#REF!),0),#REF!)=FALSE,\"\",IF(X$68=\"Electricity\",INDEX(BPF_Summary_Lookup,MATCH($B75,INDEX(BPF_Summary_Lookup,,#REF!),0),#REF!)*1000*0.000453592,IF(X$68=\"Natural Gas\",INDEX(BPF_Summary_Lookup,MATCH($B75,INDEX(BPF_Summary_Lookup,,#REF!),0),#REF!)*1000*0.000453592,\"\"))),\"\")","v":""},{"$f":"IF(OR($F75=\"X\",$F75=\"x\"),IF(INDEX(BPF_Summary_Lookup,MATCH($B75,INDEX(BPF_Summary_Lookup,,#REF!),0),#REF!)=FALSE,\"\",IF(Y$68=\"Electricity\",INDEX(BPF_Summary_Lookup,MATCH($B75,INDEX(BPF_Summary_Lookup,,#REF!),0),#REF!),IF(Y$68=\"Natural Gas\",INDEX(BPF_Summary_Lookup,MATCH($B75,INDEX(BPF_Summary_Lookup,,#REF!),0),#REF!),\"\"))),\"\")","v":""},{"$f":"IF(OR($F75=\"X\",$F75=\"x\"),IF(Z$68=\"\",\"\",IF(INDEX(BPF_Summary_Lookup,MATCH($B75,INDEX(BPF_Summary_Lookup,,#REF!),0),#REF!)=FALSE,\"\",IF(Z$68=\"Electricity\",$CO75,IF(Z$68=\"Natural Gas\",$CQ75,\"\")))),\"\")","v":""},{"$f":"IF(OR($F75=\"X\",$F75=\"x\"),IF(AA$68=\"\",\"\",IF(INDEX(BPF_Summary_Lookup,MATCH($B75,INDEX(BPF_Summary_Lookup,,#REF!),0),#REF!)=FALSE,\"\",IF(AA$68=\"Electricity\",$CU75,IF(AA$68=\"Natural Gas\",$CW75,\"\")))),\"\")","v":""},{"$f":"IF(OR($F75=\"X\",$F75=\"x\"),IF(INDEX(BPF_Summary_Lookup,MATCH($B75,INDEX(BPF_Summary_Lookup,,#REF!),0),#REF!)=FALSE,\"\",IF(AB$68=\"Electricity\",INDEX(BPF_Summary_Lookup,MATCH($B75,INDEX(BPF_Summary_Lookup,,#REF!),0),#REF!)*1000*0.000453592,IF(AB$68=\"Natural Gas\",INDEX(BPF_Summary_Lookup,MATCH($B75,INDEX(BPF_Summary_Lookup,,#REF!),0),#REF!)*1000*0.000453592,\"\"))),\"\")","v":""},{"$f":"IF(OR($F75=\"X\",$F75=\"x\"),IF(INDEX(BPF_Summary_Lookup,MATCH($B75,INDEX(BPF_Summary_Lookup,,#REF!),0),#REF!)=FALSE,\"\",IF(AC$68=\"Electricity\",INDEX(BPF_Summary_Lookup,MATCH($B75,INDEX(BPF_Summary_Lookup,,#REF!),0),#REF!),IF(AC$68=\"Natural Gas\",INDEX(BPF_Summary_Lookup,MATCH($B75,INDEX(BPF_Summary_Lookup,,#REF!),0),#REF!),\"\"))),\"\")","v":""},{"$f":"IF(OR($F75=\"X\",$F75=\"x\"),IF(AD$68=\"\",\"\",IF(INDEX(BPF_Summary_Lookup,MATCH($B75,INDEX(BPF_Summary_Lookup,,#REF!),0),#REF!)=FALSE,\"\",IF(AD$68=\"Electricity\",$CO75,IF(AD$68=\"Natural Gas\",$CQ75,\"\")))),\"\")","v":""},{"$f":"IF(OR($F75=\"X\",$F75=\"x\"),IF(AE$68=\"\",\"\",IF(INDEX(BPF_Summary_Lookup,MATCH($B75,INDEX(BPF_Summary_Lookup,,#REF!),0),#REF!)=FALSE,\"\",IF(AE$68=\"Electricity\",$CU75,IF(AE$68=\"Natural Gas\",$CW75,\"\")))),\"\")","v":""},{"$f":"IF(OR($F75=\"X\",$F75=\"x\"),IF(INDEX(BPF_Summary_Lookup,MATCH($B75,INDEX(BPF_Summary_Lookup,,#REF!),0),#REF!)=FALSE,\"\",IF(AF$68=\"Electricity\",INDEX(BPF_Summary_Lookup,MATCH($B75,INDEX(BPF_Summary_Lookup,,#REF!),0),#REF!)*1000*0.000453592,IF(AF$68=\"Natural Gas\",INDEX(BPF_Summary_Lookup,MATCH($B75,INDEX(BPF_Summary_Lookup,,#REF!),0),#REF!)*1000*0.000453592,\"\"))),\"\")","v":""},{"$f":"IF(OR($F75=\"X\",$F75=\"x\"),IF(INDEX(BPF_Summary_Lookup,MATCH($B75,INDEX(BPF_Summary_Lookup,,#REF!),0),#REF!)=FALSE,\"\",IF(AG$68=\"Electricity\",INDEX(BPF_Summary_Lookup,MATCH($B75,INDEX(BPF_Summary_Lookup,,#REF!),0),#REF!),IF(AG$68=\"Natural Gas\",INDEX(BPF_Summary_Lookup,MATCH($B75,INDEX(BPF_Summary_Lookup,,#REF!),0),#REF!),\"\"))),\"\")","v":""},{"$f":"IF(OR($F75=\"X\",$F75=\"x\"),IF(AH$68=\"\",\"\",IF(INDEX(BPF_Summary_Lookup,MATCH($B75,INDEX(BPF_Summary_Lookup,,#REF!),0),#REF!)=FALSE,\"\",IF(AH$68=\"Electricity\",$CO75,IF(AH$68=\"Natural Gas\",$CQ75,\"\")))),\"\")","v":""},{"$f":"IF(OR($F75=\"X\",$F75=\"x\"),IF(AI$68=\"\",\"\",IF(INDEX(BPF_Summary_Lookup,MATCH($B75,INDEX(BPF_Summary_Lookup,,#REF!),0),#REF!)=FALSE,\"\",IF(AI$68=\"Electricity\",$CU75,IF(AI$68=\"Natural Gas\",$CW75,\"\")))),\"\")","v":""},{"$f":"IF(OR($F75=\"X\",$F75=\"x\"),IF(INDEX(BPF_Summary_Lookup,MATCH($B75,INDEX(BPF_Summary_Lookup,,#REF!),0),#REF!)=FALSE,\"\",IF(AJ$68=\"Electricity\",INDEX(BPF_Summary_Lookup,MATCH($B75,INDEX(BPF_Summary_Lookup,,#REF!),0),#REF!)*1000*0.000453592,IF(AJ$68=\"Natural Gas\",INDEX(BPF_Summary_Lookup,MATCH($B75,INDEX(BPF_Summary_Lookup,,#REF!),0),#REF!)*1000*0.000453592,\"\"))),\"\")","v":""},{"$f":"IF(OR($F75=\"X\",$F75=\"x\"),IF(INDEX(BPF_Summary_Lookup,MATCH($B75,INDEX(BPF_Summary_Lookup,,#REF!),0),#REF!)=FALSE,\"\",IF(AK$68=\"Electricity\",INDEX(BPF_Summary_Lookup,MATCH($B75,INDEX(BPF_Summary_Lookup,,#REF!),0),#REF!),IF(AK$68=\"Natural Gas\",INDEX(BPF_Summary_Lookup,MATCH($B75,INDEX(BPF_Summary_Lookup,,#REF!),0),#REF!),\"\"))),\"\")","v":""},{"$f":"IF(OR($F75=\"X\",$F75=\"x\"),IF(AL$68=\"\",\"\",IF(INDEX(BPF_Summary_Lookup,MATCH($B75,INDEX(BPF_Summary_Lookup,,#REF!),0),#REF!)=FALSE,\"\",IF(AL$68=\"Electricity\",$CO75,IF(AL$68=\"Natural Gas\",$CQ75,\"\")))),\"\")","v":""},{"$f":"IF(OR($F75=\"X\",$F75=\"x\"),IF(AM$68=\"\",\"\",IF(INDEX(BPF_Summary_Lookup,MATCH($B75,INDEX(BPF_Summary_Lookup,,#REF!),0),#REF!)=FALSE,\"\",IF(AM$68=\"Electricity\",$CU75,IF(AM$68=\"Natural Gas\",$CW75,\"\")))),\"\")","v":""},{"$f":"IF(OR($F75=\"X\",$F75=\"x\"),IF(INDEX(BPF_Summary_Lookup,MATCH($B75,INDEX(BPF_Summary_Lookup,,#REF!),0),#REF!)=FALSE,\"\",IF(AN$68=\"Electricity\",INDEX(BPF_Summary_Lookup,MATCH($B75,INDEX(BPF_Summary_Lookup,,#REF!),0),#REF!)*1000*0.000453592,IF(AN$68=\"Natural Gas\",INDEX(BPF_Summary_Lookup,MATCH($B75,INDEX(BPF_Summary_Lookup,,#REF!),0),#REF!)*1000*0.000453592,\"\"))),\"\")","v":""},{"$f":"IF(OR($F75=\"X\",$F75=\"x\"),IF(INDEX(BPF_Summary_Lookup,MATCH($B75,INDEX(BPF_Summary_Lookup,,#REF!),0),#REF!)=FALSE,\"\",IF(AO$68=\"Electricity\",INDEX(BPF_Summary_Lookup,MATCH($B75,INDEX(BPF_Summary_Lookup,,#REF!),0),#REF!),IF(AO$68=\"Natural Gas\",INDEX(BPF_Summary_Lookup,MATCH($B75,INDEX(BPF_Summary_Lookup,,#REF!),0),#REF!),\"\"))),\"\")","v":""},{"$f":"IF(OR($F75=\"X\",$F75=\"x\"),IF(AP$68=\"\",\"\",IF(INDEX(BPF_Summary_Lookup,MATCH($B75,INDEX(BPF_Summary_Lookup,,#REF!),0),#REF!)=FALSE,\"\",IF(AP$68=\"Electricity\",$CO75,IF(AP$68=\"Natural Gas\",$CQ75,\"\")))),\"\")","v":""},{"$f":"IF(OR($F75=\"X\",$F75=\"x\"),IF(AQ$68=\"\",\"\",IF(INDEX(BPF_Summary_Lookup,MATCH($B75,INDEX(BPF_Summary_Lookup,,#REF!),0),#REF!)=FALSE,\"\",IF(AQ$68=\"Electricity\",$CU75,IF(AQ$68=\"Natural Gas\",$CW75,\"\")))),\"\")","v":""},{"$f":"IF(OR($F75=\"X\",$F75=\"x\"),IF(INDEX(BPF_Summary_Lookup,MATCH($B75,INDEX(BPF_Summary_Lookup,,#REF!),0),#REF!)=FALSE,\"\",IF(AR$68=\"Electricity\",INDEX(BPF_Summary_Lookup,MATCH($B75,INDEX(BPF_Summary_Lookup,,#REF!),0),#REF!)*1000*0.000453592,IF(AR$68=\"Natural Gas\",INDEX(BPF_Summary_Lookup,MATCH($B75,INDEX(BPF_Summary_Lookup,,#REF!),0),#REF!)*1000*0.000453592,\"\"))),\"\")","v":""},{"$f":"IF(OR($F75=\"X\",$F75=\"x\"),IF(INDEX(BPF_Summary_Lookup,MATCH($B75,INDEX(BPF_Summary_Lookup,,#REF!),0),#REF!)=FALSE,\"\",IF(AS$68=\"Electricity\",INDEX(BPF_Summary_Lookup,MATCH($B75,INDEX(BPF_Summary_Lookup,,#REF!),0),#REF!),IF(AS$68=\"Natural Gas\",INDEX(BPF_Summary_Lookup,MATCH($B75,INDEX(BPF_Summary_Lookup,,#REF!),0),#REF!),\"\"))),\"\")","v":""},{"$f":"IF(OR($F75=\"X\",$F75=\"x\"),IF(AT$68=\"\",\"\",IF(INDEX(BPF_Summary_Lookup,MATCH($B75,INDEX(BPF_Summary_Lookup,,#REF!),0),#REF!)=FALSE,\"\",IF(AT$68=\"Electricity\",$CO75,IF(AT$68=\"Natural Gas\",$CQ75,\"\")))),\"\")","v":""},null,null,null,{"$f":"IF(OR($F75=\"X\",$F75=\"x\"),IF(G$68=\"\",\"\",IF(INDEX(BPF_Summary_Lookup,MATCH($B75,INDEX(BPF_Summary_Lookup,,#REF!),0),#REF!)=FALSE,\"\",IF(G$68=\"Electricity\",$CU75,IF(G$68=\"Natural Gas\",$CW75,\"\")))),\"\")","v":""},{"$f":"IF(OR($F75=\"X\",$F75=\"x\"),IF(INDEX(BPF_Summary_Lookup,MATCH($B75,INDEX(BPF_Summary_Lookup,,#REF!),0),#REF!)=FALSE,\"\",IF(H$68=\"Electricity\",INDEX(BPF_Summary_Lookup,MATCH($B75,INDEX(BPF_Summary_Lookup,,#REF!),0),#REF!)*1000*0.000453592,IF(H$68=\"Natural Gas\",INDEX(BPF_Summary_Lookup,MATCH($B75,INDEX(BPF_Summary_Lookup,,#REF!),0),#REF!)*1000*0.000453592,\"\"))),\"\")","v":""},{"$f":"IF(OR($F75=\"X\",$F75=\"x\"),IF(INDEX(BPF_Summary_Lookup,MATCH($B75,INDEX(BPF_Summary_Lookup,,#REF!),0),#REF!)=FALSE,\"\",IF(I$68=\"Electricity\",INDEX(BPF_Summary_Lookup,MATCH($B75,INDEX(BPF_Summary_Lookup,,#REF!),0),#REF!),IF(I$68=\"Natural Gas\",INDEX(BPF_Summary_Lookup,MATCH($B75,INDEX(BPF_Summary_Lookup,,#REF!),0),#REF!),\"\"))),\"\")","v":""},{"$f":"IF(OR($F75=\"X\",$F75=\"x\"),IF(J$68=\"\",\"\",IF(INDEX(BPF_Summary_Lookup,MATCH($B75,INDEX(BPF_Summary_Lookup,,#REF!),0),#REF!)=FALSE,\"\",IF(J$68=\"Electricity\",$CO75,IF(J$68=\"Natural Gas\",$CQ75,\"\")))),\"\")","v":""},{"$f":"IF(OR($F75=\"X\",$F75=\"x\"),IF(K$68=\"\",\"\",IF(INDEX(BPF_Summary_Lookup,MATCH($B75,INDEX(BPF_Summary_Lookup,,#REF!),0),#REF!)=FALSE,\"\",IF(K$68=\"Electricity\",$CU75,IF(K$68=\"Natural Gas\",$CW75,\"\")))),\"\")","v":""},{"$f":"IF(OR($F75=\"X\",$F75=\"x\"),IF(INDEX(BPF_Summary_Lookup,MATCH($B75,INDEX(BPF_Summary_Lookup,,#REF!),0),#REF!)=FALSE,\"\",IF(L$68=\"Electricity\",INDEX(BPF_Summary_Lookup,MATCH($B75,INDEX(BPF_Summary_Lookup,,#REF!),0),#REF!)*1000*0.000453592,IF(L$68=\"Natural Gas\",INDEX(BPF_Summary_Lookup,MATCH($B75,INDEX(BPF_Summary_Lookup,,#REF!),0),#REF!)*1000*0.000453592,\"\"))),\"\")","v":""},{"$f":"IF(OR($F75=\"X\",$F75=\"x\"),IF(INDEX(BPF_Summary_Lookup,MATCH($B75,INDEX(BPF_Summary_Lookup,,#REF!),0),#REF!)=FALSE,\"\",IF(M$68=\"Electricity\",INDEX(BPF_Summary_Lookup,MATCH($B75,INDEX(BPF_Summary_Lookup,,#REF!),0),#REF!),IF(M$68=\"Natural Gas\",INDEX(BPF_Summary_Lookup,MATCH($B75,INDEX(BPF_Summary_Lookup,,#REF!),0),#REF!),\"\"))),\"\")","v":""},{"$f":"IF(OR($F75=\"X\",$F75=\"x\"),IF(N$68=\"\",\"\",IF(INDEX(BPF_Summary_Lookup,MATCH($B75,INDEX(BPF_Summary_Lookup,,#REF!),0),#REF!)=FALSE,\"\",IF(N$68=\"Electricity\",$CO75,IF(N$68=\"Natural Gas\",$CQ75,\"\")))),\"\")","v":""},{"$f":"IF(OR($F75=\"X\",$F75=\"x\"),IF(O$68=\"\",\"\",IF(INDEX(BPF_Summary_Lookup,MATCH($B75,INDEX(BPF_Summary_Lookup,,#REF!),0),#REF!)=FALSE,\"\",IF(O$68=\"Electricity\",$CU75,IF(O$68=\"Natural Gas\",$CW75,\"\")))),\"\")","v":""},{"$f":"IF(OR($F75=\"X\",$F75=\"x\"),IF(INDEX(BPF_Summary_Lookup,MATCH($B75,INDEX(BPF_Summary_Lookup,,#REF!),0),#REF!)=FALSE,\"\",IF(P$68=\"Electricity\",INDEX(BPF_Summary_Lookup,MATCH($B75,INDEX(BPF_Summary_Lookup,,#REF!),0),#REF!)*1000*0.000453592,IF(P$68=\"Natural Gas\",INDEX(BPF_Summary_Lookup,MATCH($B75,INDEX(BPF_Summary_Lookup,,#REF!),0),#REF!)*1000*0.000453592,\"\"))),\"\")","v":""},{"$f":"IF(OR($F75=\"X\",$F75=\"x\"),IF(INDEX(BPF_Summary_Lookup,MATCH($B75,INDEX(BPF_Summary_Lookup,,#REF!),0),#REF!)=FALSE,\"\",IF(Q$68=\"Electricity\",INDEX(BPF_Summary_Lookup,MATCH($B75,INDEX(BPF_Summary_Lookup,,#REF!),0),#REF!),IF(Q$68=\"Natural Gas\",INDEX(BPF_Summary_Lookup,MATCH($B75,INDEX(BPF_Summary_Lookup,,#REF!),0),#REF!),\"\"))),\"\")","v":""},{"$f":"IF(OR($F75=\"X\",$F75=\"x\"),IF(R$68=\"\",\"\",IF(INDEX(BPF_Summary_Lookup,MATCH($B75,INDEX(BPF_Summary_Lookup,,#REF!),0),#REF!)=FALSE,\"\",IF(R$68=\"Electricity\",$CO75,IF(R$68=\"Natural Gas\",$CQ75,\"\")))),\"\")","v":""},{"$f":"IF(OR($F75=\"X\",$F75=\"x\"),IF(S$68=\"\",\"\",IF(INDEX(BPF_Summary_Lookup,MATCH($B75,INDEX(BPF_Summary_Lookup,,#REF!),0),#REF!)=FALSE,\"\",IF(S$68=\"Electricity\",$CU75,IF(S$68=\"Natural Gas\",$CW75,\"\")))),\"\")","v":""},{"$f":"IF(OR($F75=\"X\",$F75=\"x\"),IF(INDEX(BPF_Summary_Lookup,MATCH($B75,INDEX(BPF_Summary_Lookup,,#REF!),0),#REF!)=FALSE,\"\",IF(T$68=\"Electricity\",INDEX(BPF_Summary_Lookup,MATCH($B75,INDEX(BPF_Summary_Lookup,,#REF!),0),#REF!)*1000*0.000453592,IF(T$68=\"Natural Gas\",INDEX(BPF_Summary_Lookup,MATCH($B75,INDEX(BPF_Summary_Lookup,,#REF!),0),#REF!)*1000*0.000453592,\"\"))),\"\")","v":""},{"$f":"IF(OR($F75=\"X\",$F75=\"x\"),IF(INDEX(BPF_Summary_Lookup,MATCH($B75,INDEX(BPF_Summary_Lookup,,#REF!),0),#REF!)=FALSE,\"\",IF(U$68=\"Electricity\",INDEX(BPF_Summary_Lookup,MATCH($B75,INDEX(BPF_Summary_Lookup,,#REF!),0),#REF!),IF(U$68=\"Natural Gas\",INDEX(BPF_Summary_Lookup,MATCH($B75,INDEX(BPF_Summary_Lookup,,#REF!),0),#REF!),\"\"))),\"\")","v":""},{"$f":"IF(OR($F75=\"X\",$F75=\"x\"),IF(V$68=\"\",\"\",IF(INDEX(BPF_Summary_Lookup,MATCH($B75,INDEX(BPF_Summary_Lookup,,#REF!),0),#REF!)=FALSE,\"\",IF(V$68=\"Electricity\",$CO75,IF(V$68=\"Natural Gas\",$CQ75,\"\")))),\"\")","v":""},{"$f":"IF(OR($F75=\"X\",$F75=\"x\"),IF(W$68=\"\",\"\",IF(INDEX(BPF_Summary_Lookup,MATCH($B75,INDEX(BPF_Summary_Lookup,,#REF!),0),#REF!)=FALSE,\"\",IF(W$68=\"Electricity\",$CU75,IF(W$68=\"Natural Gas\",$CW75,\"\")))),\"\")","v":""},{"$f":"IF(OR($F75=\"X\",$F75=\"x\"),IF(INDEX(BPF_Summary_Lookup,MATCH($B75,INDEX(BPF_Summary_Lookup,,#REF!),0),#REF!)=FALSE,\"\",IF(X$68=\"Electricity\",INDEX(BPF_Summary_Lookup,MATCH($B75,INDEX(BPF_Summary_Lookup,,#REF!),0),#REF!)*1000*0.000453592,IF(X$68=\"Natural Gas\",INDEX(BPF_Summary_Lookup,MATCH($B75,INDEX(BPF_Summary_Lookup,,#REF!),0),#REF!)*1000*0.000453592,\"\"))),\"\")","v":""},{"$f":"IF(OR($F75=\"X\",$F75=\"x\"),IF(INDEX(BPF_Summary_Lookup,MATCH($B75,INDEX(BPF_Summary_Lookup,,#REF!),0),#REF!)=FALSE,\"\",IF(Y$68=\"Electricity\",INDEX(BPF_Summary_Lookup,MATCH($B75,INDEX(BPF_Summary_Lookup,,#REF!),0),#REF!),IF(Y$68=\"Natural Gas\",INDEX(BPF_Summary_Lookup,MATCH($B75,INDEX(BPF_Summary_Lookup,,#REF!),0),#REF!),\"\"))),\"\")","v":""},{"$f":"IF(OR($F75=\"X\",$F75=\"x\"),IF(Z$68=\"\",\"\",IF(INDEX(BPF_Summary_Lookup,MATCH($B75,INDEX(BPF_Summary_Lookup,,#REF!),0),#REF!)=FALSE,\"\",IF(Z$68=\"Electricity\",$CO75,IF(Z$68=\"Natural Gas\",$CQ75,\"\")))),\"\")","v":""},{"$f":"IF(OR($F75=\"X\",$F75=\"x\"),IF(AA$68=\"\",\"\",IF(INDEX(BPF_Summary_Lookup,MATCH($B75,INDEX(BPF_Summary_Lookup,,#REF!),0),#REF!)=FALSE,\"\",IF(AA$68=\"Electricity\",$CU75,IF(AA$68=\"Natural Gas\",$CW75,\"\")))),\"\")","v":""},{"$f":"IF(OR($F75=\"X\",$F75=\"x\"),IF(INDEX(BPF_Summary_Lookup,MATCH($B75,INDEX(BPF_Summary_Lookup,,#REF!),0),#REF!)=FALSE,\"\",IF(AB$68=\"Electricity\",INDEX(BPF_Summary_Lookup,MATCH($B75,INDEX(BPF_Summary_Lookup,,#REF!),0),#REF!)*1000*0.000453592,IF(AB$68=\"Natural Gas\",INDEX(BPF_Summary_Lookup,MATCH($B75,INDEX(BPF_Summary_Lookup,,#REF!),0),#REF!)*1000*0.000453592,\"\"))),\"\")","v":""},{"$f":"IF(OR($F75=\"X\",$F75=\"x\"),IF(INDEX(BPF_Summary_Lookup,MATCH($B75,INDEX(BPF_Summary_Lookup,,#REF!),0),#REF!)=FALSE,\"\",IF(AC$68=\"Electricity\",INDEX(BPF_Summary_Lookup,MATCH($B75,INDEX(BPF_Summary_Lookup,,#REF!),0),#REF!),IF(AC$68=\"Natural Gas\",INDEX(BPF_Summary_Lookup,MATCH($B75,INDEX(BPF_Summary_Lookup,,#REF!),0),#REF!),\"\"))),\"\")","v":""},{"$f":"IF(OR($F75=\"X\",$F75=\"x\"),IF(AD$68=\"\",\"\",IF(INDEX(BPF_Summary_Lookup,MATCH($B75,INDEX(BPF_Summary_Lookup,,#REF!),0),#REF!)=FALSE,\"\",IF(AD$68=\"Electricity\",$CO75,IF(AD$68=\"Natural Gas\",$CQ75,\"\")))),\"\")","v":""},{"$f":"IF(OR($F75=\"X\",$F75=\"x\"),IF(AE$68=\"\",\"\",IF(INDEX(BPF_Summary_Lookup,MATCH($B75,INDEX(BPF_Summary_Lookup,,#REF!),0),#REF!)=FALSE,\"\",IF(AE$68=\"Electricity\",$CU75,IF(AE$68=\"Natural Gas\",$CW75,\"\")))),\"\")","v":""},{"$f":"IF(OR($F75=\"X\",$F75=\"x\"),IF(INDEX(BPF_Summary_Lookup,MATCH($B75,INDEX(BPF_Summary_Lookup,,#REF!),0),#REF!)=FALSE,\"\",IF(AF$68=\"Electricity\",INDEX(BPF_Summary_Lookup,MATCH($B75,INDEX(BPF_Summary_Lookup,,#REF!),0),#REF!)*1000*0.000453592,IF(AF$68=\"Natural Gas\",INDEX(BPF_Summary_Lookup,MATCH($B75,INDEX(BPF_Summary_Lookup,,#REF!),0),#REF!)*1000*0.000453592,\"\"))),\"\")","v":""},{"$f":"IF(OR($F75=\"X\",$F75=\"x\"),IF(INDEX(BPF_Summary_Lookup,MATCH($B75,INDEX(BPF_Summary_Lookup,,#REF!),0),#REF!)=FALSE,\"\",IF(AG$68=\"Electricity\",INDEX(BPF_Summary_Lookup,MATCH($B75,INDEX(BPF_Summary_Lookup,,#REF!),0),#REF!),IF(AG$68=\"Natural Gas\",INDEX(BPF_Summary_Lookup,MATCH($B75,INDEX(BPF_Summary_Lookup,,#REF!),0),#REF!),\"\"))),\"\")","v":""},{"$f":"IF(OR($F75=\"X\",$F75=\"x\"),IF(AH$68=\"\",\"\",IF(INDEX(BPF_Summary_Lookup,MATCH($B75,INDEX(BPF_Summary_Lookup,,#REF!),0),#REF!)=FALSE,\"\",IF(AH$68=\"Electricity\",$CO75,IF(AH$68=\"Natural Gas\",$CQ75,\"\")))),\"\")","v":""},{"$f":"IF(OR($F75=\"X\",$F75=\"x\"),IF(AI$68=\"\",\"\",IF(INDEX(BPF_Summary_Lookup,MATCH($B75,INDEX(BPF_Summary_Lookup,,#REF!),0),#REF!)=FALSE,\"\",IF(AI$68=\"Electricity\",$CU75,IF(AI$68=\"Natural Gas\",$CW75,\"\")))),\"\")","v":""},{"$f":"IF(OR($F75=\"X\",$F75=\"x\"),IF(INDEX(BPF_Summary_Lookup,MATCH($B75,INDEX(BPF_Summary_Lookup,,#REF!),0),#REF!)=FALSE,\"\",IF(AJ$68=\"Electricity\",INDEX(BPF_Summary_Lookup,MATCH($B75,INDEX(BPF_Summary_Lookup,,#REF!),0),#REF!)*1000*0.000453592,IF(AJ$68=\"Natural Gas\",INDEX(BPF_Summary_Lookup,MATCH($B75,INDEX(BPF_Summary_Lookup,,#REF!),0),#REF!)*1000*0.000453592,\"\"))),\"\")","v":""},{"$f":"IF(OR($F75=\"X\",$F75=\"x\"),IF(INDEX(BPF_Summary_Lookup,MATCH($B75,INDEX(BPF_Summary_Lookup,,#REF!),0),#REF!)=FALSE,\"\",IF(AK$68=\"Electricity\",INDEX(BPF_Summary_Lookup,MATCH($B75,INDEX(BPF_Summary_Lookup,,#REF!),0),#REF!),IF(AK$68=\"Natural Gas\",INDEX(BPF_Summary_Lookup,MATCH($B75,INDEX(BPF_Summary_Lookup,,#REF!),0),#REF!),\"\"))),\"\")","v":""},{"$f":"IF(OR($F75=\"X\",$F75=\"x\"),IF(AL$68=\"\",\"\",IF(INDEX(BPF_Summary_Lookup,MATCH($B75,INDEX(BPF_Summary_Lookup,,#REF!),0),#REF!)=FALSE,\"\",IF(AL$68=\"Electricity\",$CO75,IF(AL$68=\"Natural Gas\",$CQ75,\"\")))),\"\")","v":""},{"$f":"IF(OR($F75=\"X\",$F75=\"x\"),IF(AM$68=\"\",\"\",IF(INDEX(BPF_Summary_Lookup,MATCH($B75,INDEX(BPF_Summary_Lookup,,#REF!),0),#REF!)=FALSE,\"\",IF(AM$68=\"Electricity\",$CU75,IF(AM$68=\"Natural Gas\",$CW75,\"\")))),\"\")","v":""},{"$f":"IF(OR($F75=\"X\",$F75=\"x\"),IF(INDEX(BPF_Summary_Lookup,MATCH($B75,INDEX(BPF_Summary_Lookup,,#REF!),0),#REF!)=FALSE,\"\",IF(AN$68=\"Electricity\",INDEX(BPF_Summary_Lookup,MATCH($B75,INDEX(BPF_Summary_Lookup,,#REF!),0),#REF!)*1000*0.000453592,IF(AN$68=\"Natural Gas\",INDEX(BPF_Summary_Lookup,MATCH($B75,INDEX(BPF_Summary_Lookup,,#REF!),0),#REF!)*1000*0.000453592,\"\"))),\"\")","v":""},{"$f":"IF(OR($F75=\"X\",$F75=\"x\"),IF(INDEX(BPF_Summary_Lookup,MATCH($B75,INDEX(BPF_Summary_Lookup,,#REF!),0),#REF!)=FALSE,\"\",IF(AO$68=\"Electricity\",INDEX(BPF_Summary_Lookup,MATCH($B75,INDEX(BPF_Summary_Lookup,,#REF!),0),#REF!),IF(AO$68=\"Natural Gas\",INDEX(BPF_Summary_Lookup,MATCH($B75,INDEX(BPF_Summary_Lookup,,#REF!),0),#REF!),\"\"))),\"\")","v":""},{"$f":"IF(OR($F75=\"X\",$F75=\"x\"),IF(AP$68=\"\",\"\",IF(INDEX(BPF_Summary_Lookup,MATCH($B75,INDEX(BPF_Summary_Lookup,,#REF!),0),#REF!)=FALSE,\"\",IF(AP$68=\"Electricity\",$CO75,IF(AP$68=\"Natural Gas\",$CQ75,\"\")))),\"\")","v":""},{"$f":"IF(OR($F75=\"X\",$F75=\"x\"),IF(AQ$68=\"\",\"\",IF(INDEX(BPF_Summary_Lookup,MATCH($B75,INDEX(BPF_Summary_Lookup,,#REF!),0),#REF!)=FALSE,\"\",IF(AQ$68=\"Electricity\",$CU75,IF(AQ$68=\"Natural Gas\",$CW75,\"\")))),\"\")","v":""},{"$f":"IF(OR($F75=\"X\",$F75=\"x\"),IF(INDEX(BPF_Summary_Lookup,MATCH($B75,INDEX(BPF_Summary_Lookup,,#REF!),0),#REF!)=FALSE,\"\",IF(AR$68=\"Electricity\",INDEX(BPF_Summary_Lookup,MATCH($B75,INDEX(BPF_Summary_Lookup,,#REF!),0),#REF!)*1000*0.000453592,IF(AR$68=\"Natural Gas\",INDEX(BPF_Summary_Lookup,MATCH($B75,INDEX(BPF_Summary_Lookup,,#REF!),0),#REF!)*1000*0.000453592,\"\"))),\"\")","v":""},{"$f":"IF(OR($F75=\"X\",$F75=\"x\"),IF(INDEX(BPF_Summary_Lookup,MATCH($B75,INDEX(BPF_Summary_Lookup,,#REF!),0),#REF!)=FALSE,\"\",IF(AS$68=\"Electricity\",INDEX(BPF_Summary_Lookup,MATCH($B75,INDEX(BPF_Summary_Lookup,,#REF!),0),#REF!),IF(AS$68=\"Natural Gas\",INDEX(BPF_Summary_Lookup,MATCH($B75,INDEX(BPF_Summary_Lookup,,#REF!),0),#REF!),\"\"))),\"\")","v":""},{"$f":"IF(OR($F75=\"X\",$F75=\"x\"),IF(AT$68=\"\",\"\",IF(INDEX(BPF_Summary_Lookup,MATCH($B75,INDEX(BPF_Summary_Lookup,,#REF!),0),#REF!)=FALSE,\"\",IF(AT$68=\"Electricity\",$CO75,IF(AT$68=\"Natural Gas\",$CQ75,\"\")))),\"\")","v":""},{"$f":"IF(OR($F75=\"X\",$F75=\"x\"),IF(INDEX(BPF_Summary_Lookup,MATCH($B75,INDEX(BPF_Summary_Lookup,,#REF!),0),#REF!)=FALSE,\"\",INDEX(BPF_Summary_Lookup,MATCH($B75,INDEX(BPF_Summary_Lookup,,#REF!),0),#REF!)),\"\")","v":""},{"$f":"IF(OR($F75=\"X\",$F75=\"x\"),IF(INDEX(BPF_Summary_Lookup,MATCH($B75,INDEX(BPF_Summary_Lookup,,#REF!),0),#REF!)=FALSE,\"\",INDEX(BPF_Summary_Lookup,MATCH($B75,INDEX(BPF_Summary_Lookup,,#REF!),0),#REF!)),\"\")","v":""},{"$f":"IFERROR(INDEX(Ref_UnitConversions_Energy_Content_kBtu_Unit,IFERROR(MATCH($CL$72&INDEX(RE_EC_EnergyTypes,MATCH($CL$72,INDEX(RE_EC_EnergyTypes,,1),0),2),Ref_UnitConversions_Energy_Units_Lookup,0),MATCH(\"All\"&INDEX(RE_EC_EnergyTypes,MATCH($CL$72,INDEX(RE_EC_EnergyTypes,,1),0),2),Ref_UnitConversions_Energy_Units_Lookup,0)),)/CL75,\"\")","v":""},{"$f":"IFERROR(CL75*CN75,\"\")","v":""},{"$f":"IFERROR(INDEX(Ref_UnitConversions_Energy_Content_kBtu_Unit,IFERROR(MATCH($CM$72&INDEX(RE_EC_EnergyTypes,MATCH($CM$72,INDEX(RE_EC_EnergyTypes,,1),0),2),Ref_UnitConversions_Energy_Units_Lookup,0),MATCH(\"All\"&INDEX(RE_EC_EnergyTypes,MATCH($CM$72,INDEX(RE_EC_EnergyTypes,,1),0),2),Ref_UnitConversions_Energy_Units_Lookup,0)),)/CM75,\"\")","v":""},{"$f":"IFERROR(CM75*CP75,\"\")","v":""},{"$f":"IF(OR($F75=\"X\",$F75=\"x\"),IF(INDEX(BPF_Summary_Lookup,MATCH($B75,INDEX(BPF_Summary_Lookup,,#REF!),0),#REF!)=FALSE,\"\",INDEX(BPF_Summary_Lookup,MATCH($B75,INDEX(BPF_Summary_Lookup,,#REF!),0),#REF!)),\"\")","v":""},{"$f":"IF(OR($F75=\"X\",$F75=\"x\"),IF(INDEX(BPF_Summary_Lookup,MATCH($B75,INDEX(BPF_Summary_Lookup,,#REF!),0),#REF!)=FALSE,\"\",INDEX(BPF_Summary_Lookup,MATCH($B75,INDEX(BPF_Summary_Lookup,,#REF!),0),#REF!)),\"\")","v":""},{"$f":"IFERROR(INDEX(Ref_UnitConversions_Energy_Content_kBtu_Unit,IFERROR(MATCH($CL$72&INDEX(RE_EC_EnergyTypes,MATCH($CL$72,INDEX(RE_EC_EnergyTypes,,1),0),2),Ref_UnitConversions_Energy_Units_Lookup,0),MATCH(\"All\"&INDEX(RE_EC_EnergyTypes,MATCH($CL$72,INDEX(RE_EC_EnergyTypes,,1),0),2),Ref_UnitConversions_Energy_Units_Lookup,0)),),\"\")","v":3.4119999999999999},{"$f":"IFERROR(CR75*CT75/CL75,\"\")","v":""},{"$f":"IFERROR(INDEX(Ref_UnitConversions_Energy_Content_kBtu_Unit,IFERROR(MATCH($CM$72&INDEX(RE_EC_EnergyTypes,MATCH($CM$72,INDEX(RE_EC_EnergyTypes,,1),0),2),Ref_UnitConversions_Energy_Units_Lookup,0),MATCH(\"All\"&INDEX(RE_EC_EnergyTypes,MATCH($CM$72,INDEX(RE_EC_EnergyTypes,,1),0),2),Ref_UnitConversions_Energy_Units_Lookup,0)),),\"\")","v":102.9},{"$f":"IFERROR(CS75*CV75/CM75,\"\")","v":""}]
[null,3,{"$f":"IF(INDEX(ProgSetup_Program_List,B76,)=\"\",5/0, IF(ProgSetup_Miscellaneous_Customization=TRUE,1,5/0))","v":{"$error":"#DIV/0!"}},null,{"$f":"INDEX(ProgSetup_Program_List,B76,1)& \"\"","v":""},null,{"$f":"IF(OR($F76=\"X\",$F76=\"x\"),IF(G$68=\"\",\"\",IF(INDEX(BPF_Summary_Lookup,MATCH($B76,INDEX(BPF_Summary_Lookup,,#REF!),0),#REF!)=FALSE,\"\",IF(G$68=\"Electricity\",$CU76,IF(G$68=\"Natural Gas\",$CW76,\"\")))),\"\")","v":""},{"$f":"IF(OR($F76=\"X\",$F76=\"x\"),IF(INDEX(BPF_Summary_Lookup,MATCH($B76,INDEX(BPF_Summary_Lookup,,#REF!),0),#REF!)=FALSE,\"\",IF(H$68=\"Electricity\",INDEX(BPF_Summary_Lookup,MATCH($B76,INDEX(BPF_Summary_Lookup,,#REF!),0),#REF!)*1000*0.000453592,IF(H$68=\"Natural Gas\",INDEX(BPF_Summary_Lookup,MATCH($B76,INDEX(BPF_Summary_Lookup,,#REF!),0),#REF!)*1000*0.000453592,\"\"))),\"\")","v":""},{"$f":"IF(OR($F76=\"X\",$F76=\"x\"),IF(INDEX(BPF_Summary_Lookup,MATCH($B76,INDEX(BPF_Summary_Lookup,,#REF!),0),#REF!)=FALSE,\"\",IF(I$68=\"Electricity\",INDEX(BPF_Summary_Lookup,MATCH($B76,INDEX(BPF_Summary_Lookup,,#REF!),0),#REF!),IF(I$68=\"Natural Gas\",INDEX(BPF_Summary_Lookup,MATCH($B76,INDEX(BPF_Summary_Lookup,,#REF!),0),#REF!),\"\"))),\"\")","v":""},{"$f":"IF(OR($F76=\"X\",$F76=\"x\"),IF(J$68=\"\",\"\",IF(INDEX(BPF_Summary_Lookup,MATCH($B76,INDEX(BPF_Summary_Lookup,,#REF!),0),#REF!)=FALSE,\"\",IF(J$68=\"Electricity\",$CO76,IF(J$68=\"Natural Gas\",$CQ76,\"\")))),\"\")","v":""},{"$f":"IF(OR($F76=\"X\",$F76=\"x\"),IF(K$68=\"\",\"\",IF(INDEX(BPF_Summary_Lookup,MATCH($B76,INDEX(BPF_Summary_Lookup,,#REF!),0),#REF!)=FALSE,\"\",IF(K$68=\"Electricity\",$CU76,IF(K$68=\"Natural Gas\",$CW76,\"\")))),\"\")","v":""},{"$f":"IF(OR($F76=\"X\",$F76=\"x\"),IF(INDEX(BPF_Summary_Lookup,MATCH($B76,INDEX(BPF_Summary_Lookup,,#REF!),0),#REF!)=FALSE,\"\",IF(L$68=\"Electricity\",INDEX(BPF_Summary_Lookup,MATCH($B76,INDEX(BPF_Summary_Lookup,,#REF!),0),#REF!)*1000*0.000453592,IF(L$68=\"Natural Gas\",INDEX(BPF_Summary_Lookup,MATCH($B76,INDEX(BPF_Summary_Lookup,,#REF!),0),#REF!)*1000*0.000453592,\"\"))),\"\")","v":""},{"$f":"IF(OR($F76=\"X\",$F76=\"x\"),IF(INDEX(BPF_Summary_Lookup,MATCH($B76,INDEX(BPF_Summary_Lookup,,#REF!),0),#REF!)=FALSE,\"\",IF(M$68=\"Electricity\",INDEX(BPF_Summary_Lookup,MATCH($B76,INDEX(BPF_Summary_Lookup,,#REF!),0),#REF!),IF(M$68=\"Natural Gas\",INDEX(BPF_Summary_Lookup,MATCH($B76,INDEX(BPF_Summary_Lookup,,#REF!),0),#REF!),\"\"))),\"\")","v":""},{"$f":"IF(OR($F76=\"X\",$F76=\"x\"),IF(N$68=\"\",\"\",IF(INDEX(BPF_Summary_Lookup,MATCH($B76,INDEX(BPF_Summary_Lookup,,#REF!),0),#REF!)=FALSE,\"\",IF(N$68=\"Electricity\",$CO76,IF(N$68=\"Natural Gas\",$CQ76,\"\")))),\"\")","v":""},{"$f":"IF(OR($F76=\"X\",$F76=\"x\"),IF(O$68=\"\",\"\",IF(INDEX(BPF_Summary_Lookup,MATCH($B76,INDEX(BPF_Summary_Lookup,,#REF!),0),#REF!)=FALSE,\"\",IF(O$68=\"Electricity\",$CU76,IF(O$68=\"Natural Gas\",$CW76,\"\")))),\"\")","v":""},{"$f":"IF(OR($F76=\"X\",$F76=\"x\"),IF(INDEX(BPF_Summary_Lookup,MATCH($B76,INDEX(BPF_Summary_Lookup,,#REF!),0),#REF!)=FALSE,\"\",IF(P$68=\"Electricity\",INDEX(BPF_Summary_Lookup,MATCH($B76,INDEX(BPF_Summary_Lookup,,#REF!),0),#REF!)*1000*0.000453592,IF(P$68=\"Natural Gas\",INDEX(BPF_Summary_Lookup,MATCH($B76,INDEX(BPF_Summary_Lookup,,#REF!),0),#REF!)*1000*0.000453592,\"\"))),\"\")","v":""},{"$f":"IF(OR($F76=\"X\",$F76=\"x\"),IF(INDEX(BPF_Summary_Lookup,MATCH($B76,INDEX(BPF_Summary_Lookup,,#REF!),0),#REF!)=FALSE,\"\",IF(Q$68=\"Electricity\",INDEX(BPF_Summary_Lookup,MATCH($B76,INDEX(BPF_Summary_Lookup,,#REF!),0),#REF!),IF(Q$68=\"Natural Gas\",INDEX(BPF_Summary_Lookup,MATCH($B76,INDEX(BPF_Summary_Lookup,,#REF!),0),#REF!),\"\"))),\"\")","v":""},{"$f":"IF(OR($F76=\"X\",$F76=\"x\"),IF(R$68=\"\",\"\",IF(INDEX(BPF_Summary_Lookup,MATCH($B76,INDEX(BPF_Summary_Lookup,,#REF!),0),#REF!)=FALSE,\"\",IF(R$68=\"Electricity\",$CO76,IF(R$68=\"Natural Gas\",$CQ76,\"\")))),\"\")","v":""},{"$f":"IF(OR($F76=\"X\",$F76=\"x\"),IF(S$68=\"\",\"\",IF(INDEX(BPF_Summary_Lookup,MATCH($B76,INDEX(BPF_Summary_Lookup,,#REF!),0),#REF!)=FALSE,\"\",IF(S$68=\"Electricity\",$CU76,IF(S$68=\"Natural Gas\",$CW76,\"\")))),\"\")","v":""},{"$f":"IF(OR($F76=\"X\",$F76=\"x\"),IF(INDEX(BPF_Summary_Lookup,MATCH($B76,INDEX(BPF_Summary_Lookup,,#REF!),0),#REF!)=FALSE,\"\",IF(T$68=\"Electricity\",INDEX(BPF_Summary_Lookup,MATCH($B76,INDEX(BPF_Summary_Lookup,,#REF!),0),#REF!)*1000*0.000453592,IF(T$68=\"Natural Gas\",INDEX(BPF_Summary_Lookup,MATCH($B76,INDEX(BPF_Summary_Lookup,,#REF!),0),#REF!)*1000*0.000453592,\"\"))),\"\")","v":""},{"$f":"IF(OR($F76=\"X\",$F76=\"x\"),IF(INDEX(BPF_Summary_Lookup,MATCH($B76,INDEX(BPF_Summary_Lookup,,#REF!),0),#REF!)=FALSE,\"\",IF(U$68=\"Electricity\",INDEX(BPF_Summary_Lookup,MATCH($B76,INDEX(BPF_Summary_Lookup,,#REF!),0),#REF!),IF(U$68=\"Natural Gas\",INDEX(BPF_Summary_Lookup,MATCH($B76,INDEX(BPF_Summary_Lookup,,#REF!),0),#REF!),\"\"))),\"\")","v":""},{"$f":"IF(OR($F76=\"X\",$F76=\"x\"),IF(V$68=\"\",\"\",IF(INDEX(BPF_Summary_Lookup,MATCH($B76,INDEX(BPF_Summary_Lookup,,#REF!),0),#REF!)=FALSE,\"\",IF(V$68=\"Electricity\",$CO76,IF(V$68=\"Natural Gas\",$CQ76,\"\")))),\"\")","v":""},{"$f":"IF(OR($F76=\"X\",$F76=\"x\"),IF(W$68=\"\",\"\",IF(INDEX(BPF_Summary_Lookup,MATCH($B76,INDEX(BPF_Summary_Lookup,,#REF!),0),#REF!)=FALSE,\"\",IF(W$68=\"Electricity\",$CU76,IF(W$68=\"Natural Gas\",$CW76,\"\")))),\"\")","v":""},{"$f":"IF(OR($F76=\"X\",$F76=\"x\"),IF(INDEX(BPF_Summary_Lookup,MATCH($B76,INDEX(BPF_Summary_Lookup,,#REF!),0),#REF!)=FALSE,\"\",IF(X$68=\"Electricity\",INDEX(BPF_Summary_Lookup,MATCH($B76,INDEX(BPF_Summary_Lookup,,#REF!),0),#REF!)*1000*0.000453592,IF(X$68=\"Natural Gas\",INDEX(BPF_Summary_Lookup,MATCH($B76,INDEX(BPF_Summary_Lookup,,#REF!),0),#REF!)*1000*0.000453592,\"\"))),\"\")","v":""},{"$f":"IF(OR($F76=\"X\",$F76=\"x\"),IF(INDEX(BPF_Summary_Lookup,MATCH($B76,INDEX(BPF_Summary_Lookup,,#REF!),0),#REF!)=FALSE,\"\",IF(Y$68=\"Electricity\",INDEX(BPF_Summary_Lookup,MATCH($B76,INDEX(BPF_Summary_Lookup,,#REF!),0),#REF!),IF(Y$68=\"Natural Gas\",INDEX(BPF_Summary_Lookup,MATCH($B76,INDEX(BPF_Summary_Lookup,,#REF!),0),#REF!),\"\"))),\"\")","v":""},{"$f":"IF(OR($F76=\"X\",$F76=\"x\"),IF(Z$68=\"\",\"\",IF(INDEX(BPF_Summary_Lookup,MATCH($B76,INDEX(BPF_Summary_Lookup,,#REF!),0),#REF!)=FALSE,\"\",IF(Z$68=\"Electricity\",$CO76,IF(Z$68=\"Natural Gas\",$CQ76,\"\")))),\"\")","v":""},{"$f":"IF(OR($F76=\"X\",$F76=\"x\"),IF(AA$68=\"\",\"\",IF(INDEX(BPF_Summary_Lookup,MATCH($B76,INDEX(BPF_Summary_Lookup,,#REF!),0),#REF!)=FALSE,\"\",IF(AA$68=\"Electricity\",$CU76,IF(AA$68=\"Natural Gas\",$CW76,\"\")))),\"\")","v":""},{"$f":"IF(OR($F76=\"X\",$F76=\"x\"),IF(INDEX(BPF_Summary_Lookup,MATCH($B76,INDEX(BPF_Summary_Lookup,,#REF!),0),#REF!)=FALSE,\"\",IF(AB$68=\"Electricity\",INDEX(BPF_Summary_Lookup,MATCH($B76,INDEX(BPF_Summary_Lookup,,#REF!),0),#REF!)*1000*0.000453592,IF(AB$68=\"Natural Gas\",INDEX(BPF_Summary_Lookup,MATCH($B76,INDEX(BPF_Summary_Lookup,,#REF!),0),#REF!)*1000*0.000453592,\"\"))),\"\")","v":""},{"$f":"IF(OR($F76=\"X\",$F76=\"x\"),IF(INDEX(BPF_Summary_Lookup,MATCH($B76,INDEX(BPF_Summary_Lookup,,#REF!),0),#REF!)=FALSE,\"\",IF(AC$68=\"Electricity\",INDEX(BPF_Summary_Lookup,MATCH($B76,INDEX(BPF_Summary_Lookup,,#REF!),0),#REF!),IF(AC$68=\"Natural Gas\",INDEX(BPF_Summary_Lookup,MATCH($B76,INDEX(BPF_Summary_Lookup,,#REF!),0),#REF!),\"\"))),\"\")","v":""},{"$f":"IF(OR($F76=\"X\",$F76=\"x\"),IF(AD$68=\"\",\"\",IF(INDEX(BPF_Summary_Lookup,MATCH($B76,INDEX(BPF_Summary_Lookup,,#REF!),0),#REF!)=FALSE,\"\",IF(AD$68=\"Electricity\",$CO76,IF(AD$68=\"Natural Gas\",$CQ76,\"\")))),\"\")","v":""},{"$f":"IF(OR($F76=\"X\",$F76=\"x\"),IF(AE$68=\"\",\"\",IF(INDEX(BPF_Summary_Lookup,MATCH($B76,INDEX(BPF_Summary_Lookup,,#REF!),0),#REF!)=FALSE,\"\",IF(AE$68=\"Electricity\",$CU76,IF(AE$68=\"Natural Gas\",$CW76,\"\")))),\"\")","v":""},{"$f":"IF(OR($F76=\"X\",$F76=\"x\"),IF(INDEX(BPF_Summary_Lookup,MATCH($B76,INDEX(BPF_Summary_Lookup,,#REF!),0),#REF!)=FALSE,\"\",IF(AF$68=\"Electricity\",INDEX(BPF_Summary_Lookup,MATCH($B76,INDEX(BPF_Summary_Lookup,,#REF!),0),#REF!)*1000*0.000453592,IF(AF$68=\"Natural Gas\",INDEX(BPF_Summary_Lookup,MATCH($B76,INDEX(BPF_Summary_Lookup,,#REF!),0),#REF!)*1000*0.000453592,\"\"))),\"\")","v":""},{"$f":"IF(OR($F76=\"X\",$F76=\"x\"),IF(INDEX(BPF_Summary_Lookup,MATCH($B76,INDEX(BPF_Summary_Lookup,,#REF!),0),#REF!)=FALSE,\"\",IF(AG$68=\"Electricity\",INDEX(BPF_Summary_Lookup,MATCH($B76,INDEX(BPF_Summary_Lookup,,#REF!),0),#REF!),IF(AG$68=\"Natural Gas\",INDEX(BPF_Summary_Lookup,MATCH($B76,INDEX(BPF_Summary_Lookup,,#REF!),0),#REF!),\"\"))),\"\")","v":""},{"$f":"IF(OR($F76=\"X\",$F76=\"x\"),IF(AH$68=\"\",\"\",IF(INDEX(BPF_Summary_Lookup,MATCH($B76,INDEX(BPF_Summary_Lookup,,#REF!),0),#REF!)=FALSE,\"\",IF(AH$68=\"Electricity\",$CO76,IF(AH$68=\"Natural Gas\",$CQ76,\"\")))),\"\")","v":""},{"$f":"IF(OR($F76=\"X\",$F76=\"x\"),IF(AI$68=\"\",\"\",IF(INDEX(BPF_Summary_Lookup,MATCH($B76,INDEX(BPF_Summary_Lookup,,#REF!),0),#REF!)=FALSE,\"\",IF(AI$68=\"Electricity\",$CU76,IF(AI$68=\"Natural Gas\",$CW76,\"\")))),\"\")","v":""},{"$f":"IF(OR($F76=\"X\",$F76=\"x\"),IF(INDEX(BPF_Summary_Lookup,MATCH($B76,INDEX(BPF_Summary_Lookup,,#REF!),0),#REF!)=FALSE,\"\",IF(AJ$68=\"Electricity\",INDEX(BPF_Summary_Lookup,MATCH($B76,INDEX(BPF_Summary_Lookup,,#REF!),0),#REF!)*1000*0.000453592,IF(AJ$68=\"Natural Gas\",INDEX(BPF_Summary_Lookup,MATCH($B76,INDEX(BPF_Summary_Lookup,,#REF!),0),#REF!)*1000*0.000453592,\"\"))),\"\")","v":""},{"$f":"IF(OR($F76=\"X\",$F76=\"x\"),IF(INDEX(BPF_Summary_Lookup,MATCH($B76,INDEX(BPF_Summary_Lookup,,#REF!),0),#REF!)=FALSE,\"\",IF(AK$68=\"Electricity\",INDEX(BPF_Summary_Lookup,MATCH($B76,INDEX(BPF_Summary_Lookup,,#REF!),0),#REF!),IF(AK$68=\"Natural Gas\",INDEX(BPF_Summary_Lookup,MATCH($B76,INDEX(BPF_Summary_Lookup,,#REF!),0),#REF!),\"\"))),\"\")","v":""},{"$f":"IF(OR($F76=\"X\",$F76=\"x\"),IF(AL$68=\"\",\"\",IF(INDEX(BPF_Summary_Lookup,MATCH($B76,INDEX(BPF_Summary_Lookup,,#REF!),0),#REF!)=FALSE,\"\",IF(AL$68=\"Electricity\",$CO76,IF(AL$68=\"Natural Gas\",$CQ76,\"\")))),\"\")","v":""},{"$f":"IF(OR($F76=\"X\",$F76=\"x\"),IF(AM$68=\"\",\"\",IF(INDEX(BPF_Summary_Lookup,MATCH($B76,INDEX(BPF_Summary_Lookup,,#REF!),0),#REF!)=FALSE,\"\",IF(AM$68=\"Electricity\",$CU76,IF(AM$68=\"Natural Gas\",$CW76,\"\")))),\"\")","v":""},{"$f":"IF(OR($F76=\"X\",$F76=\"x\"),IF(INDEX(BPF_Summary_Lookup,MATCH($B76,INDEX(BPF_Summary_Lookup,,#REF!),0),#REF!)=FALSE,\"\",IF(AN$68=\"Electricity\",INDEX(BPF_Summary_Lookup,MATCH($B76,INDEX(BPF_Summary_Lookup,,#REF!),0),#REF!)*1000*0.000453592,IF(AN$68=\"Natural Gas\",INDEX(BPF_Summary_Lookup,MATCH($B76,INDEX(BPF_Summary_Lookup,,#REF!),0),#REF!)*1000*0.000453592,\"\"))),\"\")","v":""},{"$f":"IF(OR($F76=\"X\",$F76=\"x\"),IF(INDEX(BPF_Summary_Lookup,MATCH($B76,INDEX(BPF_Summary_Lookup,,#REF!),0),#REF!)=FALSE,\"\",IF(AO$68=\"Electricity\",INDEX(BPF_Summary_Lookup,MATCH($B76,INDEX(BPF_Summary_Lookup,,#REF!),0),#REF!),IF(AO$68=\"Natural Gas\",INDEX(BPF_Summary_Lookup,MATCH($B76,INDEX(BPF_Summary_Lookup,,#REF!),0),#REF!),\"\"))),\"\")","v":""},{"$f":"IF(OR($F76=\"X\",$F76=\"x\"),IF(AP$68=\"\",\"\",IF(INDEX(BPF_Summary_Lookup,MATCH($B76,INDEX(BPF_Summary_Lookup,,#REF!),0),#REF!)=FALSE,\"\",IF(AP$68=\"Electricity\",$CO76,IF(AP$68=\"Natural Gas\",$CQ76,\"\")))),\"\")","v":""},{"$f":"IF(OR($F76=\"X\",$F76=\"x\"),IF(AQ$68=\"\",\"\",IF(INDEX(BPF_Summary_Lookup,MATCH($B76,INDEX(BPF_Summary_Lookup,,#REF!),0),#REF!)=FALSE,\"\",IF(AQ$68=\"Electricity\",$CU76,IF(AQ$68=\"Natural Gas\",$CW76,\"\")))),\"\")","v":""},{"$f":"IF(OR($F76=\"X\",$F76=\"x\"),IF(INDEX(BPF_Summary_Lookup,MATCH($B76,INDEX(BPF_Summary_Lookup,,#REF!),0),#REF!)=FALSE,\"\",IF(AR$68=\"Electricity\",INDEX(BPF_Summary_Lookup,MATCH($B76,INDEX(BPF_Summary_Lookup,,#REF!),0),#REF!)*1000*0.000453592,IF(AR$68=\"Natural Gas\",INDEX(BPF_Summary_Lookup,MATCH($B76,INDEX(BPF_Summary_Lookup,,#REF!),0),#REF!)*1000*0.000453592,\"\"))),\"\")","v":""},{"$f":"IF(OR($F76=\"X\",$F76=\"x\"),IF(INDEX(BPF_Summary_Lookup,MATCH($B76,INDEX(BPF_Summary_Lookup,,#REF!),0),#REF!)=FALSE,\"\",IF(AS$68=\"Electricity\",INDEX(BPF_Summary_Lookup,MATCH($B76,INDEX(BPF_Summary_Lookup,,#REF!),0),#REF!),IF(AS$68=\"Natural Gas\",INDEX(BPF_Summary_Lookup,MATCH($B76,INDEX(BPF_Summary_Lookup,,#REF!),0),#REF!),\"\"))),\"\")","v":""},{"$f":"IF(OR($F76=\"X\",$F76=\"x\"),IF(AT$68=\"\",\"\",IF(INDEX(BPF_Summary_Lookup,MATCH($B76,INDEX(BPF_Summary_Lookup,,#REF!),0),#REF!)=FALSE,\"\",IF(AT$68=\"Electricity\",$CO76,IF(AT$68=\"Natural Gas\",$CQ76,\"\")))),\"\")","v":""},null,null,null,{"$f":"IF(OR($F76=\"X\",$F76=\"x\"),IF(G$68=\"\",\"\",IF(INDEX(BPF_Summary_Lookup,MATCH($B76,INDEX(BPF_Summary_Lookup,,#REF!),0),#REF!)=FALSE,\"\",IF(G$68=\"Electricity\",$CU76,IF(G$68=\"Natural Gas\",$CW76,\"\")))),\"\")","v":""},{"$f":"IF(OR($F76=\"X\",$F76=\"x\"),IF(INDEX(BPF_Summary_Lookup,MATCH($B76,INDEX(BPF_Summary_Lookup,,#REF!),0),#REF!)=FALSE,\"\",IF(H$68=\"Electricity\",INDEX(BPF_Summary_Lookup,MATCH($B76,INDEX(BPF_Summary_Lookup,,#REF!),0),#REF!)*1000*0.000453592,IF(H$68=\"Natural Gas\",INDEX(BPF_Summary_Lookup,MATCH($B76,INDEX(BPF_Summary_Lookup,,#REF!),0),#REF!)*1000*0.000453592,\"\"))),\"\")","v":""},{"$f":"IF(OR($F76=\"X\",$F76=\"x\"),IF(INDEX(BPF_Summary_Lookup,MATCH($B76,INDEX(BPF_Summary_Lookup,,#REF!),0),#REF!)=FALSE,\"\",IF(I$68=\"Electricity\",INDEX(BPF_Summary_Lookup,MATCH($B76,INDEX(BPF_Summary_Lookup,,#REF!),0),#REF!),IF(I$68=\"Natural Gas\",INDEX(BPF_Summary_Lookup,MATCH($B76,INDEX(BPF_Summary_Lookup,,#REF!),0),#REF!),\"\"))),\"\")","v":""},{"$f":"IF(OR($F76=\"X\",$F76=\"x\"),IF(J$68=\"\",\"\",IF(INDEX(BPF_Summary_Lookup,MATCH($B76,INDEX(BPF_Summary_Lookup,,#REF!),0),#REF!)=FALSE,\"\",IF(J$68=\"Electricity\",$CO76,IF(J$68=\"Natural Gas\",$CQ76,\"\")))),\"\")","v":""},{"$f":"IF(OR($F76=\"X\",$F76=\"x\"),IF(K$68=\"\",\"\",IF(INDEX(BPF_Summary_Lookup,MATCH($B76,INDEX(BPF_Summary_Lookup,,#REF!),0),#REF!)=FALSE,\"\",IF(K$68=\"Electricity\",$CU76,IF(K$68=\"Natural Gas\",$CW76,\"\")))),\"\")","v":""},{"$f":"IF(OR($F76=\"X\",$F76=\"x\"),IF(INDEX(BPF_Summary_Lookup,MATCH($B76,INDEX(BPF_Summary_Lookup,,#REF!),0),#REF!)=FALSE,\"\",IF(L$68=\"Electricity\",INDEX(BPF_Summary_Lookup,MATCH($B76,INDEX(BPF_Summary_Lookup,,#REF!),0),#REF!)*1000*0.000453592,IF(L$68=\"Natural Gas\",INDEX(BPF_Summary_Lookup,MATCH($B76,INDEX(BPF_Summary_Lookup,,#REF!),0),#REF!)*1000*0.000453592,\"\"))),\"\")","v":""},{"$f":"IF(OR($F76=\"X\",$F76=\"x\"),IF(INDEX(BPF_Summary_Lookup,MATCH($B76,INDEX(BPF_Summary_Lookup,,#REF!),0),#REF!)=FALSE,\"\",IF(M$68=\"Electricity\",INDEX(BPF_Summary_Lookup,MATCH($B76,INDEX(BPF_Summary_Lookup,,#REF!),0),#REF!),IF(M$68=\"Natural Gas\",INDEX(BPF_Summary_Lookup,MATCH($B76,INDEX(BPF_Summary_Lookup,,#REF!),0),#REF!),\"\"))),\"\")","v":""},{"$f":"IF(OR($F76=\"X\",$F76=\"x\"),IF(N$68=\"\",\"\",IF(INDEX(BPF_Summary_Lookup,MATCH($B76,INDEX(BPF_Summary_Lookup,,#REF!),0),#REF!)=FALSE,\"\",IF(N$68=\"Electricity\",$CO76,IF(N$68=\"Natural Gas\",$CQ76,\"\")))),\"\")","v":""},{"$f":"IF(OR($F76=\"X\",$F76=\"x\"),IF(O$68=\"\",\"\",IF(INDEX(BPF_Summary_Lookup,MATCH($B76,INDEX(BPF_Summary_Lookup,,#REF!),0),#REF!)=FALSE,\"\",IF(O$68=\"Electricity\",$CU76,IF(O$68=\"Natural Gas\",$CW76,\"\")))),\"\")","v":""},{"$f":"IF(OR($F76=\"X\",$F76=\"x\"),IF(INDEX(BPF_Summary_Lookup,MATCH($B76,INDEX(BPF_Summary_Lookup,,#REF!),0),#REF!)=FALSE,\"\",IF(P$68=\"Electricity\",INDEX(BPF_Summary_Lookup,MATCH($B76,INDEX(BPF_Summary_Lookup,,#REF!),0),#REF!)*1000*0.000453592,IF(P$68=\"Natural Gas\",INDEX(BPF_Summary_Lookup,MATCH($B76,INDEX(BPF_Summary_Lookup,,#REF!),0),#REF!)*1000*0.000453592,\"\"))),\"\")","v":""},{"$f":"IF(OR($F76=\"X\",$F76=\"x\"),IF(INDEX(BPF_Summary_Lookup,MATCH($B76,INDEX(BPF_Summary_Lookup,,#REF!),0),#REF!)=FALSE,\"\",IF(Q$68=\"Electricity\",INDEX(BPF_Summary_Lookup,MATCH($B76,INDEX(BPF_Summary_Lookup,,#REF!),0),#REF!),IF(Q$68=\"Natural Gas\",INDEX(BPF_Summary_Lookup,MATCH($B76,INDEX(BPF_Summary_Lookup,,#REF!),0),#REF!),\"\"))),\"\")","v":""},{"$f":"IF(OR($F76=\"X\",$F76=\"x\"),IF(R$68=\"\",\"\",IF(INDEX(BPF_Summary_Lookup,MATCH($B76,INDEX(BPF_Summary_Lookup,,#REF!),0),#REF!)=FALSE,\"\",IF(R$68=\"Electricity\",$CO76,IF(R$68=\"Natural Gas\",$CQ76,\"\")))),\"\")","v":""},{"$f":"IF(OR($F76=\"X\",$F76=\"x\"),IF(S$68=\"\",\"\",IF(INDEX(BPF_Summary_Lookup,MATCH($B76,INDEX(BPF_Summary_Lookup,,#REF!),0),#REF!)=FALSE,\"\",IF(S$68=\"Electricity\",$CU76,IF(S$68=\"Natural Gas\",$CW76,\"\")))),\"\")","v":""},{"$f":"IF(OR($F76=\"X\",$F76=\"x\"),IF(INDEX(BPF_Summary_Lookup,MATCH($B76,INDEX(BPF_Summary_Lookup,,#REF!),0),#REF!)=FALSE,\"\",IF(T$68=\"Electricity\",INDEX(BPF_Summary_Lookup,MATCH($B76,INDEX(BPF_Summary_Lookup,,#REF!),0),#REF!)*1000*0.000453592,IF(T$68=\"Natural Gas\",INDEX(BPF_Summary_Lookup,MATCH($B76,INDEX(BPF_Summary_Lookup,,#REF!),0),#REF!)*1000*0.000453592,\"\"))),\"\")","v":""},{"$f":"IF(OR($F76=\"X\",$F76=\"x\"),IF(INDEX(BPF_Summary_Lookup,MATCH($B76,INDEX(BPF_Summary_Lookup,,#REF!),0),#REF!)=FALSE,\"\",IF(U$68=\"Electricity\",INDEX(BPF_Summary_Lookup,MATCH($B76,INDEX(BPF_Summary_Lookup,,#REF!),0),#REF!),IF(U$68=\"Natural Gas\",INDEX(BPF_Summary_Lookup,MATCH($B76,INDEX(BPF_Summary_Lookup,,#REF!),0),#REF!),\"\"))),\"\")","v":""},{"$f":"IF(OR($F76=\"X\",$F76=\"x\"),IF(V$68=\"\",\"\",IF(INDEX(BPF_Summary_Lookup,MATCH($B76,INDEX(BPF_Summary_Lookup,,#REF!),0),#REF!)=FALSE,\"\",IF(V$68=\"Electricity\",$CO76,IF(V$68=\"Natural Gas\",$CQ76,\"\")))),\"\")","v":""},{"$f":"IF(OR($F76=\"X\",$F76=\"x\"),IF(W$68=\"\",\"\",IF(INDEX(BPF_Summary_Lookup,MATCH($B76,INDEX(BPF_Summary_Lookup,,#REF!),0),#REF!)=FALSE,\"\",IF(W$68=\"Electricity\",$CU76,IF(W$68=\"Natural Gas\",$CW76,\"\")))),\"\")","v":""},{"$f":"IF(OR($F76=\"X\",$F76=\"x\"),IF(INDEX(BPF_Summary_Lookup,MATCH($B76,INDEX(BPF_Summary_Lookup,,#REF!),0),#REF!)=FALSE,\"\",IF(X$68=\"Electricity\",INDEX(BPF_Summary_Lookup,MATCH($B76,INDEX(BPF_Summary_Lookup,,#REF!),0),#REF!)*1000*0.000453592,IF(X$68=\"Natural Gas\",INDEX(BPF_Summary_Lookup,MATCH($B76,INDEX(BPF_Summary_Lookup,,#REF!),0),#REF!)*1000*0.000453592,\"\"))),\"\")","v":""},{"$f":"IF(OR($F76=\"X\",$F76=\"x\"),IF(INDEX(BPF_Summary_Lookup,MATCH($B76,INDEX(BPF_Summary_Lookup,,#REF!),0),#REF!)=FALSE,\"\",IF(Y$68=\"Electricity\",INDEX(BPF_Summary_Lookup,MATCH($B76,INDEX(BPF_Summary_Lookup,,#REF!),0),#REF!),IF(Y$68=\"Natural Gas\",INDEX(BPF_Summary_Lookup,MATCH($B76,INDEX(BPF_Summary_Lookup,,#REF!),0),#REF!),\"\"))),\"\")","v":""},{"$f":"IF(OR($F76=\"X\",$F76=\"x\"),IF(Z$68=\"\",\"\",IF(INDEX(BPF_Summary_Lookup,MATCH($B76,INDEX(BPF_Summary_Lookup,,#REF!),0),#REF!)=FALSE,\"\",IF(Z$68=\"Electricity\",$CO76,IF(Z$68=\"Natural Gas\",$CQ76,\"\")))),\"\")","v":""},{"$f":"IF(OR($F76=\"X\",$F76=\"x\"),IF(AA$68=\"\",\"\",IF(INDEX(BPF_Summary_Lookup,MATCH($B76,INDEX(BPF_Summary_Lookup,,#REF!),0),#REF!)=FALSE,\"\",IF(AA$68=\"Electricity\",$CU76,IF(AA$68=\"Natural Gas\",$CW76,\"\")))),\"\")","v":""},{"$f":"IF(OR($F76=\"X\",$F76=\"x\"),IF(INDEX(BPF_Summary_Lookup,MATCH($B76,INDEX(BPF_Summary_Lookup,,#REF!),0),#REF!)=FALSE,\"\",IF(AB$68=\"Electricity\",INDEX(BPF_Summary_Lookup,MATCH($B76,INDEX(BPF_Summary_Lookup,,#REF!),0),#REF!)*1000*0.000453592,IF(AB$68=\"Natural Gas\",INDEX(BPF_Summary_Lookup,MATCH($B76,INDEX(BPF_Summary_Lookup,,#REF!),0),#REF!)*1000*0.000453592,\"\"))),\"\")","v":""},{"$f":"IF(OR($F76=\"X\",$F76=\"x\"),IF(INDEX(BPF_Summary_Lookup,MATCH($B76,INDEX(BPF_Summary_Lookup,,#REF!),0),#REF!)=FALSE,\"\",IF(AC$68=\"Electricity\",INDEX(BPF_Summary_Lookup,MATCH($B76,INDEX(BPF_Summary_Lookup,,#REF!),0),#REF!),IF(AC$68=\"Natural Gas\",INDEX(BPF_Summary_Lookup,MATCH($B76,INDEX(BPF_Summary_Lookup,,#REF!),0),#REF!),\"\"))),\"\")","v":""},{"$f":"IF(OR($F76=\"X\",$F76=\"x\"),IF(AD$68=\"\",\"\",IF(INDEX(BPF_Summary_Lookup,MATCH($B76,INDEX(BPF_Summary_Lookup,,#REF!),0),#REF!)=FALSE,\"\",IF(AD$68=\"Electricity\",$CO76,IF(AD$68=\"Natural Gas\",$CQ76,\"\")))),\"\")","v":""},{"$f":"IF(OR($F76=\"X\",$F76=\"x\"),IF(AE$68=\"\",\"\",IF(INDEX(BPF_Summary_Lookup,MATCH($B76,INDEX(BPF_Summary_Lookup,,#REF!),0),#REF!)=FALSE,\"\",IF(AE$68=\"Electricity\",$CU76,IF(AE$68=\"Natural Gas\",$CW76,\"\")))),\"\")","v":""},{"$f":"IF(OR($F76=\"X\",$F76=\"x\"),IF(INDEX(BPF_Summary_Lookup,MATCH($B76,INDEX(BPF_Summary_Lookup,,#REF!),0),#REF!)=FALSE,\"\",IF(AF$68=\"Electricity\",INDEX(BPF_Summary_Lookup,MATCH($B76,INDEX(BPF_Summary_Lookup,,#REF!),0),#REF!)*1000*0.000453592,IF(AF$68=\"Natural Gas\",INDEX(BPF_Summary_Lookup,MATCH($B76,INDEX(BPF_Summary_Lookup,,#REF!),0),#REF!)*1000*0.000453592,\"\"))),\"\")","v":""},{"$f":"IF(OR($F76=\"X\",$F76=\"x\"),IF(INDEX(BPF_Summary_Lookup,MATCH($B76,INDEX(BPF_Summary_Lookup,,#REF!),0),#REF!)=FALSE,\"\",IF(AG$68=\"Electricity\",INDEX(BPF_Summary_Lookup,MATCH($B76,INDEX(BPF_Summary_Lookup,,#REF!),0),#REF!),IF(AG$68=\"Natural Gas\",INDEX(BPF_Summary_Lookup,MATCH($B76,INDEX(BPF_Summary_Lookup,,#REF!),0),#REF!),\"\"))),\"\")","v":""},{"$f":"IF(OR($F76=\"X\",$F76=\"x\"),IF(AH$68=\"\",\"\",IF(INDEX(BPF_Summary_Lookup,MATCH($B76,INDEX(BPF_Summary_Lookup,,#REF!),0),#REF!)=FALSE,\"\",IF(AH$68=\"Electricity\",$CO76,IF(AH$68=\"Natural Gas\",$CQ76,\"\")))),\"\")","v":""},{"$f":"IF(OR($F76=\"X\",$F76=\"x\"),IF(AI$68=\"\",\"\",IF(INDEX(BPF_Summary_Lookup,MATCH($B76,INDEX(BPF_Summary_Lookup,,#REF!),0),#REF!)=FALSE,\"\",IF(AI$68=\"Electricity\",$CU76,IF(AI$68=\"Natural Gas\",$CW76,\"\")))),\"\")","v":""},{"$f":"IF(OR($F76=\"X\",$F76=\"x\"),IF(INDEX(BPF_Summary_Lookup,MATCH($B76,INDEX(BPF_Summary_Lookup,,#REF!),0),#REF!)=FALSE,\"\",IF(AJ$68=\"Electricity\",INDEX(BPF_Summary_Lookup,MATCH($B76,INDEX(BPF_Summary_Lookup,,#REF!),0),#REF!)*1000*0.000453592,IF(AJ$68=\"Natural Gas\",INDEX(BPF_Summary_Lookup,MATCH($B76,INDEX(BPF_Summary_Lookup,,#REF!),0),#REF!)*1000*0.000453592,\"\"))),\"\")","v":""},{"$f":"IF(OR($F76=\"X\",$F76=\"x\"),IF(INDEX(BPF_Summary_Lookup,MATCH($B76,INDEX(BPF_Summary_Lookup,,#REF!),0),#REF!)=FALSE,\"\",IF(AK$68=\"Electricity\",INDEX(BPF_Summary_Lookup,MATCH($B76,INDEX(BPF_Summary_Lookup,,#REF!),0),#REF!),IF(AK$68=\"Natural Gas\",INDEX(BPF_Summary_Lookup,MATCH($B76,INDEX(BPF_Summary_Lookup,,#REF!),0),#REF!),\"\"))),\"\")","v":""},{"$f":"IF(OR($F76=\"X\",$F76=\"x\"),IF(AL$68=\"\",\"\",IF(INDEX(BPF_Summary_Lookup,MATCH($B76,INDEX(BPF_Summary_Lookup,,#REF!),0),#REF!)=FALSE,\"\",IF(AL$68=\"Electricity\",$CO76,IF(AL$68=\"Natural Gas\",$CQ76,\"\")))),\"\")","v":""},{"$f":"IF(OR($F76=\"X\",$F76=\"x\"),IF(AM$68=\"\",\"\",IF(INDEX(BPF_Summary_Lookup,MATCH($B76,INDEX(BPF_Summary_Lookup,,#REF!),0),#REF!)=FALSE,\"\",IF(AM$68=\"Electricity\",$CU76,IF(AM$68=\"Natural Gas\",$CW76,\"\")))),\"\")","v":""},{"$f":"IF(OR($F76=\"X\",$F76=\"x\"),IF(INDEX(BPF_Summary_Lookup,MATCH($B76,INDEX(BPF_Summary_Lookup,,#REF!),0),#REF!)=FALSE,\"\",IF(AN$68=\"Electricity\",INDEX(BPF_Summary_Lookup,MATCH($B76,INDEX(BPF_Summary_Lookup,,#REF!),0),#REF!)*1000*0.000453592,IF(AN$68=\"Natural Gas\",INDEX(BPF_Summary_Lookup,MATCH($B76,INDEX(BPF_Summary_Lookup,,#REF!),0),#REF!)*1000*0.000453592,\"\"))),\"\")","v":""},{"$f":"IF(OR($F76=\"X\",$F76=\"x\"),IF(INDEX(BPF_Summary_Lookup,MATCH($B76,INDEX(BPF_Summary_Lookup,,#REF!),0),#REF!)=FALSE,\"\",IF(AO$68=\"Electricity\",INDEX(BPF_Summary_Lookup,MATCH($B76,INDEX(BPF_Summary_Lookup,,#REF!),0),#REF!),IF(AO$68=\"Natural Gas\",INDEX(BPF_Summary_Lookup,MATCH($B76,INDEX(BPF_Summary_Lookup,,#REF!),0),#REF!),\"\"))),\"\")","v":""},{"$f":"IF(OR($F76=\"X\",$F76=\"x\"),IF(AP$68=\"\",\"\",IF(INDEX(BPF_Summary_Lookup,MATCH($B76,INDEX(BPF_Summary_Lookup,,#REF!),0),#REF!)=FALSE,\"\",IF(AP$68=\"Electricity\",$CO76,IF(AP$68=\"Natural Gas\",$CQ76,\"\")))),\"\")","v":""},{"$f":"IF(OR($F76=\"X\",$F76=\"x\"),IF(AQ$68=\"\",\"\",IF(INDEX(BPF_Summary_Lookup,MATCH($B76,INDEX(BPF_Summary_Lookup,,#REF!),0),#REF!)=FALSE,\"\",IF(AQ$68=\"Electricity\",$CU76,IF(AQ$68=\"Natural Gas\",$CW76,\"\")))),\"\")","v":""},{"$f":"IF(OR($F76=\"X\",$F76=\"x\"),IF(INDEX(BPF_Summary_Lookup,MATCH($B76,INDEX(BPF_Summary_Lookup,,#REF!),0),#REF!)=FALSE,\"\",IF(AR$68=\"Electricity\",INDEX(BPF_Summary_Lookup,MATCH($B76,INDEX(BPF_Summary_Lookup,,#REF!),0),#REF!)*1000*0.000453592,IF(AR$68=\"Natural Gas\",INDEX(BPF_Summary_Lookup,MATCH($B76,INDEX(BPF_Summary_Lookup,,#REF!),0),#REF!)*1000*0.000453592,\"\"))),\"\")","v":""},{"$f":"IF(OR($F76=\"X\",$F76=\"x\"),IF(INDEX(BPF_Summary_Lookup,MATCH($B76,INDEX(BPF_Summary_Lookup,,#REF!),0),#REF!)=FALSE,\"\",IF(AS$68=\"Electricity\",INDEX(BPF_Summary_Lookup,MATCH($B76,INDEX(BPF_Summary_Lookup,,#REF!),0),#REF!),IF(AS$68=\"Natural Gas\",INDEX(BPF_Summary_Lookup,MATCH($B76,INDEX(BPF_Summary_Lookup,,#REF!),0),#REF!),\"\"))),\"\")","v":""},{"$f":"IF(OR($F76=\"X\",$F76=\"x\"),IF(AT$68=\"\",\"\",IF(INDEX(BPF_Summary_Lookup,MATCH($B76,INDEX(BPF_Summary_Lookup,,#REF!),0),#REF!)=FALSE,\"\",IF(AT$68=\"Electricity\",$CO76,IF(AT$68=\"Natural Gas\",$CQ76,\"\")))),\"\")","v":""},{"$f":"IF(OR($F76=\"X\",$F76=\"x\"),IF(INDEX(BPF_Summary_Lookup,MATCH($B76,INDEX(BPF_Summary_Lookup,,#REF!),0),#REF!)=FALSE,\"\",INDEX(BPF_Summary_Lookup,MATCH($B76,INDEX(BPF_Summary_Lookup,,#REF!),0),#REF!)),\"\")","v":""},{"$f":"IF(OR($F76=\"X\",$F76=\"x\"),IF(INDEX(BPF_Summary_Lookup,MATCH($B76,INDEX(BPF_Summary_Lookup,,#REF!),0),#REF!)=FALSE,\"\",INDEX(BPF_Summary_Lookup,MATCH($B76,INDEX(BPF_Summary_Lookup,,#REF!),0),#REF!)),\"\")","v":""},{"$f":"IFERROR(INDEX(Ref_UnitConversions_Energy_Content_kBtu_Unit,IFERROR(MATCH($CL$72&INDEX(RE_EC_EnergyTypes,MATCH($CL$72,INDEX(RE_EC_EnergyTypes,,1),0),2),Ref_UnitConversions_Energy_Units_Lookup,0),MATCH(\"All\"&INDEX(RE_EC_EnergyTypes,MATCH($CL$72,INDEX(RE_EC_EnergyTypes,,1),0),2),Ref_UnitConversions_Energy_Units_Lookup,0)),)/CL76,\"\")","v":""},"",{"$f":"IFERROR(INDEX(Ref_UnitConversions_Energy_Content_kBtu_Unit,IFERROR(MATCH($CM$72&INDEX(RE_EC_EnergyTypes,MATCH($CM$72,INDEX(RE_EC_EnergyTypes,,1),0),2),Ref_UnitConversions_Energy_Units_Lookup,0),MATCH(\"All\"&INDEX(RE_EC_EnergyTypes,MATCH($CM$72,INDEX(RE_EC_EnergyTypes,,1),0),2),Ref_UnitConversions_Energy_Units_Lookup,0)),)/CM76,\"\")","v":""},"",{"$f":"IF(OR($F76=\"X\",$F76=\"x\"),IF(INDEX(BPF_Summary_Lookup,MATCH($B76,INDEX(BPF_Summary_Lookup,,#REF!),0),#REF!)=FALSE,\"\",INDEX(BPF_Summary_Lookup,MATCH($B76,INDEX(BPF_Summary_Lookup,,#REF!),0),#REF!)),\"\")","v":""},{"$f":"IF(OR($F76=\"X\",$F76=\"x\"),IF(INDEX(BPF_Summary_Lookup,MATCH($B76,INDEX(BPF_Summary_Lookup,,#REF!),0),#REF!)=FALSE,\"\",INDEX(BPF_Summary_Lookup,MATCH($B76,INDEX(BPF_Summary_Lookup,,#REF!),0),#REF!)),\"\")","v":""},{"$f":"IFERROR(INDEX(Ref_UnitConversions_Energy_Content_kBtu_Unit,IFERROR(MATCH($CL$72&INDEX(RE_EC_EnergyTypes,MATCH($CL$72,INDEX(RE_EC_EnergyTypes,,1),0),2),Ref_UnitConversions_Energy_Units_Lookup,0),MATCH(\"All\"&INDEX(RE_EC_EnergyTypes,MATCH($CL$72,INDEX(RE_EC_EnergyTypes,,1),0),2),Ref_UnitConversions_Energy_Units_Lookup,0)),),\"\")","v":3.4119999999999999},"",{"$f":"IFERROR(INDEX(Ref_UnitConversions_Energy_Content_kBtu_Unit,IFERROR(MATCH($CM$72&INDEX(RE_EC_EnergyTypes,MATCH($CM$72,INDEX(RE_EC_EnergyTypes,,1),0),2),Ref_UnitConversions_Energy_Units_Lookup,0),MATCH(\"All\"&INDEX(RE_EC_EnergyTypes,MATCH($CM$72,INDEX(RE_EC_EnergyTypes,,1),0),2),Ref_UnitConversions_Energy_Units_Lookup,0)),),\"\")","v":102.9},""]
[null,4,{"$f":"IF(INDEX(ProgSetup_Program_List,B77,)=\"\",5/0, IF(ProgSetup_Miscellaneous_Customization=TRUE,1,5/0))","v":{"$error":"#DIV/0!"}},null,{"$f":"INDEX(ProgSetup_Program_List,B77,1)& \"\"","v":""},null,{"$f":"IF(OR($F77=\"X\",$F77=\"x\"),IF(G$68=\"\",\"\",IF(INDEX(BPF_Summary_Lookup,MATCH($B77,INDEX(BPF_Summary_Lookup,,#REF!),0),#REF!)=FALSE,\"\",IF(G$68=\"Electricity\",$CU77,IF(G$68=\"Natural Gas\",$CW77,\"\")))),\"\")","v":""},{"$f":"IF(OR($F77=\"X\",$F77=\"x\"),IF(INDEX(BPF_Summary_Lookup,MATCH($B77,INDEX(BPF_Summary_Lookup,,#REF!),0),#REF!)=FALSE,\"\",IF(H$68=\"Electricity\",INDEX(BPF_Summary_Lookup,MATCH($B77,INDEX(BPF_Summary_Lookup,,#REF!),0),#REF!)*1000*0.000453592,IF(H$68=\"Natural Gas\",INDEX(BPF_Summary_Lookup,MATCH($B77,INDEX(BPF_Summary_Lookup,,#REF!),0),#REF!)*1000*0.000453592,\"\"))),\"\")","v":""},{"$f":"IF(OR($F77=\"X\",$F77=\"x\"),IF(INDEX(BPF_Summary_Lookup,MATCH($B77,INDEX(BPF_Summary_Lookup,,#REF!),0),#REF!)=FALSE,\"\",IF(I$68=\"Electricity\",INDEX(BPF_Summary_Lookup,MATCH($B77,INDEX(BPF_Summary_Lookup,,#REF!),0),#REF!),IF(I$68=\"Natural Gas\",INDEX(BPF_Summary_Lookup,MATCH($B77,INDEX(BPF_Summary_Lookup,,#REF!),0),#REF!),\"\"))),\"\")","v":""},{"$f":"IF(OR($F77=\"X\",$F77=\"x\"),IF(J$68=\"\",\"\",IF(INDEX(BPF_Summary_Lookup,MATCH($B77,INDEX(BPF_Summary_Lookup,,#REF!),0),#REF!)=FALSE,\"\",IF(J$68=\"Electricity\",$CO77,IF(J$68=\"Natural Gas\",$CQ77,\"\")))),\"\")","v":""},{"$f":"IF(OR($F77=\"X\",$F77=\"x\"),IF(K$68=\"\",\"\",IF(INDEX(BPF_Summary_Lookup,MATCH($B77,INDEX(BPF_Summary_Lookup,,#REF!),0),#REF!)=FALSE,\"\",IF(K$68=\"Electricity\",$CU77,IF(K$68=\"Natural Gas\",$CW77,\"\")))),\"\")","v":""},{"$f":"IF(OR($F77=\"X\",$F77=\"x\"),IF(INDEX(BPF_Summary_Lookup,MATCH($B77,INDEX(BPF_Summary_Lookup,,#REF!),0),#REF!)=FALSE,\"\",IF(L$68=\"Electricity\",INDEX(BPF_Summary_Lookup,MATCH($B77,INDEX(BPF_Summary_Lookup,,#REF!),0),#REF!)*1000*0.000453592,IF(L$68=\"Natural Gas\",INDEX(BPF_Summary_Lookup,MATCH($B77,INDEX(BPF_Summary_Lookup,,#REF!),0),#REF!)*1000*0.000453592,\"\"))),\"\")","v":""},{"$f":"IF(OR($F77=\"X\",$F77=\"x\"),IF(INDEX(BPF_Summary_Lookup,MATCH($B77,INDEX(BPF_Summary_Lookup,,#REF!),0),#REF!)=FALSE,\"\",IF(M$68=\"Electricity\",INDEX(BPF_Summary_Lookup,MATCH($B77,INDEX(BPF_Summary_Lookup,,#REF!),0),#REF!),IF(M$68=\"Natural Gas\",INDEX(BPF_Summary_Lookup,MATCH($B77,INDEX(BPF_Summary_Lookup,,#REF!),0),#REF!),\"\"))),\"\")","v":""},{"$f":"IF(OR($F77=\"X\",$F77=\"x\"),IF(N$68=\"\",\"\",IF(INDEX(BPF_Summary_Lookup,MATCH($B77,INDEX(BPF_Summary_Lookup,,#REF!),0),#REF!)=FALSE,\"\",IF(N$68=\"Electricity\",$CO77,IF(N$68=\"Natural Gas\",$CQ77,\"\")))),\"\")","v":""},{"$f":"IF(OR($F77=\"X\",$F77=\"x\"),IF(O$68=\"\",\"\",IF(INDEX(BPF_Summary_Lookup,MATCH($B77,INDEX(BPF_Summary_Lookup,,#REF!),0),#REF!)=FALSE,\"\",IF(O$68=\"Electricity\",$CU77,IF(O$68=\"Natural Gas\",$CW77,\"\")))),\"\")","v":""},{"$f":"IF(OR($F77=\"X\",$F77=\"x\"),IF(INDEX(BPF_Summary_Lookup,MATCH($B77,INDEX(BPF_Summary_Lookup,,#REF!),0),#REF!)=FALSE,\"\",IF(P$68=\"Electricity\",INDEX(BPF_Summary_Lookup,MATCH($B77,INDEX(BPF_Summary_Lookup,,#REF!),0),#REF!)*1000*0.000453592,IF(P$68=\"Natural Gas\",INDEX(BPF_Summary_Lookup,MATCH($B77,INDEX(BPF_Summary_Lookup,,#REF!),0),#REF!)*1000*0.000453592,\"\"))),\"\")","v":""},{"$f":"IF(OR($F77=\"X\",$F77=\"x\"),IF(INDEX(BPF_Summary_Lookup,MATCH($B77,INDEX(BPF_Summary_Lookup,,#REF!),0),#REF!)=FALSE,\"\",IF(Q$68=\"Electricity\",INDEX(BPF_Summary_Lookup,MATCH($B77,INDEX(BPF_Summary_Lookup,,#REF!),0),#REF!),IF(Q$68=\"Natural Gas\",INDEX(BPF_Summary_Lookup,MATCH($B77,INDEX(BPF_Summary_Lookup,,#REF!),0),#REF!),\"\"))),\"\")","v":""},{"$f":"IF(OR($F77=\"X\",$F77=\"x\"),IF(R$68=\"\",\"\",IF(INDEX(BPF_Summary_Lookup,MATCH($B77,INDEX(BPF_Summary_Lookup,,#REF!),0),#REF!)=FALSE,\"\",IF(R$68=\"Electricity\",$CO77,IF(R$68=\"Natural Gas\",$CQ77,\"\")))),\"\")","v":""},{"$f":"IF(OR($F77=\"X\",$F77=\"x\"),IF(S$68=\"\",\"\",IF(INDEX(BPF_Summary_Lookup,MATCH($B77,INDEX(BPF_Summary_Lookup,,#REF!),0),#REF!)=FALSE,\"\",IF(S$68=\"Electricity\",$CU77,IF(S$68=\"Natural Gas\",$CW77,\"\")))),\"\")","v":""},{"$f":"IF(OR($F77=\"X\",$F77=\"x\"),IF(INDEX(BPF_Summary_Lookup,MATCH($B77,INDEX(BPF_Summary_Lookup,,#REF!),0),#REF!)=FALSE,\"\",IF(T$68=\"Electricity\",INDEX(BPF_Summary_Lookup,MATCH($B77,INDEX(BPF_Summary_Lookup,,#REF!),0),#REF!)*1000*0.000453592,IF(T$68=\"Natural Gas\",INDEX(BPF_Summary_Lookup,MATCH($B77,INDEX(BPF_Summary_Lookup,,#REF!),0),#REF!)*1000*0.000453592,\"\"))),\"\")","v":""},{"$f":"IF(OR($F77=\"X\",$F77=\"x\"),IF(INDEX(BPF_Summary_Lookup,MATCH($B77,INDEX(BPF_Summary_Lookup,,#REF!),0),#REF!)=FALSE,\"\",IF(U$68=\"Electricity\",INDEX(BPF_Summary_Lookup,MATCH($B77,INDEX(BPF_Summary_Lookup,,#REF!),0),#REF!),IF(U$68=\"Natural Gas\",INDEX(BPF_Summary_Lookup,MATCH($B77,INDEX(BPF_Summary_Lookup,,#REF!),0),#REF!),\"\"))),\"\")","v":""},{"$f":"IF(OR($F77=\"X\",$F77=\"x\"),IF(V$68=\"\",\"\",IF(INDEX(BPF_Summary_Lookup,MATCH($B77,INDEX(BPF_Summary_Lookup,,#REF!),0),#REF!)=FALSE,\"\",IF(V$68=\"Electricity\",$CO77,IF(V$68=\"Natural Gas\",$CQ77,\"\")))),\"\")","v":""},{"$f":"IF(OR($F77=\"X\",$F77=\"x\"),IF(W$68=\"\",\"\",IF(INDEX(BPF_Summary_Lookup,MATCH($B77,INDEX(BPF_Summary_Lookup,,#REF!),0),#REF!)=FALSE,\"\",IF(W$68=\"Electricity\",$CU77,IF(W$68=\"Natural Gas\",$CW77,\"\")))),\"\")","v":""},{"$f":"IF(OR($F77=\"X\",$F77=\"x\"),IF(INDEX(BPF_Summary_Lookup,MATCH($B77,INDEX(BPF_Summary_Lookup,,#REF!),0),#REF!)=FALSE,\"\",IF(X$68=\"Electricity\",INDEX(BPF_Summary_Lookup,MATCH($B77,INDEX(BPF_Summary_Lookup,,#REF!),0),#REF!)*1000*0.000453592,IF(X$68=\"Natural Gas\",INDEX(BPF_Summary_Lookup,MATCH($B77,INDEX(BPF_Summary_Lookup,,#REF!),0),#REF!)*1000*0.000453592,\"\"))),\"\")","v":""},{"$f":"IF(OR($F77=\"X\",$F77=\"x\"),IF(INDEX(BPF_Summary_Lookup,MATCH($B77,INDEX(BPF_Summary_Lookup,,#REF!),0),#REF!)=FALSE,\"\",IF(Y$68=\"Electricity\",INDEX(BPF_Summary_Lookup,MATCH($B77,INDEX(BPF_Summary_Lookup,,#REF!),0),#REF!),IF(Y$68=\"Natural Gas\",INDEX(BPF_Summary_Lookup,MATCH($B77,INDEX(BPF_Summary_Lookup,,#REF!),0),#REF!),\"\"))),\"\")","v":""},{"$f":"IF(OR($F77=\"X\",$F77=\"x\"),IF(Z$68=\"\",\"\",IF(INDEX(BPF_Summary_Lookup,MATCH($B77,INDEX(BPF_Summary_Lookup,,#REF!),0),#REF!)=FALSE,\"\",IF(Z$68=\"Electricity\",$CO77,IF(Z$68=\"Natural Gas\",$CQ77,\"\")))),\"\")","v":""},{"$f":"IF(OR($F77=\"X\",$F77=\"x\"),IF(AA$68=\"\",\"\",IF(INDEX(BPF_Summary_Lookup,MATCH($B77,INDEX(BPF_Summary_Lookup,,#REF!),0),#REF!)=FALSE,\"\",IF(AA$68=\"Electricity\",$CU77,IF(AA$68=\"Natural Gas\",$CW77,\"\")))),\"\")","v":""},{"$f":"IF(OR($F77=\"X\",$F77=\"x\"),IF(INDEX(BPF_Summary_Lookup,MATCH($B77,INDEX(BPF_Summary_Lookup,,#REF!),0),#REF!)=FALSE,\"\",IF(AB$68=\"Electricity\",INDEX(BPF_Summary_Lookup,MATCH($B77,INDEX(BPF_Summary_Lookup,,#REF!),0),#REF!)*1000*0.000453592,IF(AB$68=\"Natural Gas\",INDEX(BPF_Summary_Lookup,MATCH($B77,INDEX(BPF_Summary_Lookup,,#REF!),0),#REF!)*1000*0.000453592,\"\"))),\"\")","v":""},{"$f":"IF(OR($F77=\"X\",$F77=\"x\"),IF(INDEX(BPF_Summary_Lookup,MATCH($B77,INDEX(BPF_Summary_Lookup,,#REF!),0),#REF!)=FALSE,\"\",IF(AC$68=\"Electricity\",INDEX(BPF_Summary_Lookup,MATCH($B77,INDEX(BPF_Summary_Lookup,,#REF!),0),#REF!),IF(AC$68=\"Natural Gas\",INDEX(BPF_Summary_Lookup,MATCH($B77,INDEX(BPF_Summary_Lookup,,#REF!),0),#REF!),\"\"))),\"\")","v":""},{"$f":"IF(OR($F77=\"X\",$F77=\"x\"),IF(AD$68=\"\",\"\",IF(INDEX(BPF_Summary_Lookup,MATCH($B77,INDEX(BPF_Summary_Lookup,,#REF!),0),#REF!)=FALSE,\"\",IF(AD$68=\"Electricity\",$CO77,IF(AD$68=\"Natural Gas\",$CQ77,\"\")))),\"\")","v":""},{"$f":"IF(OR($F77=\"X\",$F77=\"x\"),IF(AE$68=\"\",\"\",IF(INDEX(BPF_Summary_Lookup,MATCH($B77,INDEX(BPF_Summary_Lookup,,#REF!),0),#REF!)=FALSE,\"\",IF(AE$68=\"Electricity\",$CU77,IF(AE$68=\"Natural Gas\",$CW77,\"\")))),\"\")","v":""},{"$f":"IF(OR($F77=\"X\",$F77=\"x\"),IF(INDEX(BPF_Summary_Lookup,MATCH($B77,INDEX(BPF_Summary_Lookup,,#REF!),0),#REF!)=FALSE,\"\",IF(AF$68=\"Electricity\",INDEX(BPF_Summary_Lookup,MATCH($B77,INDEX(BPF_Summary_Lookup,,#REF!),0),#REF!)*1000*0.000453592,IF(AF$68=\"Natural Gas\",INDEX(BPF_Summary_Lookup,MATCH($B77,INDEX(BPF_Summary_Lookup,,#REF!),0),#REF!)*1000*0.000453592,\"\"))),\"\")","v":""},{"$f":"IF(OR($F77=\"X\",$F77=\"x\"),IF(INDEX(BPF_Summary_Lookup,MATCH($B77,INDEX(BPF_Summary_Lookup,,#REF!),0),#REF!)=FALSE,\"\",IF(AG$68=\"Electricity\",INDEX(BPF_Summary_Lookup,MATCH($B77,INDEX(BPF_Summary_Lookup,,#REF!),0),#REF!),IF(AG$68=\"Natural Gas\",INDEX(BPF_Summary_Lookup,MATCH($B77,INDEX(BPF_Summary_Lookup,,#REF!),0),#REF!),\"\"))),\"\")","v":""},{"$f":"IF(OR($F77=\"X\",$F77=\"x\"),IF(AH$68=\"\",\"\",IF(INDEX(BPF_Summary_Lookup,MATCH($B77,INDEX(BPF_Summary_Lookup,,#REF!),0),#REF!)=FALSE,\"\",IF(AH$68=\"Electricity\",$CO77,IF(AH$68=\"Natural Gas\",$CQ77,\"\")))),\"\")","v":""},{"$f":"IF(OR($F77=\"X\",$F77=\"x\"),IF(AI$68=\"\",\"\",IF(INDEX(BPF_Summary_Lookup,MATCH($B77,INDEX(BPF_Summary_Lookup,,#REF!),0),#REF!)=FALSE,\"\",IF(AI$68=\"Electricity\",$CU77,IF(AI$68=\"Natural Gas\",$CW77,\"\")))),\"\")","v":""},{"$f":"IF(OR($F77=\"X\",$F77=\"x\"),IF(INDEX(BPF_Summary_Lookup,MATCH($B77,INDEX(BPF_Summary_Lookup,,#REF!),0),#REF!)=FALSE,\"\",IF(AJ$68=\"Electricity\",INDEX(BPF_Summary_Lookup,MATCH($B77,INDEX(BPF_Summary_Lookup,,#REF!),0),#REF!)*1000*0.000453592,IF(AJ$68=\"Natural Gas\",INDEX(BPF_Summary_Lookup,MATCH($B77,INDEX(BPF_Summary_Lookup,,#REF!),0),#REF!)*1000*0.000453592,\"\"))),\"\")","v":""},{"$f":"IF(OR($F77=\"X\",$F77=\"x\"),IF(INDEX(BPF_Summary_Lookup,MATCH($B77,INDEX(BPF_Summary_Lookup,,#REF!),0),#REF!)=FALSE,\"\",IF(AK$68=\"Electricity\",INDEX(BPF_Summary_Lookup,MATCH($B77,INDEX(BPF_Summary_Lookup,,#REF!),0),#REF!),IF(AK$68=\"Natural Gas\",INDEX(BPF_Summary_Lookup,MATCH($B77,INDEX(BPF_Summary_Lookup,,#REF!),0),#REF!),\"\"))),\"\")","v":""},{"$f":"IF(OR($F77=\"X\",$F77=\"x\"),IF(AL$68=\"\",\"\",IF(INDEX(BPF_Summary_Lookup,MATCH($B77,INDEX(BPF_Summary_Lookup,,#REF!),0),#REF!)=FALSE,\"\",IF(AL$68=\"Electricity\",$CO77,IF(AL$68=\"Natural Gas\",$CQ77,\"\")))),\"\")","v":""},{"$f":"IF(OR($F77=\"X\",$F77=\"x\"),IF(AM$68=\"\",\"\",IF(INDEX(BPF_Summary_Lookup,MATCH($B77,INDEX(BPF_Summary_Lookup,,#REF!),0),#REF!)=FALSE,\"\",IF(AM$68=\"Electricity\",$CU77,IF(AM$68=\"Natural Gas\",$CW77,\"\")))),\"\")","v":""},{"$f":"IF(OR($F77=\"X\",$F77=\"x\"),IF(INDEX(BPF_Summary_Lookup,MATCH($B77,INDEX(BPF_Summary_Lookup,,#REF!),0),#REF!)=FALSE,\"\",IF(AN$68=\"Electricity\",INDEX(BPF_Summary_Lookup,MATCH($B77,INDEX(BPF_Summary_Lookup,,#REF!),0),#REF!)*1000*0.000453592,IF(AN$68=\"Natural Gas\",INDEX(BPF_Summary_Lookup,MATCH($B77,INDEX(BPF_Summary_Lookup,,#REF!),0),#REF!)*1000*0.000453592,\"\"))),\"\")","v":""},{"$f":"IF(OR($F77=\"X\",$F77=\"x\"),IF(INDEX(BPF_Summary_Lookup,MATCH($B77,INDEX(BPF_Summary_Lookup,,#REF!),0),#REF!)=FALSE,\"\",IF(AO$68=\"Electricity\",INDEX(BPF_Summary_Lookup,MATCH($B77,INDEX(BPF_Summary_Lookup,,#REF!),0),#REF!),IF(AO$68=\"Natural Gas\",INDEX(BPF_Summary_Lookup,MATCH($B77,INDEX(BPF_Summary_Lookup,,#REF!),0),#REF!),\"\"))),\"\")","v":""},{"$f":"IF(OR($F77=\"X\",$F77=\"x\"),IF(AP$68=\"\",\"\",IF(INDEX(BPF_Summary_Lookup,MATCH($B77,INDEX(BPF_Summary_Lookup,,#REF!),0),#REF!)=FALSE,\"\",IF(AP$68=\"Electricity\",$CO77,IF(AP$68=\"Natural Gas\",$CQ77,\"\")))),\"\")","v":""},{"$f":"IF(OR($F77=\"X\",$F77=\"x\"),IF(AQ$68=\"\",\"\",IF(INDEX(BPF_Summary_Lookup,MATCH($B77,INDEX(BPF_Summary_Lookup,,#REF!),0),#REF!)=FALSE,\"\",IF(AQ$68=\"Electricity\",$CU77,IF(AQ$68=\"Natural Gas\",$CW77,\"\")))),\"\")","v":""},{"$f":"IF(OR($F77=\"X\",$F77=\"x\"),IF(INDEX(BPF_Summary_Lookup,MATCH($B77,INDEX(BPF_Summary_Lookup,,#REF!),0),#REF!)=FALSE,\"\",IF(AR$68=\"Electricity\",INDEX(BPF_Summary_Lookup,MATCH($B77,INDEX(BPF_Summary_Lookup,,#REF!),0),#REF!)*1000*0.000453592,IF(AR$68=\"Natural Gas\",INDEX(BPF_Summary_Lookup,MATCH($B77,INDEX(BPF_Summary_Lookup,,#REF!),0),#REF!)*1000*0.000453592,\"\"))),\"\")","v":""},{"$f":"IF(OR($F77=\"X\",$F77=\"x\"),IF(INDEX(BPF_Summary_Lookup,MATCH($B77,INDEX(BPF_Summary_Lookup,,#REF!),0),#REF!)=FALSE,\"\",IF(AS$68=\"Electricity\",INDEX(BPF_Summary_Lookup,MATCH($B77,INDEX(BPF_Summary_Lookup,,#REF!),0),#REF!),IF(AS$68=\"Natural Gas\",INDEX(BPF_Summary_Lookup,MATCH($B77,INDEX(BPF_Summary_Lookup,,#REF!),0),#REF!),\"\"))),\"\")","v":""},{"$f":"IF(OR($F77=\"X\",$F77=\"x\"),IF(AT$68=\"\",\"\",IF(INDEX(BPF_Summary_Lookup,MATCH($B77,INDEX(BPF_Summary_Lookup,,#REF!),0),#REF!)=FALSE,\"\",IF(AT$68=\"Electricity\",$CO77,IF(AT$68=\"Natural Gas\",$CQ77,\"\")))),\"\")","v":""},null,null,null,{"$f":"IF(OR($F77=\"X\",$F77=\"x\"),IF(G$68=\"\",\"\",IF(INDEX(BPF_Summary_Lookup,MATCH($B77,INDEX(BPF_Summary_Lookup,,#REF!),0),#REF!)=FALSE,\"\",IF(G$68=\"Electricity\",$CU77,IF(G$68=\"Natural Gas\",$CW77,\"\")))),\"\")","v":""},{"$f":"IF(OR($F77=\"X\",$F77=\"x\"),IF(INDEX(BPF_Summary_Lookup,MATCH($B77,INDEX(BPF_Summary_Lookup,,#REF!),0),#REF!)=FALSE,\"\",IF(H$68=\"Electricity\",INDEX(BPF_Summary_Lookup,MATCH($B77,INDEX(BPF_Summary_Lookup,,#REF!),0),#REF!)*1000*0.000453592,IF(H$68=\"Natural Gas\",INDEX(BPF_Summary_Lookup,MATCH($B77,INDEX(BPF_Summary_Lookup,,#REF!),0),#REF!)*1000*0.000453592,\"\"))),\"\")","v":""},{"$f":"IF(OR($F77=\"X\",$F77=\"x\"),IF(INDEX(BPF_Summary_Lookup,MATCH($B77,INDEX(BPF_Summary_Lookup,,#REF!),0),#REF!)=FALSE,\"\",IF(I$68=\"Electricity\",INDEX(BPF_Summary_Lookup,MATCH($B77,INDEX(BPF_Summary_Lookup,,#REF!),0),#REF!),IF(I$68=\"Natural Gas\",INDEX(BPF_Summary_Lookup,MATCH($B77,INDEX(BPF_Summary_Lookup,,#REF!),0),#REF!),\"\"))),\"\")","v":""},{"$f":"IF(OR($F77=\"X\",$F77=\"x\"),IF(J$68=\"\",\"\",IF(INDEX(BPF_Summary_Lookup,MATCH($B77,INDEX(BPF_Summary_Lookup,,#REF!),0),#REF!)=FALSE,\"\",IF(J$68=\"Electricity\",$CO77,IF(J$68=\"Natural Gas\",$CQ77,\"\")))),\"\")","v":""},{"$f":"IF(OR($F77=\"X\",$F77=\"x\"),IF(K$68=\"\",\"\",IF(INDEX(BPF_Summary_Lookup,MATCH($B77,INDEX(BPF_Summary_Lookup,,#REF!),0),#REF!)=FALSE,\"\",IF(K$68=\"Electricity\",$CU77,IF(K$68=\"Natural Gas\",$CW77,\"\")))),\"\")","v":""},{"$f":"IF(OR($F77=\"X\",$F77=\"x\"),IF(INDEX(BPF_Summary_Lookup,MATCH($B77,INDEX(BPF_Summary_Lookup,,#REF!),0),#REF!)=FALSE,\"\",IF(L$68=\"Electricity\",INDEX(BPF_Summary_Lookup,MATCH($B77,INDEX(BPF_Summary_Lookup,,#REF!),0),#REF!)*1000*0.000453592,IF(L$68=\"Natural Gas\",INDEX(BPF_Summary_Lookup,MATCH($B77,INDEX(BPF_Summary_Lookup,,#REF!),0),#REF!)*1000*0.000453592,\"\"))),\"\")","v":""},{"$f":"IF(OR($F77=\"X\",$F77=\"x\"),IF(INDEX(BPF_Summary_Lookup,MATCH($B77,INDEX(BPF_Summary_Lookup,,#REF!),0),#REF!)=FALSE,\"\",IF(M$68=\"Electricity\",INDEX(BPF_Summary_Lookup,MATCH($B77,INDEX(BPF_Summary_Lookup,,#REF!),0),#REF!),IF(M$68=\"Natural Gas\",INDEX(BPF_Summary_Lookup,MATCH($B77,INDEX(BPF_Summary_Lookup,,#REF!),0),#REF!),\"\"))),\"\")","v":""},{"$f":"IF(OR($F77=\"X\",$F77=\"x\"),IF(N$68=\"\",\"\",IF(INDEX(BPF_Summary_Lookup,MATCH($B77,INDEX(BPF_Summary_Lookup,,#REF!),0),#REF!)=FALSE,\"\",IF(N$68=\"Electricity\",$CO77,IF(N$68=\"Natural Gas\",$CQ77,\"\")))),\"\")","v":""},{"$f":"IF(OR($F77=\"X\",$F77=\"x\"),IF(O$68=\"\",\"\",IF(INDEX(BPF_Summary_Lookup,MATCH($B77,INDEX(BPF_Summary_Lookup,,#REF!),0),#REF!)=FALSE,\"\",IF(O$68=\"Electricity\",$CU77,IF(O$68=\"Natural Gas\",$CW77,\"\")))),\"\")","v":""},{"$f":"IF(OR($F77=\"X\",$F77=\"x\"),IF(INDEX(BPF_Summary_Lookup,MATCH($B77,INDEX(BPF_Summary_Lookup,,#REF!),0),#REF!)=FALSE,\"\",IF(P$68=\"Electricity\",INDEX(BPF_Summary_Lookup,MATCH($B77,INDEX(BPF_Summary_Lookup,,#REF!),0),#REF!)*1000*0.000453592,IF(P$68=\"Natural Gas\",INDEX(BPF_Summary_Lookup,MATCH($B77,INDEX(BPF_Summary_Lookup,,#REF!),0),#REF!)*1000*0.000453592,\"\"))),\"\")","v":""},{"$f":"IF(OR($F77=\"X\",$F77=\"x\"),IF(INDEX(BPF_Summary_Lookup,MATCH($B77,INDEX(BPF_Summary_Lookup,,#REF!),0),#REF!)=FALSE,\"\",IF(Q$68=\"Electricity\",INDEX(BPF_Summary_Lookup,MATCH($B77,INDEX(BPF_Summary_Lookup,,#REF!),0),#REF!),IF(Q$68=\"Natural Gas\",INDEX(BPF_Summary_Lookup,MATCH($B77,INDEX(BPF_Summary_Lookup,,#REF!),0),#REF!),\"\"))),\"\")","v":""},{"$f":"IF(OR($F77=\"X\",$F77=\"x\"),IF(R$68=\"\",\"\",IF(INDEX(BPF_Summary_Lookup,MATCH($B77,INDEX(BPF_Summary_Lookup,,#REF!),0),#REF!)=FALSE,\"\",IF(R$68=\"Electricity\",$CO77,IF(R$68=\"Natural Gas\",$CQ77,\"\")))),\"\")","v":""},{"$f":"IF(OR($F77=\"X\",$F77=\"x\"),IF(S$68=\"\",\"\",IF(INDEX(BPF_Summary_Lookup,MATCH($B77,INDEX(BPF_Summary_Lookup,,#REF!),0),#REF!)=FALSE,\"\",IF(S$68=\"Electricity\",$CU77,IF(S$68=\"Natural Gas\",$CW77,\"\")))),\"\")","v":""},{"$f":"IF(OR($F77=\"X\",$F77=\"x\"),IF(INDEX(BPF_Summary_Lookup,MATCH($B77,INDEX(BPF_Summary_Lookup,,#REF!),0),#REF!)=FALSE,\"\",IF(T$68=\"Electricity\",INDEX(BPF_Summary_Lookup,MATCH($B77,INDEX(BPF_Summary_Lookup,,#REF!),0),#REF!)*1000*0.000453592,IF(T$68=\"Natural Gas\",INDEX(BPF_Summary_Lookup,MATCH($B77,INDEX(BPF_Summary_Lookup,,#REF!),0),#REF!)*1000*0.000453592,\"\"))),\"\")","v":""},{"$f":"IF(OR($F77=\"X\",$F77=\"x\"),IF(INDEX(BPF_Summary_Lookup,MATCH($B77,INDEX(BPF_Summary_Lookup,,#REF!),0),#REF!)=FALSE,\"\",IF(U$68=\"Electricity\",INDEX(BPF_Summary_Lookup,MATCH($B77,INDEX(BPF_Summary_Lookup,,#REF!),0),#REF!),IF(U$68=\"Natural Gas\",INDEX(BPF_Summary_Lookup,MATCH($B77,INDEX(BPF_Summary_Lookup,,#REF!),0),#REF!),\"\"))),\"\")","v":""},{"$f":"IF(OR($F77=\"X\",$F77=\"x\"),IF(V$68=\"\",\"\",IF(INDEX(BPF_Summary_Lookup,MATCH($B77,INDEX(BPF_Summary_Lookup,,#REF!),0),#REF!)=FALSE,\"\",IF(V$68=\"Electricity\",$CO77,IF(V$68=\"Natural Gas\",$CQ77,\"\")))),\"\")","v":""},{"$f":"IF(OR($F77=\"X\",$F77=\"x\"),IF(W$68=\"\",\"\",IF(INDEX(BPF_Summary_Lookup,MATCH($B77,INDEX(BPF_Summary_Lookup,,#REF!),0),#REF!)=FALSE,\"\",IF(W$68=\"Electricity\",$CU77,IF(W$68=\"Natural Gas\",$CW77,\"\")))),\"\")","v":""},{"$f":"IF(OR($F77=\"X\",$F77=\"x\"),IF(INDEX(BPF_Summary_Lookup,MATCH($B77,INDEX(BPF_Summary_Lookup,,#REF!),0),#REF!)=FALSE,\"\",IF(X$68=\"Electricity\",INDEX(BPF_Summary_Lookup,MATCH($B77,INDEX(BPF_Summary_Lookup,,#REF!),0),#REF!)*1000*0.000453592,IF(X$68=\"Natural Gas\",INDEX(BPF_Summary_Lookup,MATCH($B77,INDEX(BPF_Summary_Lookup,,#REF!),0),#REF!)*1000*0.000453592,\"\"))),\"\")","v":""},{"$f":"IF(OR($F77=\"X\",$F77=\"x\"),IF(INDEX(BPF_Summary_Lookup,MATCH($B77,INDEX(BPF_Summary_Lookup,,#REF!),0),#REF!)=FALSE,\"\",IF(Y$68=\"Electricity\",INDEX(BPF_Summary_Lookup,MATCH($B77,INDEX(BPF_Summary_Lookup,,#REF!),0),#REF!),IF(Y$68=\"Natural Gas\",INDEX(BPF_Summary_Lookup,MATCH($B77,INDEX(BPF_Summary_Lookup,,#REF!),0),#REF!),\"\"))),\"\")","v":""},{"$f":"IF(OR($F77=\"X\",$F77=\"x\"),IF(Z$68=\"\",\"\",IF(INDEX(BPF_Summary_Lookup,MATCH($B77,INDEX(BPF_Summary_Lookup,,#REF!),0),#REF!)=FALSE,\"\",IF(Z$68=\"Electricity\",$CO77,IF(Z$68=\"Natural Gas\",$CQ77,\"\")))),\"\")","v":""},{"$f":"IF(OR($F77=\"X\",$F77=\"x\"),IF(AA$68=\"\",\"\",IF(INDEX(BPF_Summary_Lookup,MATCH($B77,INDEX(BPF_Summary_Lookup,,#REF!),0),#REF!)=FALSE,\"\",IF(AA$68=\"Electricity\",$CU77,IF(AA$68=\"Natural Gas\",$CW77,\"\")))),\"\")","v":""},{"$f":"IF(OR($F77=\"X\",$F77=\"x\"),IF(INDEX(BPF_Summary_Lookup,MATCH($B77,INDEX(BPF_Summary_Lookup,,#REF!),0),#REF!)=FALSE,\"\",IF(AB$68=\"Electricity\",INDEX(BPF_Summary_Lookup,MATCH($B77,INDEX(BPF_Summary_Lookup,,#REF!),0),#REF!)*1000*0.000453592,IF(AB$68=\"Natural Gas\",INDEX(BPF_Summary_Lookup,MATCH($B77,INDEX(BPF_Summary_Lookup,,#REF!),0),#REF!)*1000*0.000453592,\"\"))),\"\")","v":""},{"$f":"IF(OR($F77=\"X\",$F77=\"x\"),IF(INDEX(BPF_Summary_Lookup,MATCH($B77,INDEX(BPF_Summary_Lookup,,#REF!),0),#REF!)=FALSE,\"\",IF(AC$68=\"Electricity\",INDEX(BPF_Summary_Lookup,MATCH($B77,INDEX(BPF_Summary_Lookup,,#REF!),0),#REF!),IF(AC$68=\"Natural Gas\",INDEX(BPF_Summary_Lookup,MATCH($B77,INDEX(BPF_Summary_Lookup,,#REF!),0),#REF!),\"\"))),\"\")","v":""},{"$f":"IF(OR($F77=\"X\",$F77=\"x\"),IF(AD$68=\"\",\"\",IF(INDEX(BPF_Summary_Lookup,MATCH($B77,INDEX(BPF_Summary_Lookup,,#REF!),0),#REF!)=FALSE,\"\",IF(AD$68=\"Electricity\",$CO77,IF(AD$68=\"Natural Gas\",$CQ77,\"\")))),\"\")","v":""},{"$f":"IF(OR($F77=\"X\",$F77=\"x\"),IF(AE$68=\"\",\"\",IF(INDEX(BPF_Summary_Lookup,MATCH($B77,INDEX(BPF_Summary_Lookup,,#REF!),0),#REF!)=FALSE,\"\",IF(AE$68=\"Electricity\",$CU77,IF(AE$68=\"Natural Gas\",$CW77,\"\")))),\"\")","v":""},{"$f":"IF(OR($F77=\"X\",$F77=\"x\"),IF(INDEX(BPF_Summary_Lookup,MATCH($B77,INDEX(BPF_Summary_Lookup,,#REF!),0),#REF!)=FALSE,\"\",IF(AF$68=\"Electricity\",INDEX(BPF_Summary_Lookup,MATCH($B77,INDEX(BPF_Summary_Lookup,,#REF!),0),#REF!)*1000*0.000453592,IF(AF$68=\"Natural Gas\",INDEX(BPF_Summary_Lookup,MATCH($B77,INDEX(BPF_Summary_Lookup,,#REF!),0),#REF!)*1000*0.000453592,\"\"))),\"\")","v":""},{"$f":"IF(OR($F77=\"X\",$F77=\"x\"),IF(INDEX(BPF_Summary_Lookup,MATCH($B77,INDEX(BPF_Summary_Lookup,,#REF!),0),#REF!)=FALSE,\"\",IF(AG$68=\"Electricity\",INDEX(BPF_Summary_Lookup,MATCH($B77,INDEX(BPF_Summary_Lookup,,#REF!),0),#REF!),IF(AG$68=\"Natural Gas\",INDEX(BPF_Summary_Lookup,MATCH($B77,INDEX(BPF_Summary_Lookup,,#REF!),0),#REF!),\"\"))),\"\")","v":""},{"$f":"IF(OR($F77=\"X\",$F77=\"x\"),IF(AH$68=\"\",\"\",IF(INDEX(BPF_Summary_Lookup,MATCH($B77,INDEX(BPF_Summary_Lookup,,#REF!),0),#REF!)=FALSE,\"\",IF(AH$68=\"Electricity\",$CO77,IF(AH$68=\"Natural Gas\",$CQ77,\"\")))),\"\")","v":""},{"$f":"IF(OR($F77=\"X\",$F77=\"x\"),IF(AI$68=\"\",\"\",IF(INDEX(BPF_Summary_Lookup,MATCH($B77,INDEX(BPF_Summary_Lookup,,#REF!),0),#REF!)=FALSE,\"\",IF(AI$68=\"Electricity\",$CU77,IF(AI$68=\"Natural Gas\",$CW77,\"\")))),\"\")","v":""},{"$f":"IF(OR($F77=\"X\",$F77=\"x\"),IF(INDEX(BPF_Summary_Lookup,MATCH($B77,INDEX(BPF_Summary_Lookup,,#REF!),0),#REF!)=FALSE,\"\",IF(AJ$68=\"Electricity\",INDEX(BPF_Summary_Lookup,MATCH($B77,INDEX(BPF_Summary_Lookup,,#REF!),0),#REF!)*1000*0.000453592,IF(AJ$68=\"Natural Gas\",INDEX(BPF_Summary_Lookup,MATCH($B77,INDEX(BPF_Summary_Lookup,,#REF!),0),#REF!)*1000*0.000453592,\"\"))),\"\")","v":""},{"$f":"IF(OR($F77=\"X\",$F77=\"x\"),IF(INDEX(BPF_Summary_Lookup,MATCH($B77,INDEX(BPF_Summary_Lookup,,#REF!),0),#REF!)=FALSE,\"\",IF(AK$68=\"Electricity\",INDEX(BPF_Summary_Lookup,MATCH($B77,INDEX(BPF_Summary_Lookup,,#REF!),0),#REF!),IF(AK$68=\"Natural Gas\",INDEX(BPF_Summary_Lookup,MATCH($B77,INDEX(BPF_Summary_Lookup,,#REF!),0),#REF!),\"\"))),\"\")","v":""},{"$f":"IF(OR($F77=\"X\",$F77=\"x\"),IF(AL$68=\"\",\"\",IF(INDEX(BPF_Summary_Lookup,MATCH($B77,INDEX(BPF_Summary_Lookup,,#REF!),0),#REF!)=FALSE,\"\",IF(AL$68=\"Electricity\",$CO77,IF(AL$68=\"Natural Gas\",$CQ77,\"\")))),\"\")","v":""},{"$f":"IF(OR($F77=\"X\",$F77=\"x\"),IF(AM$68=\"\",\"\",IF(INDEX(BPF_Summary_Lookup,MATCH($B77,INDEX(BPF_Summary_Lookup,,#REF!),0),#REF!)=FALSE,\"\",IF(AM$68=\"Electricity\",$CU77,IF(AM$68=\"Natural Gas\",$CW77,\"\")))),\"\")","v":""},{"$f":"IF(OR($F77=\"X\",$F77=\"x\"),IF(INDEX(BPF_Summary_Lookup,MATCH($B77,INDEX(BPF_Summary_Lookup,,#REF!),0),#REF!)=FALSE,\"\",IF(AN$68=\"Electricity\",INDEX(BPF_Summary_Lookup,MATCH($B77,INDEX(BPF_Summary_Lookup,,#REF!),0),#REF!)*1000*0.000453592,IF(AN$68=\"Natural Gas\",INDEX(BPF_Summary_Lookup,MATCH($B77,INDEX(BPF_Summary_Lookup,,#REF!),0),#REF!)*1000*0.000453592,\"\"))),\"\")","v":""},{"$f":"IF(OR($F77=\"X\",$F77=\"x\"),IF(INDEX(BPF_Summary_Lookup,MATCH($B77,INDEX(BPF_Summary_Lookup,,#REF!),0),#REF!)=FALSE,\"\",IF(AO$68=\"Electricity\",INDEX(BPF_Summary_Lookup,MATCH($B77,INDEX(BPF_Summary_Lookup,,#REF!),0),#REF!),IF(AO$68=\"Natural Gas\",INDEX(BPF_Summary_Lookup,MATCH($B77,INDEX(BPF_Summary_Lookup,,#REF!),0),#REF!),\"\"))),\"\")","v":""},{"$f":"IF(OR($F77=\"X\",$F77=\"x\"),IF(AP$68=\"\",\"\",IF(INDEX(BPF_Summary_Lookup,MATCH($B77,INDEX(BPF_Summary_Lookup,,#REF!),0),#REF!)=FALSE,\"\",IF(AP$68=\"Electricity\",$CO77,IF(AP$68=\"Natural Gas\",$CQ77,\"\")))),\"\")","v":""},{"$f":"IF(OR($F77=\"X\",$F77=\"x\"),IF(AQ$68=\"\",\"\",IF(INDEX(BPF_Summary_Lookup,MATCH($B77,INDEX(BPF_Summary_Lookup,,#REF!),0),#REF!)=FALSE,\"\",IF(AQ$68=\"Electricity\",$CU77,IF(AQ$68=\"Natural Gas\",$CW77,\"\")))),\"\")","v":""},{"$f":"IF(OR($F77=\"X\",$F77=\"x\"),IF(INDEX(BPF_Summary_Lookup,MATCH($B77,INDEX(BPF_Summary_Lookup,,#REF!),0),#REF!)=FALSE,\"\",IF(AR$68=\"Electricity\",INDEX(BPF_Summary_Lookup,MATCH($B77,INDEX(BPF_Summary_Lookup,,#REF!),0),#REF!)*1000*0.000453592,IF(AR$68=\"Natural Gas\",INDEX(BPF_Summary_Lookup,MATCH($B77,INDEX(BPF_Summary_Lookup,,#REF!),0),#REF!)*1000*0.000453592,\"\"))),\"\")","v":""},{"$f":"IF(OR($F77=\"X\",$F77=\"x\"),IF(INDEX(BPF_Summary_Lookup,MATCH($B77,INDEX(BPF_Summary_Lookup,,#REF!),0),#REF!)=FALSE,\"\",IF(AS$68=\"Electricity\",INDEX(BPF_Summary_Lookup,MATCH($B77,INDEX(BPF_Summary_Lookup,,#REF!),0),#REF!),IF(AS$68=\"Natural Gas\",INDEX(BPF_Summary_Lookup,MATCH($B77,INDEX(BPF_Summary_Lookup,,#REF!),0),#REF!),\"\"))),\"\")","v":""},{"$f":"IF(OR($F77=\"X\",$F77=\"x\"),IF(AT$68=\"\",\"\",IF(INDEX(BPF_Summary_Lookup,MATCH($B77,INDEX(BPF_Summary_Lookup,,#REF!),0),#REF!)=FALSE,\"\",IF(AT$68=\"Electricity\",$CO77,IF(AT$68=\"Natural Gas\",$CQ77,\"\")))),\"\")","v":""},{"$f":"IF(OR($F77=\"X\",$F77=\"x\"),IF(INDEX(BPF_Summary_Lookup,MATCH($B77,INDEX(BPF_Summary_Lookup,,#REF!),0),#REF!)=FALSE,\"\",INDEX(BPF_Summary_Lookup,MATCH($B77,INDEX(BPF_Summary_Lookup,,#REF!),0),#REF!)),\"\")","v":""},{"$f":"IF(OR($F77=\"X\",$F77=\"x\"),IF(INDEX(BPF_Summary_Lookup,MATCH($B77,INDEX(BPF_Summary_Lookup,,#REF!),0),#REF!)=FALSE,\"\",INDEX(BPF_Summary_Lookup,MATCH($B77,INDEX(BPF_Summary_Lookup,,#REF!),0),#REF!)),\"\")","v":""},{"$f":"IFERROR(INDEX(Ref_UnitConversions_Energy_Content_kBtu_Unit,IFERROR(MATCH($CL$72&INDEX(RE_EC_EnergyTypes,MATCH($CL$72,INDEX(RE_EC_EnergyTypes,,1),0),2),Ref_UnitConversions_Energy_Units_Lookup,0),MATCH(\"All\"&INDEX(RE_EC_EnergyTypes,MATCH($CL$72,INDEX(RE_EC_EnergyTypes,,1),0),2),Ref_UnitConversions_Energy_Units_Lookup,0)),)/CL77,\"\")","v":""},"",{"$f":"IFERROR(INDEX(Ref_UnitConversions_Energy_Content_kBtu_Unit,IFERROR(MATCH($CM$72&INDEX(RE_EC_EnergyTypes,MATCH($CM$72,INDEX(RE_EC_EnergyTypes,,1),0),2),Ref_UnitConversions_Energy_Units_Lookup,0),MATCH(\"All\"&INDEX(RE_EC_EnergyTypes,MATCH($CM$72,INDEX(RE_EC_EnergyTypes,,1),0),2),Ref_UnitConversions_Energy_Units_Lookup,0)),)/CM77,\"\")","v":""},"",{"$f":"IF(OR($F77=\"X\",$F77=\"x\"),IF(INDEX(BPF_Summary_Lookup,MATCH($B77,INDEX(BPF_Summary_Lookup,,#REF!),0),#REF!)=FALSE,\"\",INDEX(BPF_Summary_Lookup,MATCH($B77,INDEX(BPF_Summary_Lookup,,#REF!),0),#REF!)),\"\")","v":""},{"$f":"IF(OR($F77=\"X\",$F77=\"x\"),IF(INDEX(BPF_Summary_Lookup,MATCH($B77,INDEX(BPF_Summary_Lookup,,#REF!),0),#REF!)=FALSE,\"\",INDEX(BPF_Summary_Lookup,MATCH($B77,INDEX(BPF_Summary_Lookup,,#REF!),0),#REF!)),\"\")","v":""},{"$f":"IFERROR(INDEX(Ref_UnitConversions_Energy_Content_kBtu_Unit,IFERROR(MATCH($CL$72&INDEX(RE_EC_EnergyTypes,MATCH($CL$72,INDEX(RE_EC_EnergyTypes,,1),0),2),Ref_UnitConversions_Energy_Units_Lookup,0),MATCH(\"All\"&INDEX(RE_EC_EnergyTypes,MATCH($CL$72,INDEX(RE_EC_EnergyTypes,,1),0),2),Ref_UnitConversions_Energy_Units_Lookup,0)),),\"\")","v":3.4119999999999999},"",{"$f":"IFERROR(INDEX(Ref_UnitConversions_Energy_Content_kBtu_Unit,IFERROR(MATCH($CM$72&INDEX(RE_EC_EnergyTypes,MATCH($CM$72,INDEX(RE_EC_EnergyTypes,,1),0),2),Ref_UnitConversions_Energy_Units_Lookup,0),MATCH(\"All\"&INDEX(RE_EC_EnergyTypes,MATCH($CM$72,INDEX(RE_EC_EnergyTypes,,1),0),2),Ref_UnitConversions_Energy_Units_Lookup,0)),),\"\")","v":102.9},""]
[null,5,{"$f":"IF(INDEX(ProgSetup_Program_List,B78,)=\"\",5/0, IF(ProgSetup_Miscellaneous_Customization=TRUE,1,5/0))","v":{"$error":"#DIV/0!"}},null,{"$f":"INDEX(ProgSetup_Program_List,B78,1)& \"\"","v":""},null,{"$f":"IF(OR($F78=\"X\",$F78=\"x\"),IF(G$68=\"\",\"\",IF(INDEX(BPF_Summary_Lookup,MATCH($B78,INDEX(BPF_Summary_Lookup,,#REF!),0),#REF!)=FALSE,\"\",IF(G$68=\"Electricity\",$CU78,IF(G$68=\"Natural Gas\",$CW78,\"\")))),\"\")","v":""},{"$f":"IF(OR($F78=\"X\",$F78=\"x\"),IF(INDEX(BPF_Summary_Lookup,MATCH($B78,INDEX(BPF_Summary_Lookup,,#REF!),0),#REF!)=FALSE,\"\",IF(H$68=\"Electricity\",INDEX(BPF_Summary_Lookup,MATCH($B78,INDEX(BPF_Summary_Lookup,,#REF!),0),#REF!)*1000*0.000453592,IF(H$68=\"Natural Gas\",INDEX(BPF_Summary_Lookup,MATCH($B78,INDEX(BPF_Summary_Lookup,,#REF!),0),#REF!)*1000*0.000453592,\"\"))),\"\")","v":""},{"$f":"IF(OR($F78=\"X\",$F78=\"x\"),IF(INDEX(BPF_Summary_Lookup,MATCH($B78,INDEX(BPF_Summary_Lookup,,#REF!),0),#REF!)=FALSE,\"\",IF(I$68=\"Electricity\",INDEX(BPF_Summary_Lookup,MATCH($B78,INDEX(BPF_Summary_Lookup,,#REF!),0),#REF!),IF(I$68=\"Natural Gas\",INDEX(BPF_Summary_Lookup,MATCH($B78,INDEX(BPF_Summary_Lookup,,#REF!),0),#REF!),\"\"))),\"\")","v":""},{"$f":"IF(OR($F78=\"X\",$F78=\"x\"),IF(J$68=\"\",\"\",IF(INDEX(BPF_Summary_Lookup,MATCH($B78,INDEX(BPF_Summary_Lookup,,#REF!),0),#REF!)=FALSE,\"\",IF(J$68=\"Electricity\",$CO78,IF(J$68=\"Natural Gas\",$CQ78,\"\")))),\"\")","v":""},{"$f":"IF(OR($F78=\"X\",$F78=\"x\"),IF(K$68=\"\",\"\",IF(INDEX(BPF_Summary_Lookup,MATCH($B78,INDEX(BPF_Summary_Lookup,,#REF!),0),#REF!)=FALSE,\"\",IF(K$68=\"Electricity\",$CU78,IF(K$68=\"Natural Gas\",$CW78,\"\")))),\"\")","v":""},{"$f":"IF(OR($F78=\"X\",$F78=\"x\"),IF(INDEX(BPF_Summary_Lookup,MATCH($B78,INDEX(BPF_Summary_Lookup,,#REF!),0),#REF!)=FALSE,\"\",IF(L$68=\"Electricity\",INDEX(BPF_Summary_Lookup,MATCH($B78,INDEX(BPF_Summary_Lookup,,#REF!),0),#REF!)*1000*0.000453592,IF(L$68=\"Natural Gas\",INDEX(BPF_Summary_Lookup,MATCH($B78,INDEX(BPF_Summary_Lookup,,#REF!),0),#REF!)*1000*0.000453592,\"\"))),\"\")","v":""},{"$f":"IF(OR($F78=\"X\",$F78=\"x\"),IF(INDEX(BPF_Summary_Lookup,MATCH($B78,INDEX(BPF_Summary_Lookup,,#REF!),0),#REF!)=FALSE,\"\",IF(M$68=\"Electricity\",INDEX(BPF_Summary_Lookup,MATCH($B78,INDEX(BPF_Summary_Lookup,,#REF!),0),#REF!),IF(M$68=\"Natural Gas\",INDEX(BPF_Summary_Lookup,MATCH($B78,INDEX(BPF_Summary_Lookup,,#REF!),0),#REF!),\"\"))),\"\")","v":""},{"$f":"IF(OR($F78=\"X\",$F78=\"x\"),IF(N$68=\"\",\"\",IF(INDEX(BPF_Summary_Lookup,MATCH($B78,INDEX(BPF_Summary_Lookup,,#REF!),0),#REF!)=FALSE,\"\",IF(N$68=\"Electricity\",$CO78,IF(N$68=\"Natural Gas\",$CQ78,\"\")))),\"\")","v":""},{"$f":"IF(OR($F78=\"X\",$F78=\"x\"),IF(O$68=\"\",\"\",IF(INDEX(BPF_Summary_Lookup,MATCH($B78,INDEX(BPF_Summary_Lookup,,#REF!),0),#REF!)=FALSE,\"\",IF(O$68=\"Electricity\",$CU78,IF(O$68=\"Natural Gas\",$CW78,\"\")))),\"\")","v":""},{"$f":"IF(OR($F78=\"X\",$F78=\"x\"),IF(INDEX(BPF_Summary_Lookup,MATCH($B78,INDEX(BPF_Summary_Lookup,,#REF!),0),#REF!)=FALSE,\"\",IF(P$68=\"Electricity\",INDEX(BPF_Summary_Lookup,MATCH($B78,INDEX(BPF_Summary_Lookup,,#REF!),0),#REF!)*1000*0.000453592,IF(P$68=\"Natural Gas\",INDEX(BPF_Summary_Lookup,MATCH($B78,INDEX(BPF_Summary_Lookup,,#REF!),0),#REF!)*1000*0.000453592,\"\"))),\"\")","v":""},{"$f":"IF(OR($F78=\"X\",$F78=\"x\"),IF(INDEX(BPF_Summary_Lookup,MATCH($B78,INDEX(BPF_Summary_Lookup,,#REF!),0),#REF!)=FALSE,\"\",IF(Q$68=\"Electricity\",INDEX(BPF_Summary_Lookup,MATCH($B78,INDEX(BPF_Summary_Lookup,,#REF!),0),#REF!),IF(Q$68=\"Natural Gas\",INDEX(BPF_Summary_Lookup,MATCH($B78,INDEX(BPF_Summary_Lookup,,#REF!),0),#REF!),\"\"))),\"\")","v":""},{"$f":"IF(OR($F78=\"X\",$F78=\"x\"),IF(R$68=\"\",\"\",IF(INDEX(BPF_Summary_Lookup,MATCH($B78,INDEX(BPF_Summary_Lookup,,#REF!),0),#REF!)=FALSE,\"\",IF(R$68=\"Electricity\",$CO78,IF(R$68=\"Natural Gas\",$CQ78,\"\")))),\"\")","v":""},{"$f":"IF(OR($F78=\"X\",$F78=\"x\"),IF(S$68=\"\",\"\",IF(INDEX(BPF_Summary_Lookup,MATCH($B78,INDEX(BPF_Summary_Lookup,,#REF!),0),#REF!)=FALSE,\"\",IF(S$68=\"Electricity\",$CU78,IF(S$68=\"Natural Gas\",$CW78,\"\")))),\"\")","v":""},{"$f":"IF(OR($F78=\"X\",$F78=\"x\"),IF(INDEX(BPF_Summary_Lookup,MATCH($B78,INDEX(BPF_Summary_Lookup,,#REF!),0),#REF!)=FALSE,\"\",IF(T$68=\"Electricity\",INDEX(BPF_Summary_Lookup,MATCH($B78,INDEX(BPF_Summary_Lookup,,#REF!),0),#REF!)*1000*0.000453592,IF(T$68=\"Natural Gas\",INDEX(BPF_Summary_Lookup,MATCH($B78,INDEX(BPF_Summary_Lookup,,#REF!),0),#REF!)*1000*0.000453592,\"\"))),\"\")","v":""},{"$f":"IF(OR($F78=\"X\",$F78=\"x\"),IF(INDEX(BPF_Summary_Lookup,MATCH($B78,INDEX(BPF_Summary_Lookup,,#REF!),0),#REF!)=FALSE,\"\",IF(U$68=\"Electricity\",INDEX(BPF_Summary_Lookup,MATCH($B78,INDEX(BPF_Summary_Lookup,,#REF!),0),#REF!),IF(U$68=\"Natural Gas\",INDEX(BPF_Summary_Lookup,MATCH($B78,INDEX(BPF_Summary_Lookup,,#REF!),0),#REF!),\"\"))),\"\")","v":""},{"$f":"IF(OR($F78=\"X\",$F78=\"x\"),IF(V$68=\"\",\"\",IF(INDEX(BPF_Summary_Lookup,MATCH($B78,INDEX(BPF_Summary_Lookup,,#REF!),0),#REF!)=FALSE,\"\",IF(V$68=\"Electricity\",$CO78,IF(V$68=\"Natural Gas\",$CQ78,\"\")))),\"\")","v":""},{"$f":"IF(OR($F78=\"X\",$F78=\"x\"),IF(W$68=\"\",\"\",IF(INDEX(BPF_Summary_Lookup,MATCH($B78,INDEX(BPF_Summary_Lookup,,#REF!),0),#REF!)=FALSE,\"\",IF(W$68=\"Electricity\",$CU78,IF(W$68=\"Natural Gas\",$CW78,\"\")))),\"\")","v":""},{"$f":"IF(OR($F78=\"X\",$F78=\"x\"),IF(INDEX(BPF_Summary_Lookup,MATCH($B78,INDEX(BPF_Summary_Lookup,,#REF!),0),#REF!)=FALSE,\"\",IF(X$68=\"Electricity\",INDEX(BPF_Summary_Lookup,MATCH($B78,INDEX(BPF_Summary_Lookup,,#REF!),0),#REF!)*1000*0.000453592,IF(X$68=\"Natural Gas\",INDEX(BPF_Summary_Lookup,MATCH($B78,INDEX(BPF_Summary_Lookup,,#REF!),0),#REF!)*1000*0.000453592,\"\"))),\"\")","v":""},{"$f":"IF(OR($F78=\"X\",$F78=\"x\"),IF(INDEX(BPF_Summary_Lookup,MATCH($B78,INDEX(BPF_Summary_Lookup,,#REF!),0),#REF!)=FALSE,\"\",IF(Y$68=\"Electricity\",INDEX(BPF_Summary_Lookup,MATCH($B78,INDEX(BPF_Summary_Lookup,,#REF!),0),#REF!),IF(Y$68=\"Natural Gas\",INDEX(BPF_Summary_Lookup,MATCH($B78,INDEX(BPF_Summary_Lookup,,#REF!),0),#REF!),\"\"))),\"\")","v":""},{"$f":"IF(OR($F78=\"X\",$F78=\"x\"),IF(Z$68=\"\",\"\",IF(INDEX(BPF_Summary_Lookup,MATCH($B78,INDEX(BPF_Summary_Lookup,,#REF!),0),#REF!)=FALSE,\"\",IF(Z$68=\"Electricity\",$CO78,IF(Z$68=\"Natural Gas\",$CQ78,\"\")))),\"\")","v":""},{"$f":"IF(OR($F78=\"X\",$F78=\"x\"),IF(AA$68=\"\",\"\",IF(INDEX(BPF_Summary_Lookup,MATCH($B78,INDEX(BPF_Summary_Lookup,,#REF!),0),#REF!)=FALSE,\"\",IF(AA$68=\"Electricity\",$CU78,IF(AA$68=\"Natural Gas\",$CW78,\"\")))),\"\")","v":""},{"$f":"IF(OR($F78=\"X\",$F78=\"x\"),IF(INDEX(BPF_Summary_Lookup,MATCH($B78,INDEX(BPF_Summary_Lookup,,#REF!),0),#REF!)=FALSE,\"\",IF(AB$68=\"Electricity\",INDEX(BPF_Summary_Lookup,MATCH($B78,INDEX(BPF_Summary_Lookup,,#REF!),0),#REF!)*1000*0.000453592,IF(AB$68=\"Natural Gas\",INDEX(BPF_Summary_Lookup,MATCH($B78,INDEX(BPF_Summary_Lookup,,#REF!),0),#REF!)*1000*0.000453592,\"\"))),\"\")","v":""},{"$f":"IF(OR($F78=\"X\",$F78=\"x\"),IF(INDEX(BPF_Summary_Lookup,MATCH($B78,INDEX(BPF_Summary_Lookup,,#REF!),0),#REF!)=FALSE,\"\",IF(AC$68=\"Electricity\",INDEX(BPF_Summary_Lookup,MATCH($B78,INDEX(BPF_Summary_Lookup,,#REF!),0),#REF!),IF(AC$68=\"Natural Gas\",INDEX(BPF_Summary_Lookup,MATCH($B78,INDEX(BPF_Summary_Lookup,,#REF!),0),#REF!),\"\"))),\"\")","v":""},{"$f":"IF(OR($F78=\"X\",$F78=\"x\"),IF(AD$68=\"\",\"\",IF(INDEX(BPF_Summary_Lookup,MATCH($B78,INDEX(BPF_Summary_Lookup,,#REF!),0),#REF!)=FALSE,\"\",IF(AD$68=\"Electricity\",$CO78,IF(AD$68=\"Natural Gas\",$CQ78,\"\")))),\"\")","v":""},{"$f":"IF(OR($F78=\"X\",$F78=\"x\"),IF(AE$68=\"\",\"\",IF(INDEX(BPF_Summary_Lookup,MATCH($B78,INDEX(BPF_Summary_Lookup,,#REF!),0),#REF!)=FALSE,\"\",IF(AE$68=\"Electricity\",$CU78,IF(AE$68=\"Natural Gas\",$CW78,\"\")))),\"\")","v":""},{"$f":"IF(OR($F78=\"X\",$F78=\"x\"),IF(INDEX(BPF_Summary_Lookup,MATCH($B78,INDEX(BPF_Summary_Lookup,,#REF!),0),#REF!)=FALSE,\"\",IF(AF$68=\"Electricity\",INDEX(BPF_Summary_Lookup,MATCH($B78,INDEX(BPF_Summary_Lookup,,#REF!),0),#REF!)*1000*0.000453592,IF(AF$68=\"Natural Gas\",INDEX(BPF_Summary_Lookup,MATCH($B78,INDEX(BPF_Summary_Lookup,,#REF!),0),#REF!)*1000*0.000453592,\"\"))),\"\")","v":""},{"$f":"IF(OR($F78=\"X\",$F78=\"x\"),IF(INDEX(BPF_Summary_Lookup,MATCH($B78,INDEX(BPF_Summary_Lookup,,#REF!),0),#REF!)=FALSE,\"\",IF(AG$68=\"Electricity\",INDEX(BPF_Summary_Lookup,MATCH($B78,INDEX(BPF_Summary_Lookup,,#REF!),0),#REF!),IF(AG$68=\"Natural Gas\",INDEX(BPF_Summary_Lookup,MATCH($B78,INDEX(BPF_Summary_Lookup,,#REF!),0),#REF!),\"\"))),\"\")","v":""},{"$f":"IF(OR($F78=\"X\",$F78=\"x\"),IF(AH$68=\"\",\"\",IF(INDEX(BPF_Summary_Lookup,MATCH($B78,INDEX(BPF_Summary_Lookup,,#REF!),0),#REF!)=FALSE,\"\",IF(AH$68=\"Electricity\",$CO78,IF(AH$68=\"Natural Gas\",$CQ78,\"\")))),\"\")","v":""},{"$f":"IF(OR($F78=\"X\",$F78=\"x\"),IF(AI$68=\"\",\"\",IF(INDEX(BPF_Summary_Lookup,MATCH($B78,INDEX(BPF_Summary_Lookup,,#REF!),0),#REF!)=FALSE,\"\",IF(AI$68=\"Electricity\",$CU78,IF(AI$68=\"Natural Gas\",$CW78,\"\")))),\"\")","v":""},{"$f":"IF(OR($F78=\"X\",$F78=\"x\"),IF(INDEX(BPF_Summary_Lookup,MATCH($B78,INDEX(BPF_Summary_Lookup,,#REF!),0),#REF!)=FALSE,\"\",IF(AJ$68=\"Electricity\",INDEX(BPF_Summary_Lookup,MATCH($B78,INDEX(BPF_Summary_Lookup,,#REF!),0),#REF!)*1000*0.000453592,IF(AJ$68=\"Natural Gas\",INDEX(BPF_Summary_Lookup,MATCH($B78,INDEX(BPF_Summary_Lookup,,#REF!),0),#REF!)*1000*0.000453592,\"\"))),\"\")","v":""},{"$f":"IF(OR($F78=\"X\",$F78=\"x\"),IF(INDEX(BPF_Summary_Lookup,MATCH($B78,INDEX(BPF_Summary_Lookup,,#REF!),0),#REF!)=FALSE,\"\",IF(AK$68=\"Electricity\",INDEX(BPF_Summary_Lookup,MATCH($B78,INDEX(BPF_Summary_Lookup,,#REF!),0),#REF!),IF(AK$68=\"Natural Gas\",INDEX(BPF_Summary_Lookup,MATCH($B78,INDEX(BPF_Summary_Lookup,,#REF!),0),#REF!),\"\"))),\"\")","v":""},{"$f":"IF(OR($F78=\"X\",$F78=\"x\"),IF(AL$68=\"\",\"\",IF(INDEX(BPF_Summary_Lookup,MATCH($B78,INDEX(BPF_Summary_Lookup,,#REF!),0),#REF!)=FALSE,\"\",IF(AL$68=\"Electricity\",$CO78,IF(AL$68=\"Natural Gas\",$CQ78,\"\")))),\"\")","v":""},{"$f":"IF(OR($F78=\"X\",$F78=\"x\"),IF(AM$68=\"\",\"\",IF(INDEX(BPF_Summary_Lookup,MATCH($B78,INDEX(BPF_Summary_Lookup,,#REF!),0),#REF!)=FALSE,\"\",IF(AM$68=\"Electricity\",$CU78,IF(AM$68=\"Natural Gas\",$CW78,\"\")))),\"\")","v":""},{"$f":"IF(OR($F78=\"X\",$F78=\"x\"),IF(INDEX(BPF_Summary_Lookup,MATCH($B78,INDEX(BPF_Summary_Lookup,,#REF!),0),#REF!)=FALSE,\"\",IF(AN$68=\"Electricity\",INDEX(BPF_Summary_Lookup,MATCH($B78,INDEX(BPF_Summary_Lookup,,#REF!),0),#REF!)*1000*0.000453592,IF(AN$68=\"Natural Gas\",INDEX(BPF_Summary_Lookup,MATCH($B78,INDEX(BPF_Summary_Lookup,,#REF!),0),#REF!)*1000*0.000453592,\"\"))),\"\")","v":""},{"$f":"IF(OR($F78=\"X\",$F78=\"x\"),IF(INDEX(BPF_Summary_Lookup,MATCH($B78,INDEX(BPF_Summary_Lookup,,#REF!),0),#REF!)=FALSE,\"\",IF(AO$68=\"Electricity\",INDEX(BPF_Summary_Lookup,MATCH($B78,INDEX(BPF_Summary_Lookup,,#REF!),0),#REF!),IF(AO$68=\"Natural Gas\",INDEX(BPF_Summary_Lookup,MATCH($B78,INDEX(BPF_Summary_Lookup,,#REF!),0),#REF!),\"\"))),\"\")","v":""},{"$f":"IF(OR($F78=\"X\",$F78=\"x\"),IF(AP$68=\"\",\"\",IF(INDEX(BPF_Summary_Lookup,MATCH($B78,INDEX(BPF_Summary_Lookup,,#REF!),0),#REF!)=FALSE,\"\",IF(AP$68=\"Electricity\",$CO78,IF(AP$68=\"Natural Gas\",$CQ78,\"\")))),\"\")","v":""},{"$f":"IF(OR($F78=\"X\",$F78=\"x\"),IF(AQ$68=\"\",\"\",IF(INDEX(BPF_Summary_Lookup,MATCH($B78,INDEX(BPF_Summary_Lookup,,#REF!),0),#REF!)=FALSE,\"\",IF(AQ$68=\"Electricity\",$CU78,IF(AQ$68=\"Natural Gas\",$CW78,\"\")))),\"\")","v":""},{"$f":"IF(OR($F78=\"X\",$F78=\"x\"),IF(INDEX(BPF_Summary_Lookup,MATCH($B78,INDEX(BPF_Summary_Lookup,,#REF!),0),#REF!)=FALSE,\"\",IF(AR$68=\"Electricity\",INDEX(BPF_Summary_Lookup,MATCH($B78,INDEX(BPF_Summary_Lookup,,#REF!),0),#REF!)*1000*0.000453592,IF(AR$68=\"Natural Gas\",INDEX(BPF_Summary_Lookup,MATCH($B78,INDEX(BPF_Summary_Lookup,,#REF!),0),#REF!)*1000*0.000453592,\"\"))),\"\")","v":""},{"$f":"IF(OR($F78=\"X\",$F78=\"x\"),IF(INDEX(BPF_Summary_Lookup,MATCH($B78,INDEX(BPF_Summary_Lookup,,#REF!),0),#REF!)=FALSE,\"\",IF(AS$68=\"Electricity\",INDEX(BPF_Summary_Lookup,MATCH($B78,INDEX(BPF_Summary_Lookup,,#REF!),0),#REF!),IF(AS$68=\"Natural Gas\",INDEX(BPF_Summary_Lookup,MATCH($B78,INDEX(BPF_Summary_Lookup,,#REF!),0),#REF!),\"\"))),\"\")","v":""},{"$f":"IF(OR($F78=\"X\",$F78=\"x\"),IF(AT$68=\"\",\"\",IF(INDEX(BPF_Summary_Lookup,MATCH($B78,INDEX(BPF_Summary_Lookup,,#REF!),0),#REF!)=FALSE,\"\",IF(AT$68=\"Electricity\",$CO78,IF(AT$68=\"Natural Gas\",$CQ78,\"\")))),\"\")","v":""},null,null,null,{"$f":"IF(OR($F78=\"X\",$F78=\"x\"),IF(G$68=\"\",\"\",IF(INDEX(BPF_Summary_Lookup,MATCH($B78,INDEX(BPF_Summary_Lookup,,#REF!),0),#REF!)=FALSE,\"\",IF(G$68=\"Electricity\",$CU78,IF(G$68=\"Natural Gas\",$CW78,\"\")))),\"\")","v":""},{"$f":"IF(OR($F78=\"X\",$F78=\"x\"),IF(INDEX(BPF_Summary_Lookup,MATCH($B78,INDEX(BPF_Summary_Lookup,,#REF!),0),#REF!)=FALSE,\"\",IF(H$68=\"Electricity\",INDEX(BPF_Summary_Lookup,MATCH($B78,INDEX(BPF_Summary_Lookup,,#REF!),0),#REF!)*1000*0.000453592,IF(H$68=\"Natural Gas\",INDEX(BPF_Summary_Lookup,MATCH($B78,INDEX(BPF_Summary_Lookup,,#REF!),0),#REF!)*1000*0.000453592,\"\"))),\"\")","v":""},{"$f":"IF(OR($F78=\"X\",$F78=\"x\"),IF(INDEX(BPF_Summary_Lookup,MATCH($B78,INDEX(BPF_Summary_Lookup,,#REF!),0),#REF!)=FALSE,\"\",IF(I$68=\"Electricity\",INDEX(BPF_Summary_Lookup,MATCH($B78,INDEX(BPF_Summary_Lookup,,#REF!),0),#REF!),IF(I$68=\"Natural Gas\",INDEX(BPF_Summary_Lookup,MATCH($B78,INDEX(BPF_Summary_Lookup,,#REF!),0),#REF!),\"\"))),\"\")","v":""},{"$f":"IF(OR($F78=\"X\",$F78=\"x\"),IF(J$68=\"\",\"\",IF(INDEX(BPF_Summary_Lookup,MATCH($B78,INDEX(BPF_Summary_Lookup,,#REF!),0),#REF!)=FALSE,\"\",IF(J$68=\"Electricity\",$CO78,IF(J$68=\"Natural Gas\",$CQ78,\"\")))),\"\")","v":""},{"$f":"IF(OR($F78=\"X\",$F78=\"x\"),IF(K$68=\"\",\"\",IF(INDEX(BPF_Summary_Lookup,MATCH($B78,INDEX(BPF_Summary_Lookup,,#REF!),0),#REF!)=FALSE,\"\",IF(K$68=\"Electricity\",$CU78,IF(K$68=\"Natural Gas\",$CW78,\"\")))),\"\")","v":""},{"$f":"IF(OR($F78=\"X\",$F78=\"x\"),IF(INDEX(BPF_Summary_Lookup,MATCH($B78,INDEX(BPF_Summary_Lookup,,#REF!),0),#REF!)=FALSE,\"\",IF(L$68=\"Electricity\",INDEX(BPF_Summary_Lookup,MATCH($B78,INDEX(BPF_Summary_Lookup,,#REF!),0),#REF!)*1000*0.000453592,IF(L$68=\"Natural Gas\",INDEX(BPF_Summary_Lookup,MATCH($B78,INDEX(BPF_Summary_Lookup,,#REF!),0),#REF!)*1000*0.000453592,\"\"))),\"\")","v":""},{"$f":"IF(OR($F78=\"X\",$F78=\"x\"),IF(INDEX(BPF_Summary_Lookup,MATCH($B78,INDEX(BPF_Summary_Lookup,,#REF!),0),#REF!)=FALSE,\"\",IF(M$68=\"Electricity\",INDEX(BPF_Summary_Lookup,MATCH($B78,INDEX(BPF_Summary_Lookup,,#REF!),0),#REF!),IF(M$68=\"Natural Gas\",INDEX(BPF_Summary_Lookup,MATCH($B78,INDEX(BPF_Summary_Lookup,,#REF!),0),#REF!),\"\"))),\"\")","v":""},{"$f":"IF(OR($F78=\"X\",$F78=\"x\"),IF(N$68=\"\",\"\",IF(INDEX(BPF_Summary_Lookup,MATCH($B78,INDEX(BPF_Summary_Lookup,,#REF!),0),#REF!)=FALSE,\"\",IF(N$68=\"Electricity\",$CO78,IF(N$68=\"Natural Gas\",$CQ78,\"\")))),\"\")","v":""},{"$f":"IF(OR($F78=\"X\",$F78=\"x\"),IF(O$68=\"\",\"\",IF(INDEX(BPF_Summary_Lookup,MATCH($B78,INDEX(BPF_Summary_Lookup,,#REF!),0),#REF!)=FALSE,\"\",IF(O$68=\"Electricity\",$CU78,IF(O$68=\"Natural Gas\",$CW78,\"\")))),\"\")","v":""},{"$f":"IF(OR($F78=\"X\",$F78=\"x\"),IF(INDEX(BPF_Summary_Lookup,MATCH($B78,INDEX(BPF_Summary_Lookup,,#REF!),0),#REF!)=FALSE,\"\",IF(P$68=\"Electricity\",INDEX(BPF_Summary_Lookup,MATCH($B78,INDEX(BPF_Summary_Lookup,,#REF!),0),#REF!)*1000*0.000453592,IF(P$68=\"Natural Gas\",INDEX(BPF_Summary_Lookup,MATCH($B78,INDEX(BPF_Summary_Lookup,,#REF!),0),#REF!)*1000*0.000453592,\"\"))),\"\")","v":""},{"$f":"IF(OR($F78=\"X\",$F78=\"x\"),IF(INDEX(BPF_Summary_Lookup,MATCH($B78,INDEX(BPF_Summary_Lookup,,#REF!),0),#REF!)=FALSE,\"\",IF(Q$68=\"Electricity\",INDEX(BPF_Summary_Lookup,MATCH($B78,INDEX(BPF_Summary_Lookup,,#REF!),0),#REF!),IF(Q$68=\"Natural Gas\",INDEX(BPF_Summary_Lookup,MATCH($B78,INDEX(BPF_Summary_Lookup,,#REF!),0),#REF!),\"\"))),\"\")","v":""},{"$f":"IF(OR($F78=\"X\",$F78=\"x\"),IF(R$68=\"\",\"\",IF(INDEX(BPF_Summary_Lookup,MATCH($B78,INDEX(BPF_Summary_Lookup,,#REF!),0),#REF!)=FALSE,\"\",IF(R$68=\"Electricity\",$CO78,IF(R$68=\"Natural Gas\",$CQ78,\"\")))),\"\")","v":""},{"$f":"IF(OR($F78=\"X\",$F78=\"x\"),IF(S$68=\"\",\"\",IF(INDEX(BPF_Summary_Lookup,MATCH($B78,INDEX(BPF_Summary_Lookup,,#REF!),0),#REF!)=FALSE,\"\",IF(S$68=\"Electricity\",$CU78,IF(S$68=\"Natural Gas\",$CW78,\"\")))),\"\")","v":""},{"$f":"IF(OR($F78=\"X\",$F78=\"x\"),IF(INDEX(BPF_Summary_Lookup,MATCH($B78,INDEX(BPF_Summary_Lookup,,#REF!),0),#REF!)=FALSE,\"\",IF(T$68=\"Electricity\",INDEX(BPF_Summary_Lookup,MATCH($B78,INDEX(BPF_Summary_Lookup,,#REF!),0),#REF!)*1000*0.000453592,IF(T$68=\"Natural Gas\",INDEX(BPF_Summary_Lookup,MATCH($B78,INDEX(BPF_Summary_Lookup,,#REF!),0),#REF!)*1000*0.000453592,\"\"))),\"\")","v":""},{"$f":"IF(OR($F78=\"X\",$F78=\"x\"),IF(INDEX(BPF_Summary_Lookup,MATCH($B78,INDEX(BPF_Summary_Lookup,,#REF!),0),#REF!)=FALSE,\"\",IF(U$68=\"Electricity\",INDEX(BPF_Summary_Lookup,MATCH($B78,INDEX(BPF_Summary_Lookup,,#REF!),0),#REF!),IF(U$68=\"Natural Gas\",INDEX(BPF_Summary_Lookup,MATCH($B78,INDEX(BPF_Summary_Lookup,,#REF!),0),#REF!),\"\"))),\"\")","v":""},{"$f":"IF(OR($F78=\"X\",$F78=\"x\"),IF(V$68=\"\",\"\",IF(INDEX(BPF_Summary_Lookup,MATCH($B78,INDEX(BPF_Summary_Lookup,,#REF!),0),#REF!)=FALSE,\"\",IF(V$68=\"Electricity\",$CO78,IF(V$68=\"Natural Gas\",$CQ78,\"\")))),\"\")","v":""},{"$f":"IF(OR($F78=\"X\",$F78=\"x\"),IF(W$68=\"\",\"\",IF(INDEX(BPF_Summary_Lookup,MATCH($B78,INDEX(BPF_Summary_Lookup,,#REF!),0),#REF!)=FALSE,\"\",IF(W$68=\"Electricity\",$CU78,IF(W$68=\"Natural Gas\",$CW78,\"\")))),\"\")","v":""},{"$f":"IF(OR($F78=\"X\",$F78=\"x\"),IF(INDEX(BPF_Summary_Lookup,MATCH($B78,INDEX(BPF_Summary_Lookup,,#REF!),0),#REF!)=FALSE,\"\",IF(X$68=\"Electricity\",INDEX(BPF_Summary_Lookup,MATCH($B78,INDEX(BPF_Summary_Lookup,,#REF!),0),#REF!)*1000*0.000453592,IF(X$68=\"Natural Gas\",INDEX(BPF_Summary_Lookup,MATCH($B78,INDEX(BPF_Summary_Lookup,,#REF!),0),#REF!)*1000*0.000453592,\"\"))),\"\")","v":""},{"$f":"IF(OR($F78=\"X\",$F78=\"x\"),IF(INDEX(BPF_Summary_Lookup,MATCH($B78,INDEX(BPF_Summary_Lookup,,#REF!),0),#REF!)=FALSE,\"\",IF(Y$68=\"Electricity\",INDEX(BPF_Summary_Lookup,MATCH($B78,INDEX(BPF_Summary_Lookup,,#REF!),0),#REF!),IF(Y$68=\"Natural Gas\",INDEX(BPF_Summary_Lookup,MATCH($B78,INDEX(BPF_Summary_Lookup,,#REF!),0),#REF!),\"\"))),\"\")","v":""},{"$f":"IF(OR($F78=\"X\",$F78=\"x\"),IF(Z$68=\"\",\"\",IF(INDEX(BPF_Summary_Lookup,MATCH($B78,INDEX(BPF_Summary_Lookup,,#REF!),0),#REF!)=FALSE,\"\",IF(Z$68=\"Electricity\",$CO78,IF(Z$68=\"Natural Gas\",$CQ78,\"\")))),\"\")","v":""},{"$f":"IF(OR($F78=\"X\",$F78=\"x\"),IF(AA$68=\"\",\"\",IF(INDEX(BPF_Summary_Lookup,MATCH($B78,INDEX(BPF_Summary_Lookup,,#REF!),0),#REF!)=FALSE,\"\",IF(AA$68=\"Electricity\",$CU78,IF(AA$68=\"Natural Gas\",$CW78,\"\")))),\"\")","v":""},{"$f":"IF(OR($F78=\"X\",$F78=\"x\"),IF(INDEX(BPF_Summary_Lookup,MATCH($B78,INDEX(BPF_Summary_Lookup,,#REF!),0),#REF!)=FALSE,\"\",IF(AB$68=\"Electricity\",INDEX(BPF_Summary_Lookup,MATCH($B78,INDEX(BPF_Summary_Lookup,,#REF!),0),#REF!)*1000*0.000453592,IF(AB$68=\"Natural Gas\",INDEX(BPF_Summary_Lookup,MATCH($B78,INDEX(BPF_Summary_Lookup,,#REF!),0),#REF!)*1000*0.000453592,\"\"))),\"\")","v":""},{"$f":"IF(OR($F78=\"X\",$F78=\"x\"),IF(INDEX(BPF_Summary_Lookup,MATCH($B78,INDEX(BPF_Summary_Lookup,,#REF!),0),#REF!)=FALSE,\"\",IF(AC$68=\"Electricity\",INDEX(BPF_Summary_Lookup,MATCH($B78,INDEX(BPF_Summary_Lookup,,#REF!),0),#REF!),IF(AC$68=\"Natural Gas\",INDEX(BPF_Summary_Lookup,MATCH($B78,INDEX(BPF_Summary_Lookup,,#REF!),0),#REF!),\"\"))),\"\")","v":""},{"$f":"IF(OR($F78=\"X\",$F78=\"x\"),IF(AD$68=\"\",\"\",IF(INDEX(BPF_Summary_Lookup,MATCH($B78,INDEX(BPF_Summary_Lookup,,#REF!),0),#REF!)=FALSE,\"\",IF(AD$68=\"Electricity\",$CO78,IF(AD$68=\"Natural Gas\",$CQ78,\"\")))),\"\")","v":""},{"$f":"IF(OR($F78=\"X\",$F78=\"x\"),IF(AE$68=\"\",\"\",IF(INDEX(BPF_Summary_Lookup,MATCH($B78,INDEX(BPF_Summary_Lookup,,#REF!),0),#REF!)=FALSE,\"\",IF(AE$68=\"Electricity\",$CU78,IF(AE$68=\"Natural Gas\",$CW78,\"\")))),\"\")","v":""},{"$f":"IF(OR($F78=\"X\",$F78=\"x\"),IF(INDEX(BPF_Summary_Lookup,MATCH($B78,INDEX(BPF_Summary_Lookup,,#REF!),0),#REF!)=FALSE,\"\",IF(AF$68=\"Electricity\",INDEX(BPF_Summary_Lookup,MATCH($B78,INDEX(BPF_Summary_Lookup,,#REF!),0),#REF!)*1000*0.000453592,IF(AF$68=\"Natural Gas\",INDEX(BPF_Summary_Lookup,MATCH($B78,INDEX(BPF_Summary_Lookup,,#REF!),0),#REF!)*1000*0.000453592,\"\"))),\"\")","v":""},{"$f":"IF(OR($F78=\"X\",$F78=\"x\"),IF(INDEX(BPF_Summary_Lookup,MATCH($B78,INDEX(BPF_Summary_Lookup,,#REF!),0),#REF!)=FALSE,\"\",IF(AG$68=\"Electricity\",INDEX(BPF_Summary_Lookup,MATCH($B78,INDEX(BPF_Summary_Lookup,,#REF!),0),#REF!),IF(AG$68=\"Natural Gas\",INDEX(BPF_Summary_Lookup,MATCH($B78,INDEX(BPF_Summary_Lookup,,#REF!),0),#REF!),\"\"))),\"\")","v":""},{"$f":"IF(OR($F78=\"X\",$F78=\"x\"),IF(AH$68=\"\",\"\",IF(INDEX(BPF_Summary_Lookup,MATCH($B78,INDEX(BPF_Summary_Lookup,,#REF!),0),#REF!)=FALSE,\"\",IF(AH$68=\"Electricity\",$CO78,IF(AH$68=\"Natural Gas\",$CQ78,\"\")))),\"\")","v":""},{"$f":"IF(OR($F78=\"X\",$F78=\"x\"),IF(AI$68=\"\",\"\",IF(INDEX(BPF_Summary_Lookup,MATCH($B78,INDEX(BPF_Summary_Lookup,,#REF!),0),#REF!)=FALSE,\"\",IF(AI$68=\"Electricity\",$CU78,IF(AI$68=\"Natural Gas\",$CW78,\"\")))),\"\")","v":""},{"$f":"IF(OR($F78=\"X\",$F78=\"x\"),IF(INDEX(BPF_Summary_Lookup,MATCH($B78,INDEX(BPF_Summary_Lookup,,#REF!),0),#REF!)=FALSE,\"\",IF(AJ$68=\"Electricity\",INDEX(BPF_Summary_Lookup,MATCH($B78,INDEX(BPF_Summary_Lookup,,#REF!),0),#REF!)*1000*0.000453592,IF(AJ$68=\"Natural Gas\",INDEX(BPF_Summary_Lookup,MATCH($B78,INDEX(BPF_Summary_Lookup,,#REF!),0),#REF!)*1000*0.000453592,\"\"))),\"\")","v":""},{"$f":"IF(OR($F78=\"X\",$F78=\"x\"),IF(INDEX(BPF_Summary_Lookup,MATCH($B78,INDEX(BPF_Summary_Lookup,,#REF!),0),#REF!)=FALSE,\"\",IF(AK$68=\"Electricity\",INDEX(BPF_Summary_Lookup,MATCH($B78,INDEX(BPF_Summary_Lookup,,#REF!),0),#REF!),IF(AK$68=\"Natural Gas\",INDEX(BPF_Summary_Lookup,MATCH($B78,INDEX(BPF_Summary_Lookup,,#REF!),0),#REF!),\"\"))),\"\")","v":""},{"$f":"IF(OR($F78=\"X\",$F78=\"x\"),IF(AL$68=\"\",\"\",IF(INDEX(BPF_Summary_Lookup,MATCH($B78,INDEX(BPF_Summary_Lookup,,#REF!),0),#REF!)=FALSE,\"\",IF(AL$68=\"Electricity\",$CO78,IF(AL$68=\"Natural Gas\",$CQ78,\"\")))),\"\")","v":""},{"$f":"IF(OR($F78=\"X\",$F78=\"x\"),IF(AM$68=\"\",\"\",IF(INDEX(BPF_Summary_Lookup,MATCH($B78,INDEX(BPF_Summary_Lookup,,#REF!),0),#REF!)=FALSE,\"\",IF(AM$68=\"Electricity\",$CU78,IF(AM$68=\"Natural Gas\",$CW78,\"\")))),\"\")","v":""},{"$f":"IF(OR($F78=\"X\",$F78=\"x\"),IF(INDEX(BPF_Summary_Lookup,MATCH($B78,INDEX(BPF_Summary_Lookup,,#REF!),0),#REF!)=FALSE,\"\",IF(AN$68=\"Electricity\",INDEX(BPF_Summary_Lookup,MATCH($B78,INDEX(BPF_Summary_Lookup,,#REF!),0),#REF!)*1000*0.000453592,IF(AN$68=\"Natural Gas\",INDEX(BPF_Summary_Lookup,MATCH($B78,INDEX(BPF_Summary_Lookup,,#REF!),0),#REF!)*1000*0.000453592,\"\"))),\"\")","v":""},{"$f":"IF(OR($F78=\"X\",$F78=\"x\"),IF(INDEX(BPF_Summary_Lookup,MATCH($B78,INDEX(BPF_Summary_Lookup,,#REF!),0),#REF!)=FALSE,\"\",IF(AO$68=\"Electricity\",INDEX(BPF_Summary_Lookup,MATCH($B78,INDEX(BPF_Summary_Lookup,,#REF!),0),#REF!),IF(AO$68=\"Natural Gas\",INDEX(BPF_Summary_Lookup,MATCH($B78,INDEX(BPF_Summary_Lookup,,#REF!),0),#REF!),\"\"))),\"\")","v":""},{"$f":"IF(OR($F78=\"X\",$F78=\"x\"),IF(AP$68=\"\",\"\",IF(INDEX(BPF_Summary_Lookup,MATCH($B78,INDEX(BPF_Summary_Lookup,,#REF!),0),#REF!)=FALSE,\"\",IF(AP$68=\"Electricity\",$CO78,IF(AP$68=\"Natural Gas\",$CQ78,\"\")))),\"\")","v":""},{"$f":"IF(OR($F78=\"X\",$F78=\"x\"),IF(AQ$68=\"\",\"\",IF(INDEX(BPF_Summary_Lookup,MATCH($B78,INDEX(BPF_Summary_Lookup,,#REF!),0),#REF!)=FALSE,\"\",IF(AQ$68=\"Electricity\",$CU78,IF(AQ$68=\"Natural Gas\",$CW78,\"\")))),\"\")","v":""},{"$f":"IF(OR($F78=\"X\",$F78=\"x\"),IF(INDEX(BPF_Summary_Lookup,MATCH($B78,INDEX(BPF_Summary_Lookup,,#REF!),0),#REF!)=FALSE,\"\",IF(AR$68=\"Electricity\",INDEX(BPF_Summary_Lookup,MATCH($B78,INDEX(BPF_Summary_Lookup,,#REF!),0),#REF!)*1000*0.000453592,IF(AR$68=\"Natural Gas\",INDEX(BPF_Summary_Lookup,MATCH($B78,INDEX(BPF_Summary_Lookup,,#REF!),0),#REF!)*1000*0.000453592,\"\"))),\"\")","v":""},{"$f":"IF(OR($F78=\"X\",$F78=\"x\"),IF(INDEX(BPF_Summary_Lookup,MATCH($B78,INDEX(BPF_Summary_Lookup,,#REF!),0),#REF!)=FALSE,\"\",IF(AS$68=\"Electricity\",INDEX(BPF_Summary_Lookup,MATCH($B78,INDEX(BPF_Summary_Lookup,,#REF!),0),#REF!),IF(AS$68=\"Natural Gas\",INDEX(BPF_Summary_Lookup,MATCH($B78,INDEX(BPF_Summary_Lookup,,#REF!),0),#REF!),\"\"))),\"\")","v":""},{"$f":"IF(OR($F78=\"X\",$F78=\"x\"),IF(AT$68=\"\",\"\",IF(INDEX(BPF_Summary_Lookup,MATCH($B78,INDEX(BPF_Summary_Lookup,,#REF!),0),#REF!)=FALSE,\"\",IF(AT$68=\"Electricity\",$CO78,IF(AT$68=\"Natural Gas\",$CQ78,\"\")))),\"\")","v":""},{"$f":"IF(OR($F78=\"X\",$F78=\"x\"),IF(INDEX(BPF_Summary_Lookup,MATCH($B78,INDEX(BPF_Summary_Lookup,,#REF!),0),#REF!)=FALSE,\"\",INDEX(BPF_Summary_Lookup,MATCH($B78,INDEX(BPF_Summary_Lookup,,#REF!),0),#REF!)),\"\")","v":""},{"$f":"IF(OR($F78=\"X\",$F78=\"x\"),IF(INDEX(BPF_Summary_Lookup,MATCH($B78,INDEX(BPF_Summary_Lookup,,#REF!),0),#REF!)=FALSE,\"\",INDEX(BPF_Summary_Lookup,MATCH($B78,INDEX(BPF_Summary_Lookup,,#REF!),0),#REF!)),\"\")","v":""},{"$f":"IFERROR(INDEX(Ref_UnitConversions_Energy_Content_kBtu_Unit,IFERROR(MATCH($CL$72&INDEX(RE_EC_EnergyTypes,MATCH($CL$72,INDEX(RE_EC_EnergyTypes,,1),0),2),Ref_UnitConversions_Energy_Units_Lookup,0),MATCH(\"All\"&INDEX(RE_EC_EnergyTypes,MATCH($CL$72,INDEX(RE_EC_EnergyTypes,,1),0),2),Ref_UnitConversions_Energy_Units_Lookup,0)),)/CL78,\"\")","v":""},"",{"$f":"IFERROR(INDEX(Ref_UnitConversions_Energy_Content_kBtu_Unit,IFERROR(MATCH($CM$72&INDEX(RE_EC_EnergyTypes,MATCH($CM$72,INDEX(RE_EC_EnergyTypes,,1),0),2),Ref_UnitConversions_Energy_Units_Lookup,0),MATCH(\"All\"&INDEX(RE_EC_EnergyTypes,MATCH($CM$72,INDEX(RE_EC_EnergyTypes,,1),0),2),Ref_UnitConversions_Energy_Units_Lookup,0)),)/CM78,\"\")","v":""},"",{"$f":"IF(OR($F78=\"X\",$F78=\"x\"),IF(INDEX(BPF_Summary_Lookup,MATCH($B78,INDEX(BPF_Summary_Lookup,,#REF!),0),#REF!)=FALSE,\"\",INDEX(BPF_Summary_Lookup,MATCH($B78,INDEX(BPF_Summary_Lookup,,#REF!),0),#REF!)),\"\")","v":""},{"$f":"IF(OR($F78=\"X\",$F78=\"x\"),IF(INDEX(BPF_Summary_Lookup,MATCH($B78,INDEX(BPF_Summary_Lookup,,#REF!),0),#REF!)=FALSE,\"\",INDEX(BPF_Summary_Lookup,MATCH($B78,INDEX(BPF_Summary_Lookup,,#REF!),0),#REF!)),\"\")","v":""},{"$f":"IFERROR(INDEX(Ref_UnitConversions_Energy_Content_kBtu_Unit,IFERROR(MATCH($CL$72&INDEX(RE_EC_EnergyTypes,MATCH($CL$72,INDEX(RE_EC_EnergyTypes,,1),0),2),Ref_UnitConversions_Energy_Units_Lookup,0),MATCH(\"All\"&INDEX(RE_EC_EnergyTypes,MATCH($CL$72,INDEX(RE_EC_EnergyTypes,,1),0),2),Ref_UnitConversions_Energy_Units_Lookup,0)),),\"\")","v":3.4119999999999999},"",{"$f":"IFERROR(INDEX(Ref_UnitConversions_Energy_Content_kBtu_Unit,IFERROR(MATCH($CM$72&INDEX(RE_EC_EnergyTypes,MATCH($CM$72,INDEX(RE_EC_EnergyTypes,,1),0),2),Ref_UnitConversions_Energy_Units_Lookup,0),MATCH(\"All\"&INDEX(RE_EC_EnergyTypes,MATCH($CM$72,INDEX(RE_EC_EnergyTypes,,1),0),2),Ref_UnitConversions_Energy_Units_Lookup,0)),),\"\")","v":102.9},""]
[null,6,{"$f":"IF(INDEX(ProgSetup_Program_List,B79,)=\"\",5/0, IF(ProgSetup_Miscellaneous_Customization=TRUE,1,5/0))","v":{"$error":"#DIV/0!"}},null,{"$f":"INDEX(ProgSetup_Program_List,B79,1)& \"\"","v":""},null,{"$f":"IF(OR($F79=\"X\",$F79=\"x\"),IF(G$68=\"\",\"\",IF(INDEX(BPF_Summary_Lookup,MATCH($B79,INDEX(BPF_Summary_Lookup,,#REF!),0),#REF!)=FALSE,\"\",IF(G$68=\"Electricity\",$CU79,IF(G$68=\"Natural Gas\",$CW79,\"\")))),\"\")","v":""},{"$f":"IF(OR($F79=\"X\",$F79=\"x\"),IF(INDEX(BPF_Summary_Lookup,MATCH($B79,INDEX(BPF_Summary_Lookup,,#REF!),0),#REF!)=FALSE,\"\",IF(H$68=\"Electricity\",INDEX(BPF_Summary_Lookup,MATCH($B79,INDEX(BPF_Summary_Lookup,,#REF!),0),#REF!)*1000*0.000453592,IF(H$68=\"Natural Gas\",INDEX(BPF_Summary_Lookup,MATCH($B79,INDEX(BPF_Summary_Lookup,,#REF!),0),#REF!)*1000*0.000453592,\"\"))),\"\")","v":""},{"$f":"IF(OR($F79=\"X\",$F79=\"x\"),IF(INDEX(BPF_Summary_Lookup,MATCH($B79,INDEX(BPF_Summary_Lookup,,#REF!),0),#REF!)=FALSE,\"\",IF(I$68=\"Electricity\",INDEX(BPF_Summary_Lookup,MATCH($B79,INDEX(BPF_Summary_Lookup,,#REF!),0),#REF!),IF(I$68=\"Natural Gas\",INDEX(BPF_Summary_Lookup,MATCH($B79,INDEX(BPF_Summary_Lookup,,#REF!),0),#REF!),\"\"))),\"\")","v":""},{"$f":"IF(OR($F79=\"X\",$F79=\"x\"),IF(J$68=\"\",\"\",IF(INDEX(BPF_Summary_Lookup,MATCH($B79,INDEX(BPF_Summary_Lookup,,#REF!),0),#REF!)=FALSE,\"\",IF(J$68=\"Electricity\",$CO79,IF(J$68=\"Natural Gas\",$CQ79,\"\")))),\"\")","v":""},{"$f":"IF(OR($F79=\"X\",$F79=\"x\"),IF(K$68=\"\",\"\",IF(INDEX(BPF_Summary_Lookup,MATCH($B79,INDEX(BPF_Summary_Lookup,,#REF!),0),#REF!)=FALSE,\"\",IF(K$68=\"Electricity\",$CU79,IF(K$68=\"Natural Gas\",$CW79,\"\")))),\"\")","v":""},{"$f":"IF(OR($F79=\"X\",$F79=\"x\"),IF(INDEX(BPF_Summary_Lookup,MATCH($B79,INDEX(BPF_Summary_Lookup,,#REF!),0),#REF!)=FALSE,\"\",IF(L$68=\"Electricity\",INDEX(BPF_Summary_Lookup,MATCH($B79,INDEX(BPF_Summary_Lookup,,#REF!),0),#REF!)*1000*0.000453592,IF(L$68=\"Natural Gas\",INDEX(BPF_Summary_Lookup,MATCH($B79,INDEX(BPF_Summary_Lookup,,#REF!),0),#REF!)*1000*0.000453592,\"\"))),\"\")","v":""},{"$f":"IF(OR($F79=\"X\",$F79=\"x\"),IF(INDEX(BPF_Summary_Lookup,MATCH($B79,INDEX(BPF_Summary_Lookup,,#REF!),0),#REF!)=FALSE,\"\",IF(M$68=\"Electricity\",INDEX(BPF_Summary_Lookup,MATCH($B79,INDEX(BPF_Summary_Lookup,,#REF!),0),#REF!),IF(M$68=\"Natural Gas\",INDEX(BPF_Summary_Lookup,MATCH($B79,INDEX(BPF_Summary_Lookup,,#REF!),0),#REF!),\"\"))),\"\")","v":""},{"$f":"IF(OR($F79=\"X\",$F79=\"x\"),IF(N$68=\"\",\"\",IF(INDEX(BPF_Summary_Lookup,MATCH($B79,INDEX(BPF_Summary_Lookup,,#REF!),0),#REF!)=FALSE,\"\",IF(N$68=\"Electricity\",$CO79,IF(N$68=\"Natural Gas\",$CQ79,\"\")))),\"\")","v":""},{"$f":"IF(OR($F79=\"X\",$F79=\"x\"),IF(O$68=\"\",\"\",IF(INDEX(BPF_Summary_Lookup,MATCH($B79,INDEX(BPF_Summary_Lookup,,#REF!),0),#REF!)=FALSE,\"\",IF(O$68=\"Electricity\",$CU79,IF(O$68=\"Natural Gas\",$CW79,\"\")))),\"\")","v":""},{"$f":"IF(OR($F79=\"X\",$F79=\"x\"),IF(INDEX(BPF_Summary_Lookup,MATCH($B79,INDEX(BPF_Summary_Lookup,,#REF!),0),#REF!)=FALSE,\"\",IF(P$68=\"Electricity\",INDEX(BPF_Summary_Lookup,MATCH($B79,INDEX(BPF_Summary_Lookup,,#REF!),0),#REF!)*1000*0.000453592,IF(P$68=\"Natural Gas\",INDEX(BPF_Summary_Lookup,MATCH($B79,INDEX(BPF_Summary_Lookup,,#REF!),0),#REF!)*1000*0.000453592,\"\"))),\"\")","v":""},{"$f":"IF(OR($F79=\"X\",$F79=\"x\"),IF(INDEX(BPF_Summary_Lookup,MATCH($B79,INDEX(BPF_Summary_Lookup,,#REF!),0),#REF!)=FALSE,\"\",IF(Q$68=\"Electricity\",INDEX(BPF_Summary_Lookup,MATCH($B79,INDEX(BPF_Summary_Lookup,,#REF!),0),#REF!),IF(Q$68=\"Natural Gas\",INDEX(BPF_Summary_Lookup,MATCH($B79,INDEX(BPF_Summary_Lookup,,#REF!),0),#REF!),\"\"))),\"\")","v":""},{"$f":"IF(OR($F79=\"X\",$F79=\"x\"),IF(R$68=\"\",\"\",IF(INDEX(BPF_Summary_Lookup,MATCH($B79,INDEX(BPF_Summary_Lookup,,#REF!),0),#REF!)=FALSE,\"\",IF(R$68=\"Electricity\",$CO79,IF(R$68=\"Natural Gas\",$CQ79,\"\")))),\"\")","v":""},{"$f":"IF(OR($F79=\"X\",$F79=\"x\"),IF(S$68=\"\",\"\",IF(INDEX(BPF_Summary_Lookup,MATCH($B79,INDEX(BPF_Summary_Lookup,,#REF!),0),#REF!)=FALSE,\"\",IF(S$68=\"Electricity\",$CU79,IF(S$68=\"Natural Gas\",$CW79,\"\")))),\"\")","v":""},{"$f":"IF(OR($F79=\"X\",$F79=\"x\"),IF(INDEX(BPF_Summary_Lookup,MATCH($B79,INDEX(BPF_Summary_Lookup,,#REF!),0),#REF!)=FALSE,\"\",IF(T$68=\"Electricity\",INDEX(BPF_Summary_Lookup,MATCH($B79,INDEX(BPF_Summary_Lookup,,#REF!),0),#REF!)*1000*0.000453592,IF(T$68=\"Natural Gas\",INDEX(BPF_Summary_Lookup,MATCH($B79,INDEX(BPF_Summary_Lookup,,#REF!),0),#REF!)*1000*0.000453592,\"\"))),\"\")","v":""},{"$f":"IF(OR($F79=\"X\",$F79=\"x\"),IF(INDEX(BPF_Summary_Lookup,MATCH($B79,INDEX(BPF_Summary_Lookup,,#REF!),0),#REF!)=FALSE,\"\",IF(U$68=\"Electricity\",INDEX(BPF_Summary_Lookup,MATCH($B79,INDEX(BPF_Summary_Lookup,,#REF!),0),#REF!),IF(U$68=\"Natural Gas\",INDEX(BPF_Summary_Lookup,MATCH($B79,INDEX(BPF_Summary_Lookup,,#REF!),0),#REF!),\"\"))),\"\")","v":""},{"$f":"IF(OR($F79=\"X\",$F79=\"x\"),IF(V$68=\"\",\"\",IF(INDEX(BPF_Summary_Lookup,MATCH($B79,INDEX(BPF_Summary_Lookup,,#REF!),0),#REF!)=FALSE,\"\",IF(V$68=\"Electricity\",$CO79,IF(V$68=\"Natural Gas\",$CQ79,\"\")))),\"\")","v":""},{"$f":"IF(OR($F79=\"X\",$F79=\"x\"),IF(W$68=\"\",\"\",IF(INDEX(BPF_Summary_Lookup,MATCH($B79,INDEX(BPF_Summary_Lookup,,#REF!),0),#REF!)=FALSE,\"\",IF(W$68=\"Electricity\",$CU79,IF(W$68=\"Natural Gas\",$CW79,\"\")))),\"\")","v":""},{"$f":"IF(OR($F79=\"X\",$F79=\"x\"),IF(INDEX(BPF_Summary_Lookup,MATCH($B79,INDEX(BPF_Summary_Lookup,,#REF!),0),#REF!)=FALSE,\"\",IF(X$68=\"Electricity\",INDEX(BPF_Summary_Lookup,MATCH($B79,INDEX(BPF_Summary_Lookup,,#REF!),0),#REF!)*1000*0.000453592,IF(X$68=\"Natural Gas\",INDEX(BPF_Summary_Lookup,MATCH($B79,INDEX(BPF_Summary_Lookup,,#REF!),0),#REF!)*1000*0.000453592,\"\"))),\"\")","v":""},{"$f":"IF(OR($F79=\"X\",$F79=\"x\"),IF(INDEX(BPF_Summary_Lookup,MATCH($B79,INDEX(BPF_Summary_Lookup,,#REF!),0),#REF!)=FALSE,\"\",IF(Y$68=\"Electricity\",INDEX(BPF_Summary_Lookup,MATCH($B79,INDEX(BPF_Summary_Lookup,,#REF!),0),#REF!),IF(Y$68=\"Natural Gas\",INDEX(BPF_Summary_Lookup,MATCH($B79,INDEX(BPF_Summary_Lookup,,#REF!),0),#REF!),\"\"))),\"\")","v":""},{"$f":"IF(OR($F79=\"X\",$F79=\"x\"),IF(Z$68=\"\",\"\",IF(INDEX(BPF_Summary_Lookup,MATCH($B79,INDEX(BPF_Summary_Lookup,,#REF!),0),#REF!)=FALSE,\"\",IF(Z$68=\"Electricity\",$CO79,IF(Z$68=\"Natural Gas\",$CQ79,\"\")))),\"\")","v":""},{"$f":"IF(OR($F79=\"X\",$F79=\"x\"),IF(AA$68=\"\",\"\",IF(INDEX(BPF_Summary_Lookup,MATCH($B79,INDEX(BPF_Summary_Lookup,,#REF!),0),#REF!)=FALSE,\"\",IF(AA$68=\"Electricity\",$CU79,IF(AA$68=\"Natural Gas\",$CW79,\"\")))),\"\")","v":""},{"$f":"IF(OR($F79=\"X\",$F79=\"x\"),IF(INDEX(BPF_Summary_Lookup,MATCH($B79,INDEX(BPF_Summary_Lookup,,#REF!),0),#REF!)=FALSE,\"\",IF(AB$68=\"Electricity\",INDEX(BPF_Summary_Lookup,MATCH($B79,INDEX(BPF_Summary_Lookup,,#REF!),0),#REF!)*1000*0.000453592,IF(AB$68=\"Natural Gas\",INDEX(BPF_Summary_Lookup,MATCH($B79,INDEX(BPF_Summary_Lookup,,#REF!),0),#REF!)*1000*0.000453592,\"\"))),\"\")","v":""},{"$f":"IF(OR($F79=\"X\",$F79=\"x\"),IF(INDEX(BPF_Summary_Lookup,MATCH($B79,INDEX(BPF_Summary_Lookup,,#REF!),0),#REF!)=FALSE,\"\",IF(AC$68=\"Electricity\",INDEX(BPF_Summary_Lookup,MATCH($B79,INDEX(BPF_Summary_Lookup,,#REF!),0),#REF!),IF(AC$68=\"Natural Gas\",INDEX(BPF_Summary_Lookup,MATCH($B79,INDEX(BPF_Summary_Lookup,,#REF!),0),#REF!),\"\"))),\"\")","v":""},{"$f":"IF(OR($F79=\"X\",$F79=\"x\"),IF(AD$68=\"\",\"\",IF(INDEX(BPF_Summary_Lookup,MATCH($B79,INDEX(BPF_Summary_Lookup,,#REF!),0),#REF!)=FALSE,\"\",IF(AD$68=\"Electricity\",$CO79,IF(AD$68=\"Natural Gas\",$CQ79,\"\")))),\"\")","v":""},{"$f":"IF(OR($F79=\"X\",$F79=\"x\"),IF(AE$68=\"\",\"\",IF(INDEX(BPF_Summary_Lookup,MATCH($B79,INDEX(BPF_Summary_Lookup,,#REF!),0),#REF!)=FALSE,\"\",IF(AE$68=\"Electricity\",$CU79,IF(AE$68=\"Natural Gas\",$CW79,\"\")))),\"\")","v":""},{"$f":"IF(OR($F79=\"X\",$F79=\"x\"),IF(INDEX(BPF_Summary_Lookup,MATCH($B79,INDEX(BPF_Summary_Lookup,,#REF!),0),#REF!)=FALSE,\"\",IF(AF$68=\"Electricity\",INDEX(BPF_Summary_Lookup,MATCH($B79,INDEX(BPF_Summary_Lookup,,#REF!),0),#REF!)*1000*0.000453592,IF(AF$68=\"Natural Gas\",INDEX(BPF_Summary_Lookup,MATCH($B79,INDEX(BPF_Summary_Lookup,,#REF!),0),#REF!)*1000*0.000453592,\"\"))),\"\")","v":""},{"$f":"IF(OR($F79=\"X\",$F79=\"x\"),IF(INDEX(BPF_Summary_Lookup,MATCH($B79,INDEX(BPF_Summary_Lookup,,#REF!),0),#REF!)=FALSE,\"\",IF(AG$68=\"Electricity\",INDEX(BPF_Summary_Lookup,MATCH($B79,INDEX(BPF_Summary_Lookup,,#REF!),0),#REF!),IF(AG$68=\"Natural Gas\",INDEX(BPF_Summary_Lookup,MATCH($B79,INDEX(BPF_Summary_Lookup,,#REF!),0),#REF!),\"\"))),\"\")","v":""},{"$f":"IF(OR($F79=\"X\",$F79=\"x\"),IF(AH$68=\"\",\"\",IF(INDEX(BPF_Summary_Lookup,MATCH($B79,INDEX(BPF_Summary_Lookup,,#REF!),0),#REF!)=FALSE,\"\",IF(AH$68=\"Electricity\",$CO79,IF(AH$68=\"Natural Gas\",$CQ79,\"\")))),\"\")","v":""},{"$f":"IF(OR($F79=\"X\",$F79=\"x\"),IF(AI$68=\"\",\"\",IF(INDEX(BPF_Summary_Lookup,MATCH($B79,INDEX(BPF_Summary_Lookup,,#REF!),0),#REF!)=FALSE,\"\",IF(AI$68=\"Electricity\",$CU79,IF(AI$68=\"Natural Gas\",$CW79,\"\")))),\"\")","v":""},{"$f":"IF(OR($F79=\"X\",$F79=\"x\"),IF(INDEX(BPF_Summary_Lookup,MATCH($B79,INDEX(BPF_Summary_Lookup,,#REF!),0),#REF!)=FALSE,\"\",IF(AJ$68=\"Electricity\",INDEX(BPF_Summary_Lookup,MATCH($B79,INDEX(BPF_Summary_Lookup,,#REF!),0),#REF!)*1000*0.000453592,IF(AJ$68=\"Natural Gas\",INDEX(BPF_Summary_Lookup,MATCH($B79,INDEX(BPF_Summary_Lookup,,#REF!),0),#REF!)*1000*0.000453592,\"\"))),\"\")","v":""},{"$f":"IF(OR($F79=\"X\",$F79=\"x\"),IF(INDEX(BPF_Summary_Lookup,MATCH($B79,INDEX(BPF_Summary_Lookup,,#REF!),0),#REF!)=FALSE,\"\",IF(AK$68=\"Electricity\",INDEX(BPF_Summary_Lookup,MATCH($B79,INDEX(BPF_Summary_Lookup,,#REF!),0),#REF!),IF(AK$68=\"Natural Gas\",INDEX(BPF_Summary_Lookup,MATCH($B79,INDEX(BPF_Summary_Lookup,,#REF!),0),#REF!),\"\"))),\"\")","v":""},{"$f":"IF(OR($F79=\"X\",$F79=\"x\"),IF(AL$68=\"\",\"\",IF(INDEX(BPF_Summary_Lookup,MATCH($B79,INDEX(BPF_Summary_Lookup,,#REF!),0),#REF!)=FALSE,\"\",IF(AL$68=\"Electricity\",$CO79,IF(AL$68=\"Natural Gas\",$CQ79,\"\")))),\"\")","v":""},{"$f":"IF(OR($F79=\"X\",$F79=\"x\"),IF(AM$68=\"\",\"\",IF(INDEX(BPF_Summary_Lookup,MATCH($B79,INDEX(BPF_Summary_Lookup,,#REF!),0),#REF!)=FALSE,\"\",IF(AM$68=\"Electricity\",$CU79,IF(AM$68=\"Natural Gas\",$CW79,\"\")))),\"\")","v":""},{"$f":"IF(OR($F79=\"X\",$F79=\"x\"),IF(INDEX(BPF_Summary_Lookup,MATCH($B79,INDEX(BPF_Summary_Lookup,,#REF!),0),#REF!)=FALSE,\"\",IF(AN$68=\"Electricity\",INDEX(BPF_Summary_Lookup,MATCH($B79,INDEX(BPF_Summary_Lookup,,#REF!),0),#REF!)*1000*0.000453592,IF(AN$68=\"Natural Gas\",INDEX(BPF_Summary_Lookup,MATCH($B79,INDEX(BPF_Summary_Lookup,,#REF!),0),#REF!)*1000*0.000453592,\"\"))),\"\")","v":""},{"$f":"IF(OR($F79=\"X\",$F79=\"x\"),IF(INDEX(BPF_Summary_Lookup,MATCH($B79,INDEX(BPF_Summary_Lookup,,#REF!),0),#REF!)=FALSE,\"\",IF(AO$68=\"Electricity\",INDEX(BPF_Summary_Lookup,MATCH($B79,INDEX(BPF_Summary_Lookup,,#REF!),0),#REF!),IF(AO$68=\"Natural Gas\",INDEX(BPF_Summary_Lookup,MATCH($B79,INDEX(BPF_Summary_Lookup,,#REF!),0),#REF!),\"\"))),\"\")","v":""},{"$f":"IF(OR($F79=\"X\",$F79=\"x\"),IF(AP$68=\"\",\"\",IF(INDEX(BPF_Summary_Lookup,MATCH($B79,INDEX(BPF_Summary_Lookup,,#REF!),0),#REF!)=FALSE,\"\",IF(AP$68=\"Electricity\",$CO79,IF(AP$68=\"Natural Gas\",$CQ79,\"\")))),\"\")","v":""},{"$f":"IF(OR($F79=\"X\",$F79=\"x\"),IF(AQ$68=\"\",\"\",IF(INDEX(BPF_Summary_Lookup,MATCH($B79,INDEX(BPF_Summary_Lookup,,#REF!),0),#REF!)=FALSE,\"\",IF(AQ$68=\"Electricity\",$CU79,IF(AQ$68=\"Natural Gas\",$CW79,\"\")))),\"\")","v":""},{"$f":"IF(OR($F79=\"X\",$F79=\"x\"),IF(INDEX(BPF_Summary_Lookup,MATCH($B79,INDEX(BPF_Summary_Lookup,,#REF!),0),#REF!)=FALSE,\"\",IF(AR$68=\"Electricity\",INDEX(BPF_Summary_Lookup,MATCH($B79,INDEX(BPF_Summary_Lookup,,#REF!),0),#REF!)*1000*0.000453592,IF(AR$68=\"Natural Gas\",INDEX(BPF_Summary_Lookup,MATCH($B79,INDEX(BPF_Summary_Lookup,,#REF!),0),#REF!)*1000*0.000453592,\"\"))),\"\")","v":""},{"$f":"IF(OR($F79=\"X\",$F79=\"x\"),IF(INDEX(BPF_Summary_Lookup,MATCH($B79,INDEX(BPF_Summary_Lookup,,#REF!),0),#REF!)=FALSE,\"\",IF(AS$68=\"Electricity\",INDEX(BPF_Summary_Lookup,MATCH($B79,INDEX(BPF_Summary_Lookup,,#REF!),0),#REF!),IF(AS$68=\"Natural Gas\",INDEX(BPF_Summary_Lookup,MATCH($B79,INDEX(BPF_Summary_Lookup,,#REF!),0),#REF!),\"\"))),\"\")","v":""},{"$f":"IF(OR($F79=\"X\",$F79=\"x\"),IF(AT$68=\"\",\"\",IF(INDEX(BPF_Summary_Lookup,MATCH($B79,INDEX(BPF_Summary_Lookup,,#REF!),0),#REF!)=FALSE,\"\",IF(AT$68=\"Electricity\",$CO79,IF(AT$68=\"Natural Gas\",$CQ79,\"\")))),\"\")","v":""},null,null,null,{"$f":"IF(OR($F79=\"X\",$F79=\"x\"),IF(G$68=\"\",\"\",IF(INDEX(BPF_Summary_Lookup,MATCH($B79,INDEX(BPF_Summary_Lookup,,#REF!),0),#REF!)=FALSE,\"\",IF(G$68=\"Electricity\",$CU79,IF(G$68=\"Natural Gas\",$CW79,\"\")))),\"\")","v":""},{"$f":"IF(OR($F79=\"X\",$F79=\"x\"),IF(INDEX(BPF_Summary_Lookup,MATCH($B79,INDEX(BPF_Summary_Lookup,,#REF!),0),#REF!)=FALSE,\"\",IF(H$68=\"Electricity\",INDEX(BPF_Summary_Lookup,MATCH($B79,INDEX(BPF_Summary_Lookup,,#REF!),0),#REF!)*1000*0.000453592,IF(H$68=\"Natural Gas\",INDEX(BPF_Summary_Lookup,MATCH($B79,INDEX(BPF_Summary_Lookup,,#REF!),0),#REF!)*1000*0.000453592,\"\"))),\"\")","v":""},{"$f":"IF(OR($F79=\"X\",$F79=\"x\"),IF(INDEX(BPF_Summary_Lookup,MATCH($B79,INDEX(BPF_Summary_Lookup,,#REF!),0),#REF!)=FALSE,\"\",IF(I$68=\"Electricity\",INDEX(BPF_Summary_Lookup,MATCH($B79,INDEX(BPF_Summary_Lookup,,#REF!),0),#REF!),IF(I$68=\"Natural Gas\",INDEX(BPF_Summary_Lookup,MATCH($B79,INDEX(BPF_Summary_Lookup,,#REF!),0),#REF!),\"\"))),\"\")","v":""},{"$f":"IF(OR($F79=\"X\",$F79=\"x\"),IF(J$68=\"\",\"\",IF(INDEX(BPF_Summary_Lookup,MATCH($B79,INDEX(BPF_Summary_Lookup,,#REF!),0),#REF!)=FALSE,\"\",IF(J$68=\"Electricity\",$CO79,IF(J$68=\"Natural Gas\",$CQ79,\"\")))),\"\")","v":""},{"$f":"IF(OR($F79=\"X\",$F79=\"x\"),IF(K$68=\"\",\"\",IF(INDEX(BPF_Summary_Lookup,MATCH($B79,INDEX(BPF_Summary_Lookup,,#REF!),0),#REF!)=FALSE,\"\",IF(K$68=\"Electricity\",$CU79,IF(K$68=\"Natural Gas\",$CW79,\"\")))),\"\")","v":""},{"$f":"IF(OR($F79=\"X\",$F79=\"x\"),IF(INDEX(BPF_Summary_Lookup,MATCH($B79,INDEX(BPF_Summary_Lookup,,#REF!),0),#REF!)=FALSE,\"\",IF(L$68=\"Electricity\",INDEX(BPF_Summary_Lookup,MATCH($B79,INDEX(BPF_Summary_Lookup,,#REF!),0),#REF!)*1000*0.000453592,IF(L$68=\"Natural Gas\",INDEX(BPF_Summary_Lookup,MATCH($B79,INDEX(BPF_Summary_Lookup,,#REF!),0),#REF!)*1000*0.000453592,\"\"))),\"\")","v":""},{"$f":"IF(OR($F79=\"X\",$F79=\"x\"),IF(INDEX(BPF_Summary_Lookup,MATCH($B79,INDEX(BPF_Summary_Lookup,,#REF!),0),#REF!)=FALSE,\"\",IF(M$68=\"Electricity\",INDEX(BPF_Summary_Lookup,MATCH($B79,INDEX(BPF_Summary_Lookup,,#REF!),0),#REF!),IF(M$68=\"Natural Gas\",INDEX(BPF_Summary_Lookup,MATCH($B79,INDEX(BPF_Summary_Lookup,,#REF!),0),#REF!),\"\"))),\"\")","v":""},{"$f":"IF(OR($F79=\"X\",$F79=\"x\"),IF(N$68=\"\",\"\",IF(INDEX(BPF_Summary_Lookup,MATCH($B79,INDEX(BPF_Summary_Lookup,,#REF!),0),#REF!)=FALSE,\"\",IF(N$68=\"Electricity\",$CO79,IF(N$68=\"Natural Gas\",$CQ79,\"\")))),\"\")","v":""},{"$f":"IF(OR($F79=\"X\",$F79=\"x\"),IF(O$68=\"\",\"\",IF(INDEX(BPF_Summary_Lookup,MATCH($B79,INDEX(BPF_Summary_Lookup,,#REF!),0),#REF!)=FALSE,\"\",IF(O$68=\"Electricity\",$CU79,IF(O$68=\"Natural Gas\",$CW79,\"\")))),\"\")","v":""},{"$f":"IF(OR($F79=\"X\",$F79=\"x\"),IF(INDEX(BPF_Summary_Lookup,MATCH($B79,INDEX(BPF_Summary_Lookup,,#REF!),0),#REF!)=FALSE,\"\",IF(P$68=\"Electricity\",INDEX(BPF_Summary_Lookup,MATCH($B79,INDEX(BPF_Summary_Lookup,,#REF!),0),#REF!)*1000*0.000453592,IF(P$68=\"Natural Gas\",INDEX(BPF_Summary_Lookup,MATCH($B79,INDEX(BPF_Summary_Lookup,,#REF!),0),#REF!)*1000*0.000453592,\"\"))),\"\")","v":""},{"$f":"IF(OR($F79=\"X\",$F79=\"x\"),IF(INDEX(BPF_Summary_Lookup,MATCH($B79,INDEX(BPF_Summary_Lookup,,#REF!),0),#REF!)=FALSE,\"\",IF(Q$68=\"Electricity\",INDEX(BPF_Summary_Lookup,MATCH($B79,INDEX(BPF_Summary_Lookup,,#REF!),0),#REF!),IF(Q$68=\"Natural Gas\",INDEX(BPF_Summary_Lookup,MATCH($B79,INDEX(BPF_Summary_Lookup,,#REF!),0),#REF!),\"\"))),\"\")","v":""},{"$f":"IF(OR($F79=\"X\",$F79=\"x\"),IF(R$68=\"\",\"\",IF(INDEX(BPF_Summary_Lookup,MATCH($B79,INDEX(BPF_Summary_Lookup,,#REF!),0),#REF!)=FALSE,\"\",IF(R$68=\"Electricity\",$CO79,IF(R$68=\"Natural Gas\",$CQ79,\"\")))),\"\")","v":""},{"$f":"IF(OR($F79=\"X\",$F79=\"x\"),IF(S$68=\"\",\"\",IF(INDEX(BPF_Summary_Lookup,MATCH($B79,INDEX(BPF_Summary_Lookup,,#REF!),0),#REF!)=FALSE,\"\",IF(S$68=\"Electricity\",$CU79,IF(S$68=\"Natural Gas\",$CW79,\"\")))),\"\")","v":""},{"$f":"IF(OR($F79=\"X\",$F79=\"x\"),IF(INDEX(BPF_Summary_Lookup,MATCH($B79,INDEX(BPF_Summary_Lookup,,#REF!),0),#REF!)=FALSE,\"\",IF(T$68=\"Electricity\",INDEX(BPF_Summary_Lookup,MATCH($B79,INDEX(BPF_Summary_Lookup,,#REF!),0),#REF!)*1000*0.000453592,IF(T$68=\"Natural Gas\",INDEX(BPF_Summary_Lookup,MATCH($B79,INDEX(BPF_Summary_Lookup,,#REF!),0),#REF!)*1000*0.000453592,\"\"))),\"\")","v":""},{"$f":"IF(OR($F79=\"X\",$F79=\"x\"),IF(INDEX(BPF_Summary_Lookup,MATCH($B79,INDEX(BPF_Summary_Lookup,,#REF!),0),#REF!)=FALSE,\"\",IF(U$68=\"Electricity\",INDEX(BPF_Summary_Lookup,MATCH($B79,INDEX(BPF_Summary_Lookup,,#REF!),0),#REF!),IF(U$68=\"Natural Gas\",INDEX(BPF_Summary_Lookup,MATCH($B79,INDEX(BPF_Summary_Lookup,,#REF!),0),#REF!),\"\"))),\"\")","v":""},{"$f":"IF(OR($F79=\"X\",$F79=\"x\"),IF(V$68=\"\",\"\",IF(INDEX(BPF_Summary_Lookup,MATCH($B79,INDEX(BPF_Summary_Lookup,,#REF!),0),#REF!)=FALSE,\"\",IF(V$68=\"Electricity\",$CO79,IF(V$68=\"Natural Gas\",$CQ79,\"\")))),\"\")","v":""},{"$f":"IF(OR($F79=\"X\",$F79=\"x\"),IF(W$68=\"\",\"\",IF(INDEX(BPF_Summary_Lookup,MATCH($B79,INDEX(BPF_Summary_Lookup,,#REF!),0),#REF!)=FALSE,\"\",IF(W$68=\"Electricity\",$CU79,IF(W$68=\"Natural Gas\",$CW79,\"\")))),\"\")","v":""},{"$f":"IF(OR($F79=\"X\",$F79=\"x\"),IF(INDEX(BPF_Summary_Lookup,MATCH($B79,INDEX(BPF_Summary_Lookup,,#REF!),0),#REF!)=FALSE,\"\",IF(X$68=\"Electricity\",INDEX(BPF_Summary_Lookup,MATCH($B79,INDEX(BPF_Summary_Lookup,,#REF!),0),#REF!)*1000*0.000453592,IF(X$68=\"Natural Gas\",INDEX(BPF_Summary_Lookup,MATCH($B79,INDEX(BPF_Summary_Lookup,,#REF!),0),#REF!)*1000*0.000453592,\"\"))),\"\")","v":""},{"$f":"IF(OR($F79=\"X\",$F79=\"x\"),IF(INDEX(BPF_Summary_Lookup,MATCH($B79,INDEX(BPF_Summary_Lookup,,#REF!),0),#REF!)=FALSE,\"\",IF(Y$68=\"Electricity\",INDEX(BPF_Summary_Lookup,MATCH($B79,INDEX(BPF_Summary_Lookup,,#REF!),0),#REF!),IF(Y$68=\"Natural Gas\",INDEX(BPF_Summary_Lookup,MATCH($B79,INDEX(BPF_Summary_Lookup,,#REF!),0),#REF!),\"\"))),\"\")","v":""},{"$f":"IF(OR($F79=\"X\",$F79=\"x\"),IF(Z$68=\"\",\"\",IF(INDEX(BPF_Summary_Lookup,MATCH($B79,INDEX(BPF_Summary_Lookup,,#REF!),0),#REF!)=FALSE,\"\",IF(Z$68=\"Electricity\",$CO79,IF(Z$68=\"Natural Gas\",$CQ79,\"\")))),\"\")","v":""},{"$f":"IF(OR($F79=\"X\",$F79=\"x\"),IF(AA$68=\"\",\"\",IF(INDEX(BPF_Summary_Lookup,MATCH($B79,INDEX(BPF_Summary_Lookup,,#REF!),0),#REF!)=FALSE,\"\",IF(AA$68=\"Electricity\",$CU79,IF(AA$68=\"Natural Gas\",$CW79,\"\")))),\"\")","v":""},{"$f":"IF(OR($F79=\"X\",$F79=\"x\"),IF(INDEX(BPF_Summary_Lookup,MATCH($B79,INDEX(BPF_Summary_Lookup,,#REF!),0),#REF!)=FALSE,\"\",IF(AB$68=\"Electricity\",INDEX(BPF_Summary_Lookup,MATCH($B79,INDEX(BPF_Summary_Lookup,,#REF!),0),#REF!)*1000*0.000453592,IF(AB$68=\"Natural Gas\",INDEX(BPF_Summary_Lookup,MATCH($B79,INDEX(BPF_Summary_Lookup,,#REF!),0),#REF!)*1000*0.000453592,\"\"))),\"\")","v":""},{"$f":"IF(OR($F79=\"X\",$F79=\"x\"),IF(INDEX(BPF_Summary_Lookup,MATCH($B79,INDEX(BPF_Summary_Lookup,,#REF!),0),#REF!)=FALSE,\"\",IF(AC$68=\"Electricity\",INDEX(BPF_Summary_Lookup,MATCH($B79,INDEX(BPF_Summary_Lookup,,#REF!),0),#REF!),IF(AC$68=\"Natural Gas\",INDEX(BPF_Summary_Lookup,MATCH($B79,INDEX(BPF_Summary_Lookup,,#REF!),0),#REF!),\"\"))),\"\")","v":""},{"$f":"IF(OR($F79=\"X\",$F79=\"x\"),IF(AD$68=\"\",\"\",IF(INDEX(BPF_Summary_Lookup,MATCH($B79,INDEX(BPF_Summary_Lookup,,#REF!),0),#REF!)=FALSE,\"\",IF(AD$68=\"Electricity\",$CO79,IF(AD$68=\"Natural Gas\",$CQ79,\"\")))),\"\")","v":""},{"$f":"IF(OR($F79=\"X\",$F79=\"x\"),IF(AE$68=\"\",\"\",IF(INDEX(BPF_Summary_Lookup,MATCH($B79,INDEX(BPF_Summary_Lookup,,#REF!),0),#REF!)=FALSE,\"\",IF(AE$68=\"Electricity\",$CU79,IF(AE$68=\"Natural Gas\",$CW79,\"\")))),\"\")","v":""},{"$f":"IF(OR($F79=\"X\",$F79=\"x\"),IF(INDEX(BPF_Summary_Lookup,MATCH($B79,INDEX(BPF_Summary_Lookup,,#REF!),0),#REF!)=FALSE,\"\",IF(AF$68=\"Electricity\",INDEX(BPF_Summary_Lookup,MATCH($B79,INDEX(BPF_Summary_Lookup,,#REF!),0),#REF!)*1000*0.000453592,IF(AF$68=\"Natural Gas\",INDEX(BPF_Summary_Lookup,MATCH($B79,INDEX(BPF_Summary_Lookup,,#REF!),0),#REF!)*1000*0.000453592,\"\"))),\"\")","v":""},{"$f":"IF(OR($F79=\"X\",$F79=\"x\"),IF(INDEX(BPF_Summary_Lookup,MATCH($B79,INDEX(BPF_Summary_Lookup,,#REF!),0),#REF!)=FALSE,\"\",IF(AG$68=\"Electricity\",INDEX(BPF_Summary_Lookup,MATCH($B79,INDEX(BPF_Summary_Lookup,,#REF!),0),#REF!),IF(AG$68=\"Natural Gas\",INDEX(BPF_Summary_Lookup,MATCH($B79,INDEX(BPF_Summary_Lookup,,#REF!),0),#REF!),\"\"))),\"\")","v":""},{"$f":"IF(OR($F79=\"X\",$F79=\"x\"),IF(AH$68=\"\",\"\",IF(INDEX(BPF_Summary_Lookup,MATCH($B79,INDEX(BPF_Summary_Lookup,,#REF!),0),#REF!)=FALSE,\"\",IF(AH$68=\"Electricity\",$CO79,IF(AH$68=\"Natural Gas\",$CQ79,\"\")))),\"\")","v":""},{"$f":"IF(OR($F79=\"X\",$F79=\"x\"),IF(AI$68=\"\",\"\",IF(INDEX(BPF_Summary_Lookup,MATCH($B79,INDEX(BPF_Summary_Lookup,,#REF!),0),#REF!)=FALSE,\"\",IF(AI$68=\"Electricity\",$CU79,IF(AI$68=\"Natural Gas\",$CW79,\"\")))),\"\")","v":""},{"$f":"IF(OR($F79=\"X\",$F79=\"x\"),IF(INDEX(BPF_Summary_Lookup,MATCH($B79,INDEX(BPF_Summary_Lookup,,#REF!),0),#REF!)=FALSE,\"\",IF(AJ$68=\"Electricity\",INDEX(BPF_Summary_Lookup,MATCH($B79,INDEX(BPF_Summary_Lookup,,#REF!),0),#REF!)*1000*0.000453592,IF(AJ$68=\"Natural Gas\",INDEX(BPF_Summary_Lookup,MATCH($B79,INDEX(BPF_Summary_Lookup,,#REF!),0),#REF!)*1000*0.000453592,\"\"))),\"\")","v":""},{"$f":"IF(OR($F79=\"X\",$F79=\"x\"),IF(INDEX(BPF_Summary_Lookup,MATCH($B79,INDEX(BPF_Summary_Lookup,,#REF!),0),#REF!)=FALSE,\"\",IF(AK$68=\"Electricity\",INDEX(BPF_Summary_Lookup,MATCH($B79,INDEX(BPF_Summary_Lookup,,#REF!),0),#REF!),IF(AK$68=\"Natural Gas\",INDEX(BPF_Summary_Lookup,MATCH($B79,INDEX(BPF_Summary_Lookup,,#REF!),0),#REF!),\"\"))),\"\")","v":""},{"$f":"IF(OR($F79=\"X\",$F79=\"x\"),IF(AL$68=\"\",\"\",IF(INDEX(BPF_Summary_Lookup,MATCH($B79,INDEX(BPF_Summary_Lookup,,#REF!),0),#REF!)=FALSE,\"\",IF(AL$68=\"Electricity\",$CO79,IF(AL$68=\"Natural Gas\",$CQ79,\"\")))),\"\")","v":""},{"$f":"IF(OR($F79=\"X\",$F79=\"x\"),IF(AM$68=\"\",\"\",IF(INDEX(BPF_Summary_Lookup,MATCH($B79,INDEX(BPF_Summary_Lookup,,#REF!),0),#REF!)=FALSE,\"\",IF(AM$68=\"Electricity\",$CU79,IF(AM$68=\"Natural Gas\",$CW79,\"\")))),\"\")","v":""},{"$f":"IF(OR($F79=\"X\",$F79=\"x\"),IF(INDEX(BPF_Summary_Lookup,MATCH($B79,INDEX(BPF_Summary_Lookup,,#REF!),0),#REF!)=FALSE,\"\",IF(AN$68=\"Electricity\",INDEX(BPF_Summary_Lookup,MATCH($B79,INDEX(BPF_Summary_Lookup,,#REF!),0),#REF!)*1000*0.000453592,IF(AN$68=\"Natural Gas\",INDEX(BPF_Summary_Lookup,MATCH($B79,INDEX(BPF_Summary_Lookup,,#REF!),0),#REF!)*1000*0.000453592,\"\"))),\"\")","v":""},{"$f":"IF(OR($F79=\"X\",$F79=\"x\"),IF(INDEX(BPF_Summary_Lookup,MATCH($B79,INDEX(BPF_Summary_Lookup,,#REF!),0),#REF!)=FALSE,\"\",IF(AO$68=\"Electricity\",INDEX(BPF_Summary_Lookup,MATCH($B79,INDEX(BPF_Summary_Lookup,,#REF!),0),#REF!),IF(AO$68=\"Natural Gas\",INDEX(BPF_Summary_Lookup,MATCH($B79,INDEX(BPF_Summary_Lookup,,#REF!),0),#REF!),\"\"))),\"\")","v":""},{"$f":"IF(OR($F79=\"X\",$F79=\"x\"),IF(AP$68=\"\",\"\",IF(INDEX(BPF_Summary_Lookup,MATCH($B79,INDEX(BPF_Summary_Lookup,,#REF!),0),#REF!)=FALSE,\"\",IF(AP$68=\"Electricity\",$CO79,IF(AP$68=\"Natural Gas\",$CQ79,\"\")))),\"\")","v":""},{"$f":"IF(OR($F79=\"X\",$F79=\"x\"),IF(AQ$68=\"\",\"\",IF(INDEX(BPF_Summary_Lookup,MATCH($B79,INDEX(BPF_Summary_Lookup,,#REF!),0),#REF!)=FALSE,\"\",IF(AQ$68=\"Electricity\",$CU79,IF(AQ$68=\"Natural Gas\",$CW79,\"\")))),\"\")","v":""},{"$f":"IF(OR($F79=\"X\",$F79=\"x\"),IF(INDEX(BPF_Summary_Lookup,MATCH($B79,INDEX(BPF_Summary_Lookup,,#REF!),0),#REF!)=FALSE,\"\",IF(AR$68=\"Electricity\",INDEX(BPF_Summary_Lookup,MATCH($B79,INDEX(BPF_Summary_Lookup,,#REF!),0),#REF!)*1000*0.000453592,IF(AR$68=\"Natural Gas\",INDEX(BPF_Summary_Lookup,MATCH($B79,INDEX(BPF_Summary_Lookup,,#REF!),0),#REF!)*1000*0.000453592,\"\"))),\"\")","v":""},{"$f":"IF(OR($F79=\"X\",$F79=\"x\"),IF(INDEX(BPF_Summary_Lookup,MATCH($B79,INDEX(BPF_Summary_Lookup,,#REF!),0),#REF!)=FALSE,\"\",IF(AS$68=\"Electricity\",INDEX(BPF_Summary_Lookup,MATCH($B79,INDEX(BPF_Summary_Lookup,,#REF!),0),#REF!),IF(AS$68=\"Natural Gas\",INDEX(BPF_Summary_Lookup,MATCH($B79,INDEX(BPF_Summary_Lookup,,#REF!),0),#REF!),\"\"))),\"\")","v":""},{"$f":"IF(OR($F79=\"X\",$F79=\"x\"),IF(AT$68=\"\",\"\",IF(INDEX(BPF_Summary_Lookup,MATCH($B79,INDEX(BPF_Summary_Lookup,,#REF!),0),#REF!)=FALSE,\"\",IF(AT$68=\"Electricity\",$CO79,IF(AT$68=\"Natural Gas\",$CQ79,\"\")))),\"\")","v":""},{"$f":"IF(OR($F79=\"X\",$F79=\"x\"),IF(INDEX(BPF_Summary_Lookup,MATCH($B79,INDEX(BPF_Summary_Lookup,,#REF!),0),#REF!)=FALSE,\"\",INDEX(BPF_Summary_Lookup,MATCH($B79,INDEX(BPF_Summary_Lookup,,#REF!),0),#REF!)),\"\")","v":""},{"$f":"IF(OR($F79=\"X\",$F79=\"x\"),IF(INDEX(BPF_Summary_Lookup,MATCH($B79,INDEX(BPF_Summary_Lookup,,#REF!),0),#REF!)=FALSE,\"\",INDEX(BPF_Summary_Lookup,MATCH($B79,INDEX(BPF_Summary_Lookup,,#REF!),0),#REF!)),\"\")","v":""},{"$f":"IFERROR(INDEX(Ref_UnitConversions_Energy_Content_kBtu_Unit,IFERROR(MATCH($CL$72&INDEX(RE_EC_EnergyTypes,MATCH($CL$72,INDEX(RE_EC_EnergyTypes,,1),0),2),Ref_UnitConversions_Energy_Units_Lookup,0),MATCH(\"All\"&INDEX(RE_EC_EnergyTypes,MATCH($CL$72,INDEX(RE_EC_EnergyTypes,,1),0),2),Ref_UnitConversions_Energy_Units_Lookup,0)),)/CL79,\"\")","v":""},"",{"$f":"IFERROR(INDEX(Ref_UnitConversions_Energy_Content_kBtu_Unit,IFERROR(MATCH($CM$72&INDEX(RE_EC_EnergyTypes,MATCH($CM$72,INDEX(RE_EC_EnergyTypes,,1),0),2),Ref_UnitConversions_Energy_Units_Lookup,0),MATCH(\"All\"&INDEX(RE_EC_EnergyTypes,MATCH($CM$72,INDEX(RE_EC_EnergyTypes,,1),0),2),Ref_UnitConversions_Energy_Units_Lookup,0)),)/CM79,\"\")","v":""},"",{"$f":"IF(OR($F79=\"X\",$F79=\"x\"),IF(INDEX(BPF_Summary_Lookup,MATCH($B79,INDEX(BPF_Summary_Lookup,,#REF!),0),#REF!)=FALSE,\"\",INDEX(BPF_Summary_Lookup,MATCH($B79,INDEX(BPF_Summary_Lookup,,#REF!),0),#REF!)),\"\")","v":""},{"$f":"IF(OR($F79=\"X\",$F79=\"x\"),IF(INDEX(BPF_Summary_Lookup,MATCH($B79,INDEX(BPF_Summary_Lookup,,#REF!),0),#REF!)=FALSE,\"\",INDEX(BPF_Summary_Lookup,MATCH($B79,INDEX(BPF_Summary_Lookup,,#REF!),0),#REF!)),\"\")","v":""},{"$f":"IFERROR(INDEX(Ref_UnitConversions_Energy_Content_kBtu_Unit,IFERROR(MATCH($CL$72&INDEX(RE_EC_EnergyTypes,MATCH($CL$72,INDEX(RE_EC_EnergyTypes,,1),0),2),Ref_UnitConversions_Energy_Units_Lookup,0),MATCH(\"All\"&INDEX(RE_EC_EnergyTypes,MATCH($CL$72,INDEX(RE_EC_EnergyTypes,,1),0),2),Ref_UnitConversions_Energy_Units_Lookup,0)),),\"\")","v":3.4119999999999999},"",{"$f":"IFERROR(INDEX(Ref_UnitConversions_Energy_Content_kBtu_Unit,IFERROR(MATCH($CM$72&INDEX(RE_EC_EnergyTypes,MATCH($CM$72,INDEX(RE_EC_EnergyTypes,,1),0),2),Ref_UnitConversions_Energy_Units_Lookup,0),MATCH(\"All\"&INDEX(RE_EC_EnergyTypes,MATCH($CM$72,INDEX(RE_EC_EnergyTypes,,1),0),2),Ref_UnitConversions_Energy_Units_Lookup,0)),),\"\")","v":102.9},""]
[null,7,{"$f":"IF(INDEX(ProgSetup_Program_List,B80,)=\"\",5/0, IF(ProgSetup_Miscellaneous_Customization=TRUE,1,5/0))","v":{"$error":"#DIV/0!"}},null,{"$f":"INDEX(ProgSetup_Program_List,B80,1)& \"\"","v":""},null,{"$f":"IF(OR($F80=\"X\",$F80=\"x\"),IF(G$68=\"\",\"\",IF(INDEX(BPF_Summary_Lookup,MATCH($B80,INDEX(BPF_Summary_Lookup,,#REF!),0),#REF!)=FALSE,\"\",IF(G$68=\"Electricity\",$CU80,IF(G$68=\"Natural Gas\",$CW80,\"\")))),\"\")","v":""},{"$f":"IF(OR($F80=\"X\",$F80=\"x\"),IF(INDEX(BPF_Summary_Lookup,MATCH($B80,INDEX(BPF_Summary_Lookup,,#REF!),0),#REF!)=FALSE,\"\",IF(H$68=\"Electricity\",INDEX(BPF_Summary_Lookup,MATCH($B80,INDEX(BPF_Summary_Lookup,,#REF!),0),#REF!)*1000*0.000453592,IF(H$68=\"Natural Gas\",INDEX(BPF_Summary_Lookup,MATCH($B80,INDEX(BPF_Summary_Lookup,,#REF!),0),#REF!)*1000*0.000453592,\"\"))),\"\")","v":""},{"$f":"IF(OR($F80=\"X\",$F80=\"x\"),IF(INDEX(BPF_Summary_Lookup,MATCH($B80,INDEX(BPF_Summary_Lookup,,#REF!),0),#REF!)=FALSE,\"\",IF(I$68=\"Electricity\",INDEX(BPF_Summary_Lookup,MATCH($B80,INDEX(BPF_Summary_Lookup,,#REF!),0),#REF!),IF(I$68=\"Natural Gas\",INDEX(BPF_Summary_Lookup,MATCH($B80,INDEX(BPF_Summary_Lookup,,#REF!),0),#REF!),\"\"))),\"\")","v":""},{"$f":"IF(OR($F80=\"X\",$F80=\"x\"),IF(J$68=\"\",\"\",IF(INDEX(BPF_Summary_Lookup,MATCH($B80,INDEX(BPF_Summary_Lookup,,#REF!),0),#REF!)=FALSE,\"\",IF(J$68=\"Electricity\",$CO80,IF(J$68=\"Natural Gas\",$CQ80,\"\")))),\"\")","v":""},{"$f":"IF(OR($F80=\"X\",$F80=\"x\"),IF(K$68=\"\",\"\",IF(INDEX(BPF_Summary_Lookup,MATCH($B80,INDEX(BPF_Summary_Lookup,,#REF!),0),#REF!)=FALSE,\"\",IF(K$68=\"Electricity\",$CU80,IF(K$68=\"Natural Gas\",$CW80,\"\")))),\"\")","v":""},{"$f":"IF(OR($F80=\"X\",$F80=\"x\"),IF(INDEX(BPF_Summary_Lookup,MATCH($B80,INDEX(BPF_Summary_Lookup,,#REF!),0),#REF!)=FALSE,\"\",IF(L$68=\"Electricity\",INDEX(BPF_Summary_Lookup,MATCH($B80,INDEX(BPF_Summary_Lookup,,#REF!),0),#REF!)*1000*0.000453592,IF(L$68=\"Natural Gas\",INDEX(BPF_Summary_Lookup,MATCH($B80,INDEX(BPF_Summary_Lookup,,#REF!),0),#REF!)*1000*0.000453592,\"\"))),\"\")","v":""},{"$f":"IF(OR($F80=\"X\",$F80=\"x\"),IF(INDEX(BPF_Summary_Lookup,MATCH($B80,INDEX(BPF_Summary_Lookup,,#REF!),0),#REF!)=FALSE,\"\",IF(M$68=\"Electricity\",INDEX(BPF_Summary_Lookup,MATCH($B80,INDEX(BPF_Summary_Lookup,,#REF!),0),#REF!),IF(M$68=\"Natural Gas\",INDEX(BPF_Summary_Lookup,MATCH($B80,INDEX(BPF_Summary_Lookup,,#REF!),0),#REF!),\"\"))),\"\")","v":""},{"$f":"IF(OR($F80=\"X\",$F80=\"x\"),IF(N$68=\"\",\"\",IF(INDEX(BPF_Summary_Lookup,MATCH($B80,INDEX(BPF_Summary_Lookup,,#REF!),0),#REF!)=FALSE,\"\",IF(N$68=\"Electricity\",$CO80,IF(N$68=\"Natural Gas\",$CQ80,\"\")))),\"\")","v":""},{"$f":"IF(OR($F80=\"X\",$F80=\"x\"),IF(O$68=\"\",\"\",IF(INDEX(BPF_Summary_Lookup,MATCH($B80,INDEX(BPF_Summary_Lookup,,#REF!),0),#REF!)=FALSE,\"\",IF(O$68=\"Electricity\",$CU80,IF(O$68=\"Natural Gas\",$CW80,\"\")))),\"\")","v":""},{"$f":"IF(OR($F80=\"X\",$F80=\"x\"),IF(INDEX(BPF_Summary_Lookup,MATCH($B80,INDEX(BPF_Summary_Lookup,,#REF!),0),#REF!)=FALSE,\"\",IF(P$68=\"Electricity\",INDEX(BPF_Summary_Lookup,MATCH($B80,INDEX(BPF_Summary_Lookup,,#REF!),0),#REF!)*1000*0.000453592,IF(P$68=\"Natural Gas\",INDEX(BPF_Summary_Lookup,MATCH($B80,INDEX(BPF_Summary_Lookup,,#REF!),0),#REF!)*1000*0.000453592,\"\"))),\"\")","v":""},{"$f":"IF(OR($F80=\"X\",$F80=\"x\"),IF(INDEX(BPF_Summary_Lookup,MATCH($B80,INDEX(BPF_Summary_Lookup,,#REF!),0),#REF!)=FALSE,\"\",IF(Q$68=\"Electricity\",INDEX(BPF_Summary_Lookup,MATCH($B80,INDEX(BPF_Summary_Lookup,,#REF!),0),#REF!),IF(Q$68=\"Natural Gas\",INDEX(BPF_Summary_Lookup,MATCH($B80,INDEX(BPF_Summary_Lookup,,#REF!),0),#REF!),\"\"))),\"\")","v":""},{"$f":"IF(OR($F80=\"X\",$F80=\"x\"),IF(R$68=\"\",\"\",IF(INDEX(BPF_Summary_Lookup,MATCH($B80,INDEX(BPF_Summary_Lookup,,#REF!),0),#REF!)=FALSE,\"\",IF(R$68=\"Electricity\",$CO80,IF(R$68=\"Natural Gas\",$CQ80,\"\")))),\"\")","v":""},{"$f":"IF(OR($F80=\"X\",$F80=\"x\"),IF(S$68=\"\",\"\",IF(INDEX(BPF_Summary_Lookup,MATCH($B80,INDEX(BPF_Summary_Lookup,,#REF!),0),#REF!)=FALSE,\"\",IF(S$68=\"Electricity\",$CU80,IF(S$68=\"Natural Gas\",$CW80,\"\")))),\"\")","v":""},{"$f":"IF(OR($F80=\"X\",$F80=\"x\"),IF(INDEX(BPF_Summary_Lookup,MATCH($B80,INDEX(BPF_Summary_Lookup,,#REF!),0),#REF!)=FALSE,\"\",IF(T$68=\"Electricity\",INDEX(BPF_Summary_Lookup,MATCH($B80,INDEX(BPF_Summary_Lookup,,#REF!),0),#REF!)*1000*0.000453592,IF(T$68=\"Natural Gas\",INDEX(BPF_Summary_Lookup,MATCH($B80,INDEX(BPF_Summary_Lookup,,#REF!),0),#REF!)*1000*0.000453592,\"\"))),\"\")","v":""},{"$f":"IF(OR($F80=\"X\",$F80=\"x\"),IF(INDEX(BPF_Summary_Lookup,MATCH($B80,INDEX(BPF_Summary_Lookup,,#REF!),0),#REF!)=FALSE,\"\",IF(U$68=\"Electricity\",INDEX(BPF_Summary_Lookup,MATCH($B80,INDEX(BPF_Summary_Lookup,,#REF!),0),#REF!),IF(U$68=\"Natural Gas\",INDEX(BPF_Summary_Lookup,MATCH($B80,INDEX(BPF_Summary_Lookup,,#REF!),0),#REF!),\"\"))),\"\")","v":""},{"$f":"IF(OR($F80=\"X\",$F80=\"x\"),IF(V$68=\"\",\"\",IF(INDEX(BPF_Summary_Lookup,MATCH($B80,INDEX(BPF_Summary_Lookup,,#REF!),0),#REF!)=FALSE,\"\",IF(V$68=\"Electricity\",$CO80,IF(V$68=\"Natural Gas\",$CQ80,\"\")))),\"\")","v":""},{"$f":"IF(OR($F80=\"X\",$F80=\"x\"),IF(W$68=\"\",\"\",IF(INDEX(BPF_Summary_Lookup,MATCH($B80,INDEX(BPF_Summary_Lookup,,#REF!),0),#REF!)=FALSE,\"\",IF(W$68=\"Electricity\",$CU80,IF(W$68=\"Natural Gas\",$CW80,\"\")))),\"\")","v":""},{"$f":"IF(OR($F80=\"X\",$F80=\"x\"),IF(INDEX(BPF_Summary_Lookup,MATCH($B80,INDEX(BPF_Summary_Lookup,,#REF!),0),#REF!)=FALSE,\"\",IF(X$68=\"Electricity\",INDEX(BPF_Summary_Lookup,MATCH($B80,INDEX(BPF_Summary_Lookup,,#REF!),0),#REF!)*1000*0.000453592,IF(X$68=\"Natural Gas\",INDEX(BPF_Summary_Lookup,MATCH($B80,INDEX(BPF_Summary_Lookup,,#REF!),0),#REF!)*1000*0.000453592,\"\"))),\"\")","v":""},{"$f":"IF(OR($F80=\"X\",$F80=\"x\"),IF(INDEX(BPF_Summary_Lookup,MATCH($B80,INDEX(BPF_Summary_Lookup,,#REF!),0),#REF!)=FALSE,\"\",IF(Y$68=\"Electricity\",INDEX(BPF_Summary_Lookup,MATCH($B80,INDEX(BPF_Summary_Lookup,,#REF!),0),#REF!),IF(Y$68=\"Natural Gas\",INDEX(BPF_Summary_Lookup,MATCH($B80,INDEX(BPF_Summary_Lookup,,#REF!),0),#REF!),\"\"))),\"\")","v":""},{"$f":"IF(OR($F80=\"X\",$F80=\"x\"),IF(Z$68=\"\",\"\",IF(INDEX(BPF_Summary_Lookup,MATCH($B80,INDEX(BPF_Summary_Lookup,,#REF!),0),#REF!)=FALSE,\"\",IF(Z$68=\"Electricity\",$CO80,IF(Z$68=\"Natural Gas\",$CQ80,\"\")))),\"\")","v":""},{"$f":"IF(OR($F80=\"X\",$F80=\"x\"),IF(AA$68=\"\",\"\",IF(INDEX(BPF_Summary_Lookup,MATCH($B80,INDEX(BPF_Summary_Lookup,,#REF!),0),#REF!)=FALSE,\"\",IF(AA$68=\"Electricity\",$CU80,IF(AA$68=\"Natural Gas\",$CW80,\"\")))),\"\")","v":""},{"$f":"IF(OR($F80=\"X\",$F80=\"x\"),IF(INDEX(BPF_Summary_Lookup,MATCH($B80,INDEX(BPF_Summary_Lookup,,#REF!),0),#REF!)=FALSE,\"\",IF(AB$68=\"Electricity\",INDEX(BPF_Summary_Lookup,MATCH($B80,INDEX(BPF_Summary_Lookup,,#REF!),0),#REF!)*1000*0.000453592,IF(AB$68=\"Natural Gas\",INDEX(BPF_Summary_Lookup,MATCH($B80,INDEX(BPF_Summary_Lookup,,#REF!),0),#REF!)*1000*0.000453592,\"\"))),\"\")","v":""},{"$f":"IF(OR($F80=\"X\",$F80=\"x\"),IF(INDEX(BPF_Summary_Lookup,MATCH($B80,INDEX(BPF_Summary_Lookup,,#REF!),0),#REF!)=FALSE,\"\",IF(AC$68=\"Electricity\",INDEX(BPF_Summary_Lookup,MATCH($B80,INDEX(BPF_Summary_Lookup,,#REF!),0),#REF!),IF(AC$68=\"Natural Gas\",INDEX(BPF_Summary_Lookup,MATCH($B80,INDEX(BPF_Summary_Lookup,,#REF!),0),#REF!),\"\"))),\"\")","v":""},{"$f":"IF(OR($F80=\"X\",$F80=\"x\"),IF(AD$68=\"\",\"\",IF(INDEX(BPF_Summary_Lookup,MATCH($B80,INDEX(BPF_Summary_Lookup,,#REF!),0),#REF!)=FALSE,\"\",IF(AD$68=\"Electricity\",$CO80,IF(AD$68=\"Natural Gas\",$CQ80,\"\")))),\"\")","v":""},{"$f":"IF(OR($F80=\"X\",$F80=\"x\"),IF(AE$68=\"\",\"\",IF(INDEX(BPF_Summary_Lookup,MATCH($B80,INDEX(BPF_Summary_Lookup,,#REF!),0),#REF!)=FALSE,\"\",IF(AE$68=\"Electricity\",$CU80,IF(AE$68=\"Natural Gas\",$CW80,\"\")))),\"\")","v":""},{"$f":"IF(OR($F80=\"X\",$F80=\"x\"),IF(INDEX(BPF_Summary_Lookup,MATCH($B80,INDEX(BPF_Summary_Lookup,,#REF!),0),#REF!)=FALSE,\"\",IF(AF$68=\"Electricity\",INDEX(BPF_Summary_Lookup,MATCH($B80,INDEX(BPF_Summary_Lookup,,#REF!),0),#REF!)*1000*0.000453592,IF(AF$68=\"Natural Gas\",INDEX(BPF_Summary_Lookup,MATCH($B80,INDEX(BPF_Summary_Lookup,,#REF!),0),#REF!)*1000*0.000453592,\"\"))),\"\")","v":""},{"$f":"IF(OR($F80=\"X\",$F80=\"x\"),IF(INDEX(BPF_Summary_Lookup,MATCH($B80,INDEX(BPF_Summary_Lookup,,#REF!),0),#REF!)=FALSE,\"\",IF(AG$68=\"Electricity\",INDEX(BPF_Summary_Lookup,MATCH($B80,INDEX(BPF_Summary_Lookup,,#REF!),0),#REF!),IF(AG$68=\"Natural Gas\",INDEX(BPF_Summary_Lookup,MATCH($B80,INDEX(BPF_Summary_Lookup,,#REF!),0),#REF!),\"\"))),\"\")","v":""},{"$f":"IF(OR($F80=\"X\",$F80=\"x\"),IF(AH$68=\"\",\"\",IF(INDEX(BPF_Summary_Lookup,MATCH($B80,INDEX(BPF_Summary_Lookup,,#REF!),0),#REF!)=FALSE,\"\",IF(AH$68=\"Electricity\",$CO80,IF(AH$68=\"Natural Gas\",$CQ80,\"\")))),\"\")","v":""},{"$f":"IF(OR($F80=\"X\",$F80=\"x\"),IF(AI$68=\"\",\"\",IF(INDEX(BPF_Summary_Lookup,MATCH($B80,INDEX(BPF_Summary_Lookup,,#REF!),0),#REF!)=FALSE,\"\",IF(AI$68=\"Electricity\",$CU80,IF(AI$68=\"Natural Gas\",$CW80,\"\")))),\"\")","v":""},{"$f":"IF(OR($F80=\"X\",$F80=\"x\"),IF(INDEX(BPF_Summary_Lookup,MATCH($B80,INDEX(BPF_Summary_Lookup,,#REF!),0),#REF!)=FALSE,\"\",IF(AJ$68=\"Electricity\",INDEX(BPF_Summary_Lookup,MATCH($B80,INDEX(BPF_Summary_Lookup,,#REF!),0),#REF!)*1000*0.000453592,IF(AJ$68=\"Natural Gas\",INDEX(BPF_Summary_Lookup,MATCH($B80,INDEX(BPF_Summary_Lookup,,#REF!),0),#REF!)*1000*0.000453592,\"\"))),\"\")","v":""},{"$f":"IF(OR($F80=\"X\",$F80=\"x\"),IF(INDEX(BPF_Summary_Lookup,MATCH($B80,INDEX(BPF_Summary_Lookup,,#REF!),0),#REF!)=FALSE,\"\",IF(AK$68=\"Electricity\",INDEX(BPF_Summary_Lookup,MATCH($B80,INDEX(BPF_Summary_Lookup,,#REF!),0),#REF!),IF(AK$68=\"Natural Gas\",INDEX(BPF_Summary_Lookup,MATCH($B80,INDEX(BPF_Summary_Lookup,,#REF!),0),#REF!),\"\"))),\"\")","v":""},{"$f":"IF(OR($F80=\"X\",$F80=\"x\"),IF(AL$68=\"\",\"\",IF(INDEX(BPF_Summary_Lookup,MATCH($B80,INDEX(BPF_Summary_Lookup,,#REF!),0),#REF!)=FALSE,\"\",IF(AL$68=\"Electricity\",$CO80,IF(AL$68=\"Natural Gas\",$CQ80,\"\")))),\"\")","v":""},{"$f":"IF(OR($F80=\"X\",$F80=\"x\"),IF(AM$68=\"\",\"\",IF(INDEX(BPF_Summary_Lookup,MATCH($B80,INDEX(BPF_Summary_Lookup,,#REF!),0),#REF!)=FALSE,\"\",IF(AM$68=\"Electricity\",$CU80,IF(AM$68=\"Natural Gas\",$CW80,\"\")))),\"\")","v":""},{"$f":"IF(OR($F80=\"X\",$F80=\"x\"),IF(INDEX(BPF_Summary_Lookup,MATCH($B80,INDEX(BPF_Summary_Lookup,,#REF!),0),#REF!)=FALSE,\"\",IF(AN$68=\"Electricity\",INDEX(BPF_Summary_Lookup,MATCH($B80,INDEX(BPF_Summary_Lookup,,#REF!),0),#REF!)*1000*0.000453592,IF(AN$68=\"Natural Gas\",INDEX(BPF_Summary_Lookup,MATCH($B80,INDEX(BPF_Summary_Lookup,,#REF!),0),#REF!)*1000*0.000453592,\"\"))),\"\")","v":""},{"$f":"IF(OR($F80=\"X\",$F80=\"x\"),IF(INDEX(BPF_Summary_Lookup,MATCH($B80,INDEX(BPF_Summary_Lookup,,#REF!),0),#REF!)=FALSE,\"\",IF(AO$68=\"Electricity\",INDEX(BPF_Summary_Lookup,MATCH($B80,INDEX(BPF_Summary_Lookup,,#REF!),0),#REF!),IF(AO$68=\"Natural Gas\",INDEX(BPF_Summary_Lookup,MATCH($B80,INDEX(BPF_Summary_Lookup,,#REF!),0),#REF!),\"\"))),\"\")","v":""},{"$f":"IF(OR($F80=\"X\",$F80=\"x\"),IF(AP$68=\"\",\"\",IF(INDEX(BPF_Summary_Lookup,MATCH($B80,INDEX(BPF_Summary_Lookup,,#REF!),0),#REF!)=FALSE,\"\",IF(AP$68=\"Electricity\",$CO80,IF(AP$68=\"Natural Gas\",$CQ80,\"\")))),\"\")","v":""},{"$f":"IF(OR($F80=\"X\",$F80=\"x\"),IF(AQ$68=\"\",\"\",IF(INDEX(BPF_Summary_Lookup,MATCH($B80,INDEX(BPF_Summary_Lookup,,#REF!),0),#REF!)=FALSE,\"\",IF(AQ$68=\"Electricity\",$CU80,IF(AQ$68=\"Natural Gas\",$CW80,\"\")))),\"\")","v":""},{"$f":"IF(OR($F80=\"X\",$F80=\"x\"),IF(INDEX(BPF_Summary_Lookup,MATCH($B80,INDEX(BPF_Summary_Lookup,,#REF!),0),#REF!)=FALSE,\"\",IF(AR$68=\"Electricity\",INDEX(BPF_Summary_Lookup,MATCH($B80,INDEX(BPF_Summary_Lookup,,#REF!),0),#REF!)*1000*0.000453592,IF(AR$68=\"Natural Gas\",INDEX(BPF_Summary_Lookup,MATCH($B80,INDEX(BPF_Summary_Lookup,,#REF!),0),#REF!)*1000*0.000453592,\"\"))),\"\")","v":""},{"$f":"IF(OR($F80=\"X\",$F80=\"x\"),IF(INDEX(BPF_Summary_Lookup,MATCH($B80,INDEX(BPF_Summary_Lookup,,#REF!),0),#REF!)=FALSE,\"\",IF(AS$68=\"Electricity\",INDEX(BPF_Summary_Lookup,MATCH($B80,INDEX(BPF_Summary_Lookup,,#REF!),0),#REF!),IF(AS$68=\"Natural Gas\",INDEX(BPF_Summary_Lookup,MATCH($B80,INDEX(BPF_Summary_Lookup,,#REF!),0),#REF!),\"\"))),\"\")","v":""},{"$f":"IF(OR($F80=\"X\",$F80=\"x\"),IF(AT$68=\"\",\"\",IF(INDEX(BPF_Summary_Lookup,MATCH($B80,INDEX(BPF_Summary_Lookup,,#REF!),0),#REF!)=FALSE,\"\",IF(AT$68=\"Electricity\",$CO80,IF(AT$68=\"Natural Gas\",$CQ80,\"\")))),\"\")","v":""},null,null,null,{"$f":"IF(OR($F80=\"X\",$F80=\"x\"),IF(G$68=\"\",\"\",IF(INDEX(BPF_Summary_Lookup,MATCH($B80,INDEX(BPF_Summary_Lookup,,#REF!),0),#REF!)=FALSE,\"\",IF(G$68=\"Electricity\",$CU80,IF(G$68=\"Natural Gas\",$CW80,\"\")))),\"\")","v":""},{"$f":"IF(OR($F80=\"X\",$F80=\"x\"),IF(INDEX(BPF_Summary_Lookup,MATCH($B80,INDEX(BPF_Summary_Lookup,,#REF!),0),#REF!)=FALSE,\"\",IF(H$68=\"Electricity\",INDEX(BPF_Summary_Lookup,MATCH($B80,INDEX(BPF_Summary_Lookup,,#REF!),0),#REF!)*1000*0.000453592,IF(H$68=\"Natural Gas\",INDEX(BPF_Summary_Lookup,MATCH($B80,INDEX(BPF_Summary_Lookup,,#REF!),0),#REF!)*1000*0.000453592,\"\"))),\"\")","v":""},{"$f":"IF(OR($F80=\"X\",$F80=\"x\"),IF(INDEX(BPF_Summary_Lookup,MATCH($B80,INDEX(BPF_Summary_Lookup,,#REF!),0),#REF!)=FALSE,\"\",IF(I$68=\"Electricity\",INDEX(BPF_Summary_Lookup,MATCH($B80,INDEX(BPF_Summary_Lookup,,#REF!),0),#REF!),IF(I$68=\"Natural Gas\",INDEX(BPF_Summary_Lookup,MATCH($B80,INDEX(BPF_Summary_Lookup,,#REF!),0),#REF!),\"\"))),\"\")","v":""},{"$f":"IF(OR($F80=\"X\",$F80=\"x\"),IF(J$68=\"\",\"\",IF(INDEX(BPF_Summary_Lookup,MATCH($B80,INDEX(BPF_Summary_Lookup,,#REF!),0),#REF!)=FALSE,\"\",IF(J$68=\"Electricity\",$CO80,IF(J$68=\"Natural Gas\",$CQ80,\"\")))),\"\")","v":""},{"$f":"IF(OR($F80=\"X\",$F80=\"x\"),IF(K$68=\"\",\"\",IF(INDEX(BPF_Summary_Lookup,MATCH($B80,INDEX(BPF_Summary_Lookup,,#REF!),0),#REF!)=FALSE,\"\",IF(K$68=\"Electricity\",$CU80,IF(K$68=\"Natural Gas\",$CW80,\"\")))),\"\")","v":""},{"$f":"IF(OR($F80=\"X\",$F80=\"x\"),IF(INDEX(BPF_Summary_Lookup,MATCH($B80,INDEX(BPF_Summary_Lookup,,#REF!),0),#REF!)=FALSE,\"\",IF(L$68=\"Electricity\",INDEX(BPF_Summary_Lookup,MATCH($B80,INDEX(BPF_Summary_Lookup,,#REF!),0),#REF!)*1000*0.000453592,IF(L$68=\"Natural Gas\",INDEX(BPF_Summary_Lookup,MATCH($B80,INDEX(BPF_Summary_Lookup,,#REF!),0),#REF!)*1000*0.000453592,\"\"))),\"\")","v":""},{"$f":"IF(OR($F80=\"X\",$F80=\"x\"),IF(INDEX(BPF_Summary_Lookup,MATCH($B80,INDEX(BPF_Summary_Lookup,,#REF!),0),#REF!)=FALSE,\"\",IF(M$68=\"Electricity\",INDEX(BPF_Summary_Lookup,MATCH($B80,INDEX(BPF_Summary_Lookup,,#REF!),0),#REF!),IF(M$68=\"Natural Gas\",INDEX(BPF_Summary_Lookup,MATCH($B80,INDEX(BPF_Summary_Lookup,,#REF!),0),#REF!),\"\"))),\"\")","v":""},{"$f":"IF(OR($F80=\"X\",$F80=\"x\"),IF(N$68=\"\",\"\",IF(INDEX(BPF_Summary_Lookup,MATCH($B80,INDEX(BPF_Summary_Lookup,,#REF!),0),#REF!)=FALSE,\"\",IF(N$68=\"Electricity\",$CO80,IF(N$68=\"Natural Gas\",$CQ80,\"\")))),\"\")","v":""},{"$f":"IF(OR($F80=\"X\",$F80=\"x\"),IF(O$68=\"\",\"\",IF(INDEX(BPF_Summary_Lookup,MATCH($B80,INDEX(BPF_Summary_Lookup,,#REF!),0),#REF!)=FALSE,\"\",IF(O$68=\"Electricity\",$CU80,IF(O$68=\"Natural Gas\",$CW80,\"\")))),\"\")","v":""},{"$f":"IF(OR($F80=\"X\",$F80=\"x\"),IF(INDEX(BPF_Summary_Lookup,MATCH($B80,INDEX(BPF_Summary_Lookup,,#REF!),0),#REF!)=FALSE,\"\",IF(P$68=\"Electricity\",INDEX(BPF_Summary_Lookup,MATCH($B80,INDEX(BPF_Summary_Lookup,,#REF!),0),#REF!)*1000*0.000453592,IF(P$68=\"Natural Gas\",INDEX(BPF_Summary_Lookup,MATCH($B80,INDEX(BPF_Summary_Lookup,,#REF!),0),#REF!)*1000*0.000453592,\"\"))),\"\")","v":""},{"$f":"IF(OR($F80=\"X\",$F80=\"x\"),IF(INDEX(BPF_Summary_Lookup,MATCH($B80,INDEX(BPF_Summary_Lookup,,#REF!),0),#REF!)=FALSE,\"\",IF(Q$68=\"Electricity\",INDEX(BPF_Summary_Lookup,MATCH($B80,INDEX(BPF_Summary_Lookup,,#REF!),0),#REF!),IF(Q$68=\"Natural Gas\",INDEX(BPF_Summary_Lookup,MATCH($B80,INDEX(BPF_Summary_Lookup,,#REF!),0),#REF!),\"\"))),\"\")","v":""},{"$f":"IF(OR($F80=\"X\",$F80=\"x\"),IF(R$68=\"\",\"\",IF(INDEX(BPF_Summary_Lookup,MATCH($B80,INDEX(BPF_Summary_Lookup,,#REF!),0),#REF!)=FALSE,\"\",IF(R$68=\"Electricity\",$CO80,IF(R$68=\"Natural Gas\",$CQ80,\"\")))),\"\")","v":""},{"$f":"IF(OR($F80=\"X\",$F80=\"x\"),IF(S$68=\"\",\"\",IF(INDEX(BPF_Summary_Lookup,MATCH($B80,INDEX(BPF_Summary_Lookup,,#REF!),0),#REF!)=FALSE,\"\",IF(S$68=\"Electricity\",$CU80,IF(S$68=\"Natural Gas\",$CW80,\"\")))),\"\")","v":""},{"$f":"IF(OR($F80=\"X\",$F80=\"x\"),IF(INDEX(BPF_Summary_Lookup,MATCH($B80,INDEX(BPF_Summary_Lookup,,#REF!),0),#REF!)=FALSE,\"\",IF(T$68=\"Electricity\",INDEX(BPF_Summary_Lookup,MATCH($B80,INDEX(BPF_Summary_Lookup,,#REF!),0),#REF!)*1000*0.000453592,IF(T$68=\"Natural Gas\",INDEX(BPF_Summary_Lookup,MATCH($B80,INDEX(BPF_Summary_Lookup,,#REF!),0),#REF!)*1000*0.000453592,\"\"))),\"\")","v":""},{"$f":"IF(OR($F80=\"X\",$F80=\"x\"),IF(INDEX(BPF_Summary_Lookup,MATCH($B80,INDEX(BPF_Summary_Lookup,,#REF!),0),#REF!)=FALSE,\"\",IF(U$68=\"Electricity\",INDEX(BPF_Summary_Lookup,MATCH($B80,INDEX(BPF_Summary_Lookup,,#REF!),0),#REF!),IF(U$68=\"Natural Gas\",INDEX(BPF_Summary_Lookup,MATCH($B80,INDEX(BPF_Summary_Lookup,,#REF!),0),#REF!),\"\"))),\"\")","v":""},{"$f":"IF(OR($F80=\"X\",$F80=\"x\"),IF(V$68=\"\",\"\",IF(INDEX(BPF_Summary_Lookup,MATCH($B80,INDEX(BPF_Summary_Lookup,,#REF!),0),#REF!)=FALSE,\"\",IF(V$68=\"Electricity\",$CO80,IF(V$68=\"Natural Gas\",$CQ80,\"\")))),\"\")","v":""},{"$f":"IF(OR($F80=\"X\",$F80=\"x\"),IF(W$68=\"\",\"\",IF(INDEX(BPF_Summary_Lookup,MATCH($B80,INDEX(BPF_Summary_Lookup,,#REF!),0),#REF!)=FALSE,\"\",IF(W$68=\"Electricity\",$CU80,IF(W$68=\"Natural Gas\",$CW80,\"\")))),\"\")","v":""},{"$f":"IF(OR($F80=\"X\",$F80=\"x\"),IF(INDEX(BPF_Summary_Lookup,MATCH($B80,INDEX(BPF_Summary_Lookup,,#REF!),0),#REF!)=FALSE,\"\",IF(X$68=\"Electricity\",INDEX(BPF_Summary_Lookup,MATCH($B80,INDEX(BPF_Summary_Lookup,,#REF!),0),#REF!)*1000*0.000453592,IF(X$68=\"Natural Gas\",INDEX(BPF_Summary_Lookup,MATCH($B80,INDEX(BPF_Summary_Lookup,,#REF!),0),#REF!)*1000*0.000453592,\"\"))),\"\")","v":""},{"$f":"IF(OR($F80=\"X\",$F80=\"x\"),IF(INDEX(BPF_Summary_Lookup,MATCH($B80,INDEX(BPF_Summary_Lookup,,#REF!),0),#REF!)=FALSE,\"\",IF(Y$68=\"Electricity\",INDEX(BPF_Summary_Lookup,MATCH($B80,INDEX(BPF_Summary_Lookup,,#REF!),0),#REF!),IF(Y$68=\"Natural Gas\",INDEX(BPF_Summary_Lookup,MATCH($B80,INDEX(BPF_Summary_Lookup,,#REF!),0),#REF!),\"\"))),\"\")","v":""},{"$f":"IF(OR($F80=\"X\",$F80=\"x\"),IF(Z$68=\"\",\"\",IF(INDEX(BPF_Summary_Lookup,MATCH($B80,INDEX(BPF_Summary_Lookup,,#REF!),0),#REF!)=FALSE,\"\",IF(Z$68=\"Electricity\",$CO80,IF(Z$68=\"Natural Gas\",$CQ80,\"\")))),\"\")","v":""},{"$f":"IF(OR($F80=\"X\",$F80=\"x\"),IF(AA$68=\"\",\"\",IF(INDEX(BPF_Summary_Lookup,MATCH($B80,INDEX(BPF_Summary_Lookup,,#REF!),0),#REF!)=FALSE,\"\",IF(AA$68=\"Electricity\",$CU80,IF(AA$68=\"Natural Gas\",$CW80,\"\")))),\"\")","v":""},{"$f":"IF(OR($F80=\"X\",$F80=\"x\"),IF(INDEX(BPF_Summary_Lookup,MATCH($B80,INDEX(BPF_Summary_Lookup,,#REF!),0),#REF!)=FALSE,\"\",IF(AB$68=\"Electricity\",INDEX(BPF_Summary_Lookup,MATCH($B80,INDEX(BPF_Summary_Lookup,,#REF!),0),#REF!)*1000*0.000453592,IF(AB$68=\"Natural Gas\",INDEX(BPF_Summary_Lookup,MATCH($B80,INDEX(BPF_Summary_Lookup,,#REF!),0),#REF!)*1000*0.000453592,\"\"))),\"\")","v":""},{"$f":"IF(OR($F80=\"X\",$F80=\"x\"),IF(INDEX(BPF_Summary_Lookup,MATCH($B80,INDEX(BPF_Summary_Lookup,,#REF!),0),#REF!)=FALSE,\"\",IF(AC$68=\"Electricity\",INDEX(BPF_Summary_Lookup,MATCH($B80,INDEX(BPF_Summary_Lookup,,#REF!),0),#REF!),IF(AC$68=\"Natural Gas\",INDEX(BPF_Summary_Lookup,MATCH($B80,INDEX(BPF_Summary_Lookup,,#REF!),0),#REF!),\"\"))),\"\")","v":""},{"$f":"IF(OR($F80=\"X\",$F80=\"x\"),IF(AD$68=\"\",\"\",IF(INDEX(BPF_Summary_Lookup,MATCH($B80,INDEX(BPF_Summary_Lookup,,#REF!),0),#REF!)=FALSE,\"\",IF(AD$68=\"Electricity\",$CO80,IF(AD$68=\"Natural Gas\",$CQ80,\"\")))),\"\")","v":""},{"$f":"IF(OR($F80=\"X\",$F80=\"x\"),IF(AE$68=\"\",\"\",IF(INDEX(BPF_Summary_Lookup,MATCH($B80,INDEX(BPF_Summary_Lookup,,#REF!),0),#REF!)=FALSE,\"\",IF(AE$68=\"Electricity\",$CU80,IF(AE$68=\"Natural Gas\",$CW80,\"\")))),\"\")","v":""},{"$f":"IF(OR($F80=\"X\",$F80=\"x\"),IF(INDEX(BPF_Summary_Lookup,MATCH($B80,INDEX(BPF_Summary_Lookup,,#REF!),0),#REF!)=FALSE,\"\",IF(AF$68=\"Electricity\",INDEX(BPF_Summary_Lookup,MATCH($B80,INDEX(BPF_Summary_Lookup,,#REF!),0),#REF!)*1000*0.000453592,IF(AF$68=\"Natural Gas\",INDEX(BPF_Summary_Lookup,MATCH($B80,INDEX(BPF_Summary_Lookup,,#REF!),0),#REF!)*1000*0.000453592,\"\"))),\"\")","v":""},{"$f":"IF(OR($F80=\"X\",$F80=\"x\"),IF(INDEX(BPF_Summary_Lookup,MATCH($B80,INDEX(BPF_Summary_Lookup,,#REF!),0),#REF!)=FALSE,\"\",IF(AG$68=\"Electricity\",INDEX(BPF_Summary_Lookup,MATCH($B80,INDEX(BPF_Summary_Lookup,,#REF!),0),#REF!),IF(AG$68=\"Natural Gas\",INDEX(BPF_Summary_Lookup,MATCH($B80,INDEX(BPF_Summary_Lookup,,#REF!),0),#REF!),\"\"))),\"\")","v":""},{"$f":"IF(OR($F80=\"X\",$F80=\"x\"),IF(AH$68=\"\",\"\",IF(INDEX(BPF_Summary_Lookup,MATCH($B80,INDEX(BPF_Summary_Lookup,,#REF!),0),#REF!)=FALSE,\"\",IF(AH$68=\"Electricity\",$CO80,IF(AH$68=\"Natural Gas\",$CQ80,\"\")))),\"\")","v":""},{"$f":"IF(OR($F80=\"X\",$F80=\"x\"),IF(AI$68=\"\",\"\",IF(INDEX(BPF_Summary_Lookup,MATCH($B80,INDEX(BPF_Summary_Lookup,,#REF!),0),#REF!)=FALSE,\"\",IF(AI$68=\"Electricity\",$CU80,IF(AI$68=\"Natural Gas\",$CW80,\"\")))),\"\")","v":""},{"$f":"IF(OR($F80=\"X\",$F80=\"x\"),IF(INDEX(BPF_Summary_Lookup,MATCH($B80,INDEX(BPF_Summary_Lookup,,#REF!),0),#REF!)=FALSE,\"\",IF(AJ$68=\"Electricity\",INDEX(BPF_Summary_Lookup,MATCH($B80,INDEX(BPF_Summary_Lookup,,#REF!),0),#REF!)*1000*0.000453592,IF(AJ$68=\"Natural Gas\",INDEX(BPF_Summary_Lookup,MATCH($B80,INDEX(BPF_Summary_Lookup,,#REF!),0),#REF!)*1000*0.000453592,\"\"))),\"\")","v":""},{"$f":"IF(OR($F80=\"X\",$F80=\"x\"),IF(INDEX(BPF_Summary_Lookup,MATCH($B80,INDEX(BPF_Summary_Lookup,,#REF!),0),#REF!)=FALSE,\"\",IF(AK$68=\"Electricity\",INDEX(BPF_Summary_Lookup,MATCH($B80,INDEX(BPF_Summary_Lookup,,#REF!),0),#REF!),IF(AK$68=\"Natural Gas\",INDEX(BPF_Summary_Lookup,MATCH($B80,INDEX(BPF_Summary_Lookup,,#REF!),0),#REF!),\"\"))),\"\")","v":""},{"$f":"IF(OR($F80=\"X\",$F80=\"x\"),IF(AL$68=\"\",\"\",IF(INDEX(BPF_Summary_Lookup,MATCH($B80,INDEX(BPF_Summary_Lookup,,#REF!),0),#REF!)=FALSE,\"\",IF(AL$68=\"Electricity\",$CO80,IF(AL$68=\"Natural Gas\",$CQ80,\"\")))),\"\")","v":""},{"$f":"IF(OR($F80=\"X\",$F80=\"x\"),IF(AM$68=\"\",\"\",IF(INDEX(BPF_Summary_Lookup,MATCH($B80,INDEX(BPF_Summary_Lookup,,#REF!),0),#REF!)=FALSE,\"\",IF(AM$68=\"Electricity\",$CU80,IF(AM$68=\"Natural Gas\",$CW80,\"\")))),\"\")","v":""},{"$f":"IF(OR($F80=\"X\",$F80=\"x\"),IF(INDEX(BPF_Summary_Lookup,MATCH($B80,INDEX(BPF_Summary_Lookup,,#REF!),0),#REF!)=FALSE,\"\",IF(AN$68=\"Electricity\",INDEX(BPF_Summary_Lookup,MATCH($B80,INDEX(BPF_Summary_Lookup,,#REF!),0),#REF!)*1000*0.000453592,IF(AN$68=\"Natural Gas\",INDEX(BPF_Summary_Lookup,MATCH($B80,INDEX(BPF_Summary_Lookup,,#REF!),0),#REF!)*1000*0.000453592,\"\"))),\"\")","v":""},{"$f":"IF(OR($F80=\"X\",$F80=\"x\"),IF(INDEX(BPF_Summary_Lookup,MATCH($B80,INDEX(BPF_Summary_Lookup,,#REF!),0),#REF!)=FALSE,\"\",IF(AO$68=\"Electricity\",INDEX(BPF_Summary_Lookup,MATCH($B80,INDEX(BPF_Summary_Lookup,,#REF!),0),#REF!),IF(AO$68=\"Natural Gas\",INDEX(BPF_Summary_Lookup,MATCH($B80,INDEX(BPF_Summary_Lookup,,#REF!),0),#REF!),\"\"))),\"\")","v":""},{"$f":"IF(OR($F80=\"X\",$F80=\"x\"),IF(AP$68=\"\",\"\",IF(INDEX(BPF_Summary_Lookup,MATCH($B80,INDEX(BPF_Summary_Lookup,,#REF!),0),#REF!)=FALSE,\"\",IF(AP$68=\"Electricity\",$CO80,IF(AP$68=\"Natural Gas\",$CQ80,\"\")))),\"\")","v":""},{"$f":"IF(OR($F80=\"X\",$F80=\"x\"),IF(AQ$68=\"\",\"\",IF(INDEX(BPF_Summary_Lookup,MATCH($B80,INDEX(BPF_Summary_Lookup,,#REF!),0),#REF!)=FALSE,\"\",IF(AQ$68=\"Electricity\",$CU80,IF(AQ$68=\"Natural Gas\",$CW80,\"\")))),\"\")","v":""},{"$f":"IF(OR($F80=\"X\",$F80=\"x\"),IF(INDEX(BPF_Summary_Lookup,MATCH($B80,INDEX(BPF_Summary_Lookup,,#REF!),0),#REF!)=FALSE,\"\",IF(AR$68=\"Electricity\",INDEX(BPF_Summary_Lookup,MATCH($B80,INDEX(BPF_Summary_Lookup,,#REF!),0),#REF!)*1000*0.000453592,IF(AR$68=\"Natural Gas\",INDEX(BPF_Summary_Lookup,MATCH($B80,INDEX(BPF_Summary_Lookup,,#REF!),0),#REF!)*1000*0.000453592,\"\"))),\"\")","v":""},{"$f":"IF(OR($F80=\"X\",$F80=\"x\"),IF(INDEX(BPF_Summary_Lookup,MATCH($B80,INDEX(BPF_Summary_Lookup,,#REF!),0),#REF!)=FALSE,\"\",IF(AS$68=\"Electricity\",INDEX(BPF_Summary_Lookup,MATCH($B80,INDEX(BPF_Summary_Lookup,,#REF!),0),#REF!),IF(AS$68=\"Natural Gas\",INDEX(BPF_Summary_Lookup,MATCH($B80,INDEX(BPF_Summary_Lookup,,#REF!),0),#REF!),\"\"))),\"\")","v":""},{"$f":"IF(OR($F80=\"X\",$F80=\"x\"),IF(AT$68=\"\",\"\",IF(INDEX(BPF_Summary_Lookup,MATCH($B80,INDEX(BPF_Summary_Lookup,,#REF!),0),#REF!)=FALSE,\"\",IF(AT$68=\"Electricity\",$CO80,IF(AT$68=\"Natural Gas\",$CQ80,\"\")))),\"\")","v":""},{"$f":"IF(OR($F80=\"X\",$F80=\"x\"),IF(INDEX(BPF_Summary_Lookup,MATCH($B80,INDEX(BPF_Summary_Lookup,,#REF!),0),#REF!)=FALSE,\"\",INDEX(BPF_Summary_Lookup,MATCH($B80,INDEX(BPF_Summary_Lookup,,#REF!),0),#REF!)),\"\")","v":""},{"$f":"IF(OR($F80=\"X\",$F80=\"x\"),IF(INDEX(BPF_Summary_Lookup,MATCH($B80,INDEX(BPF_Summary_Lookup,,#REF!),0),#REF!)=FALSE,\"\",INDEX(BPF_Summary_Lookup,MATCH($B80,INDEX(BPF_Summary_Lookup,,#REF!),0),#REF!)),\"\")","v":""},{"$f":"IFERROR(INDEX(Ref_UnitConversions_Energy_Content_kBtu_Unit,IFERROR(MATCH($CL$72&INDEX(RE_EC_EnergyTypes,MATCH($CL$72,INDEX(RE_EC_EnergyTypes,,1),0),2),Ref_UnitConversions_Energy_Units_Lookup,0),MATCH(\"All\"&INDEX(RE_EC_EnergyTypes,MATCH($CL$72,INDEX(RE_EC_EnergyTypes,,1),0),2),Ref_UnitConversions_Energy_Units_Lookup,0)),)/CL80,\"\")","v":""},"",{"$f":"IFERROR(INDEX(Ref_UnitConversions_Energy_Content_kBtu_Unit,IFERROR(MATCH($CM$72&INDEX(RE_EC_EnergyTypes,MATCH($CM$72,INDEX(RE_EC_EnergyTypes,,1),0),2),Ref_UnitConversions_Energy_Units_Lookup,0),MATCH(\"All\"&INDEX(RE_EC_EnergyTypes,MATCH($CM$72,INDEX(RE_EC_EnergyTypes,,1),0),2),Ref_UnitConversions_Energy_Units_Lookup,0)),)/CM80,\"\")","v":""},"",{"$f":"IF(OR($F80=\"X\",$F80=\"x\"),IF(INDEX(BPF_Summary_Lookup,MATCH($B80,INDEX(BPF_Summary_Lookup,,#REF!),0),#REF!)=FALSE,\"\",INDEX(BPF_Summary_Lookup,MATCH($B80,INDEX(BPF_Summary_Lookup,,#REF!),0),#REF!)),\"\")","v":""},{"$f":"IF(OR($F80=\"X\",$F80=\"x\"),IF(INDEX(BPF_Summary_Lookup,MATCH($B80,INDEX(BPF_Summary_Lookup,,#REF!),0),#REF!)=FALSE,\"\",INDEX(BPF_Summary_Lookup,MATCH($B80,INDEX(BPF_Summary_Lookup,,#REF!),0),#REF!)),\"\")","v":""},{"$f":"IFERROR(INDEX(Ref_UnitConversions_Energy_Content_kBtu_Unit,IFERROR(MATCH($CL$72&INDEX(RE_EC_EnergyTypes,MATCH($CL$72,INDEX(RE_EC_EnergyTypes,,1),0),2),Ref_UnitConversions_Energy_Units_Lookup,0),MATCH(\"All\"&INDEX(RE_EC_EnergyTypes,MATCH($CL$72,INDEX(RE_EC_EnergyTypes,,1),0),2),Ref_UnitConversions_Energy_Units_Lookup,0)),),\"\")","v":3.4119999999999999},"",{"$f":"IFERROR(INDEX(Ref_UnitConversions_Energy_Content_kBtu_Unit,IFERROR(MATCH($CM$72&INDEX(RE_EC_EnergyTypes,MATCH($CM$72,INDEX(RE_EC_EnergyTypes,,1),0),2),Ref_UnitConversions_Energy_Units_Lookup,0),MATCH(\"All\"&INDEX(RE_EC_EnergyTypes,MATCH($CM$72,INDEX(RE_EC_EnergyTypes,,1),0),2),Ref_UnitConversions_Energy_Units_Lookup,0)),),\"\")","v":102.9},""]
[null,8,{"$f":"IF(INDEX(ProgSetup_Program_List,B81,)=\"\",5/0, IF(ProgSetup_Miscellaneous_Customization=TRUE,1,5/0))","v":{"$error":"#DIV/0!"}},null,{"$f":"INDEX(ProgSetup_Program_List,B81,1)& \"\"","v":""},null,{"$f":"IF(OR($F81=\"X\",$F81=\"x\"),IF(G$68=\"\",\"\",IF(INDEX(BPF_Summary_Lookup,MATCH($B81,INDEX(BPF_Summary_Lookup,,#REF!),0),#REF!)=FALSE,\"\",IF(G$68=\"Electricity\",$CU81,IF(G$68=\"Natural Gas\",$CW81,\"\")))),\"\")","v":""},{"$f":"IF(OR($F81=\"X\",$F81=\"x\"),IF(INDEX(BPF_Summary_Lookup,MATCH($B81,INDEX(BPF_Summary_Lookup,,#REF!),0),#REF!)=FALSE,\"\",IF(H$68=\"Electricity\",INDEX(BPF_Summary_Lookup,MATCH($B81,INDEX(BPF_Summary_Lookup,,#REF!),0),#REF!)*1000*0.000453592,IF(H$68=\"Natural Gas\",INDEX(BPF_Summary_Lookup,MATCH($B81,INDEX(BPF_Summary_Lookup,,#REF!),0),#REF!)*1000*0.000453592,\"\"))),\"\")","v":""},{"$f":"IF(OR($F81=\"X\",$F81=\"x\"),IF(INDEX(BPF_Summary_Lookup,MATCH($B81,INDEX(BPF_Summary_Lookup,,#REF!),0),#REF!)=FALSE,\"\",IF(I$68=\"Electricity\",INDEX(BPF_Summary_Lookup,MATCH($B81,INDEX(BPF_Summary_Lookup,,#REF!),0),#REF!),IF(I$68=\"Natural Gas\",INDEX(BPF_Summary_Lookup,MATCH($B81,INDEX(BPF_Summary_Lookup,,#REF!),0),#REF!),\"\"))),\"\")","v":""},{"$f":"IF(OR($F81=\"X\",$F81=\"x\"),IF(J$68=\"\",\"\",IF(INDEX(BPF_Summary_Lookup,MATCH($B81,INDEX(BPF_Summary_Lookup,,#REF!),0),#REF!)=FALSE,\"\",IF(J$68=\"Electricity\",$CO81,IF(J$68=\"Natural Gas\",$CQ81,\"\")))),\"\")","v":""},{"$f":"IF(OR($F81=\"X\",$F81=\"x\"),IF(K$68=\"\",\"\",IF(INDEX(BPF_Summary_Lookup,MATCH($B81,INDEX(BPF_Summary_Lookup,,#REF!),0),#REF!)=FALSE,\"\",IF(K$68=\"Electricity\",$CU81,IF(K$68=\"Natural Gas\",$CW81,\"\")))),\"\")","v":""},{"$f":"IF(OR($F81=\"X\",$F81=\"x\"),IF(INDEX(BPF_Summary_Lookup,MATCH($B81,INDEX(BPF_Summary_Lookup,,#REF!),0),#REF!)=FALSE,\"\",IF(L$68=\"Electricity\",INDEX(BPF_Summary_Lookup,MATCH($B81,INDEX(BPF_Summary_Lookup,,#REF!),0),#REF!)*1000*0.000453592,IF(L$68=\"Natural Gas\",INDEX(BPF_Summary_Lookup,MATCH($B81,INDEX(BPF_Summary_Lookup,,#REF!),0),#REF!)*1000*0.000453592,\"\"))),\"\")","v":""},{"$f":"IF(OR($F81=\"X\",$F81=\"x\"),IF(INDEX(BPF_Summary_Lookup,MATCH($B81,INDEX(BPF_Summary_Lookup,,#REF!),0),#REF!)=FALSE,\"\",IF(M$68=\"Electricity\",INDEX(BPF_Summary_Lookup,MATCH($B81,INDEX(BPF_Summary_Lookup,,#REF!),0),#REF!),IF(M$68=\"Natural Gas\",INDEX(BPF_Summary_Lookup,MATCH($B81,INDEX(BPF_Summary_Lookup,,#REF!),0),#REF!),\"\"))),\"\")","v":""},{"$f":"IF(OR($F81=\"X\",$F81=\"x\"),IF(N$68=\"\",\"\",IF(INDEX(BPF_Summary_Lookup,MATCH($B81,INDEX(BPF_Summary_Lookup,,#REF!),0),#REF!)=FALSE,\"\",IF(N$68=\"Electricity\",$CO81,IF(N$68=\"Natural Gas\",$CQ81,\"\")))),\"\")","v":""},{"$f":"IF(OR($F81=\"X\",$F81=\"x\"),IF(O$68=\"\",\"\",IF(INDEX(BPF_Summary_Lookup,MATCH($B81,INDEX(BPF_Summary_Lookup,,#REF!),0),#REF!)=FALSE,\"\",IF(O$68=\"Electricity\",$CU81,IF(O$68=\"Natural Gas\",$CW81,\"\")))),\"\")","v":""},{"$f":"IF(OR($F81=\"X\",$F81=\"x\"),IF(INDEX(BPF_Summary_Lookup,MATCH($B81,INDEX(BPF_Summary_Lookup,,#REF!),0),#REF!)=FALSE,\"\",IF(P$68=\"Electricity\",INDEX(BPF_Summary_Lookup,MATCH($B81,INDEX(BPF_Summary_Lookup,,#REF!),0),#REF!)*1000*0.000453592,IF(P$68=\"Natural Gas\",INDEX(BPF_Summary_Lookup,MATCH($B81,INDEX(BPF_Summary_Lookup,,#REF!),0),#REF!)*1000*0.000453592,\"\"))),\"\")","v":""},{"$f":"IF(OR($F81=\"X\",$F81=\"x\"),IF(INDEX(BPF_Summary_Lookup,MATCH($B81,INDEX(BPF_Summary_Lookup,,#REF!),0),#REF!)=FALSE,\"\",IF(Q$68=\"Electricity\",INDEX(BPF_Summary_Lookup,MATCH($B81,INDEX(BPF_Summary_Lookup,,#REF!),0),#REF!),IF(Q$68=\"Natural Gas\",INDEX(BPF_Summary_Lookup,MATCH($B81,INDEX(BPF_Summary_Lookup,,#REF!),0),#REF!),\"\"))),\"\")","v":""},{"$f":"IF(OR($F81=\"X\",$F81=\"x\"),IF(R$68=\"\",\"\",IF(INDEX(BPF_Summary_Lookup,MATCH($B81,INDEX(BPF_Summary_Lookup,,#REF!),0),#REF!)=FALSE,\"\",IF(R$68=\"Electricity\",$CO81,IF(R$68=\"Natural Gas\",$CQ81,\"\")))),\"\")","v":""},{"$f":"IF(OR($F81=\"X\",$F81=\"x\"),IF(S$68=\"\",\"\",IF(INDEX(BPF_Summary_Lookup,MATCH($B81,INDEX(BPF_Summary_Lookup,,#REF!),0),#REF!)=FALSE,\"\",IF(S$68=\"Electricity\",$CU81,IF(S$68=\"Natural Gas\",$CW81,\"\")))),\"\")","v":""},{"$f":"IF(OR($F81=\"X\",$F81=\"x\"),IF(INDEX(BPF_Summary_Lookup,MATCH($B81,INDEX(BPF_Summary_Lookup,,#REF!),0),#REF!)=FALSE,\"\",IF(T$68=\"Electricity\",INDEX(BPF_Summary_Lookup,MATCH($B81,INDEX(BPF_Summary_Lookup,,#REF!),0),#REF!)*1000*0.000453592,IF(T$68=\"Natural Gas\",INDEX(BPF_Summary_Lookup,MATCH($B81,INDEX(BPF_Summary_Lookup,,#REF!),0),#REF!)*1000*0.000453592,\"\"))),\"\")","v":""},{"$f":"IF(OR($F81=\"X\",$F81=\"x\"),IF(INDEX(BPF_Summary_Lookup,MATCH($B81,INDEX(BPF_Summary_Lookup,,#REF!),0),#REF!)=FALSE,\"\",IF(U$68=\"Electricity\",INDEX(BPF_Summary_Lookup,MATCH($B81,INDEX(BPF_Summary_Lookup,,#REF!),0),#REF!),IF(U$68=\"Natural Gas\",INDEX(BPF_Summary_Lookup,MATCH($B81,INDEX(BPF_Summary_Lookup,,#REF!),0),#REF!),\"\"))),\"\")","v":""},{"$f":"IF(OR($F81=\"X\",$F81=\"x\"),IF(V$68=\"\",\"\",IF(INDEX(BPF_Summary_Lookup,MATCH($B81,INDEX(BPF_Summary_Lookup,,#REF!),0),#REF!)=FALSE,\"\",IF(V$68=\"Electricity\",$CO81,IF(V$68=\"Natural Gas\",$CQ81,\"\")))),\"\")","v":""},{"$f":"IF(OR($F81=\"X\",$F81=\"x\"),IF(W$68=\"\",\"\",IF(INDEX(BPF_Summary_Lookup,MATCH($B81,INDEX(BPF_Summary_Lookup,,#REF!),0),#REF!)=FALSE,\"\",IF(W$68=\"Electricity\",$CU81,IF(W$68=\"Natural Gas\",$CW81,\"\")))),\"\")","v":""},{"$f":"IF(OR($F81=\"X\",$F81=\"x\"),IF(INDEX(BPF_Summary_Lookup,MATCH($B81,INDEX(BPF_Summary_Lookup,,#REF!),0),#REF!)=FALSE,\"\",IF(X$68=\"Electricity\",INDEX(BPF_Summary_Lookup,MATCH($B81,INDEX(BPF_Summary_Lookup,,#REF!),0),#REF!)*1000*0.000453592,IF(X$68=\"Natural Gas\",INDEX(BPF_Summary_Lookup,MATCH($B81,INDEX(BPF_Summary_Lookup,,#REF!),0),#REF!)*1000*0.000453592,\"\"))),\"\")","v":""},{"$f":"IF(OR($F81=\"X\",$F81=\"x\"),IF(INDEX(BPF_Summary_Lookup,MATCH($B81,INDEX(BPF_Summary_Lookup,,#REF!),0),#REF!)=FALSE,\"\",IF(Y$68=\"Electricity\",INDEX(BPF_Summary_Lookup,MATCH($B81,INDEX(BPF_Summary_Lookup,,#REF!),0),#REF!),IF(Y$68=\"Natural Gas\",INDEX(BPF_Summary_Lookup,MATCH($B81,INDEX(BPF_Summary_Lookup,,#REF!),0),#REF!),\"\"))),\"\")","v":""},{"$f":"IF(OR($F81=\"X\",$F81=\"x\"),IF(Z$68=\"\",\"\",IF(INDEX(BPF_Summary_Lookup,MATCH($B81,INDEX(BPF_Summary_Lookup,,#REF!),0),#REF!)=FALSE,\"\",IF(Z$68=\"Electricity\",$CO81,IF(Z$68=\"Natural Gas\",$CQ81,\"\")))),\"\")","v":""},{"$f":"IF(OR($F81=\"X\",$F81=\"x\"),IF(AA$68=\"\",\"\",IF(INDEX(BPF_Summary_Lookup,MATCH($B81,INDEX(BPF_Summary_Lookup,,#REF!),0),#REF!)=FALSE,\"\",IF(AA$68=\"Electricity\",$CU81,IF(AA$68=\"Natural Gas\",$CW81,\"\")))),\"\")","v":""},{"$f":"IF(OR($F81=\"X\",$F81=\"x\"),IF(INDEX(BPF_Summary_Lookup,MATCH($B81,INDEX(BPF_Summary_Lookup,,#REF!),0),#REF!)=FALSE,\"\",IF(AB$68=\"Electricity\",INDEX(BPF_Summary_Lookup,MATCH($B81,INDEX(BPF_Summary_Lookup,,#REF!),0),#REF!)*1000*0.000453592,IF(AB$68=\"Natural Gas\",INDEX(BPF_Summary_Lookup,MATCH($B81,INDEX(BPF_Summary_Lookup,,#REF!),0),#REF!)*1000*0.000453592,\"\"))),\"\")","v":""},{"$f":"IF(OR($F81=\"X\",$F81=\"x\"),IF(INDEX(BPF_Summary_Lookup,MATCH($B81,INDEX(BPF_Summary_Lookup,,#REF!),0),#REF!)=FALSE,\"\",IF(AC$68=\"Electricity\",INDEX(BPF_Summary_Lookup,MATCH($B81,INDEX(BPF_Summary_Lookup,,#REF!),0),#REF!),IF(AC$68=\"Natural Gas\",INDEX(BPF_Summary_Lookup,MATCH($B81,INDEX(BPF_Summary_Lookup,,#REF!),0),#REF!),\"\"))),\"\")","v":""},{"$f":"IF(OR($F81=\"X\",$F81=\"x\"),IF(AD$68=\"\",\"\",IF(INDEX(BPF_Summary_Lookup,MATCH($B81,INDEX(BPF_Summary_Lookup,,#REF!),0),#REF!)=FALSE,\"\",IF(AD$68=\"Electricity\",$CO81,IF(AD$68=\"Natural Gas\",$CQ81,\"\")))),\"\")","v":""},{"$f":"IF(OR($F81=\"X\",$F81=\"x\"),IF(AE$68=\"\",\"\",IF(INDEX(BPF_Summary_Lookup,MATCH($B81,INDEX(BPF_Summary_Lookup,,#REF!),0),#REF!)=FALSE,\"\",IF(AE$68=\"Electricity\",$CU81,IF(AE$68=\"Natural Gas\",$CW81,\"\")))),\"\")","v":""},{"$f":"IF(OR($F81=\"X\",$F81=\"x\"),IF(INDEX(BPF_Summary_Lookup,MATCH($B81,INDEX(BPF_Summary_Lookup,,#REF!),0),#REF!)=FALSE,\"\",IF(AF$68=\"Electricity\",INDEX(BPF_Summary_Lookup,MATCH($B81,INDEX(BPF_Summary_Lookup,,#REF!),0),#REF!)*1000*0.000453592,IF(AF$68=\"Natural Gas\",INDEX(BPF_Summary_Lookup,MATCH($B81,INDEX(BPF_Summary_Lookup,,#REF!),0),#REF!)*1000*0.000453592,\"\"))),\"\")","v":""},{"$f":"IF(OR($F81=\"X\",$F81=\"x\"),IF(INDEX(BPF_Summary_Lookup,MATCH($B81,INDEX(BPF_Summary_Lookup,,#REF!),0),#REF!)=FALSE,\"\",IF(AG$68=\"Electricity\",INDEX(BPF_Summary_Lookup,MATCH($B81,INDEX(BPF_Summary_Lookup,,#REF!),0),#REF!),IF(AG$68=\"Natural Gas\",INDEX(BPF_Summary_Lookup,MATCH($B81,INDEX(BPF_Summary_Lookup,,#REF!),0),#REF!),\"\"))),\"\")","v":""},{"$f":"IF(OR($F81=\"X\",$F81=\"x\"),IF(AH$68=\"\",\"\",IF(INDEX(BPF_Summary_Lookup,MATCH($B81,INDEX(BPF_Summary_Lookup,,#REF!),0),#REF!)=FALSE,\"\",IF(AH$68=\"Electricity\",$CO81,IF(AH$68=\"Natural Gas\",$CQ81,\"\")))),\"\")","v":""},{"$f":"IF(OR($F81=\"X\",$F81=\"x\"),IF(AI$68=\"\",\"\",IF(INDEX(BPF_Summary_Lookup,MATCH($B81,INDEX(BPF_Summary_Lookup,,#REF!),0),#REF!)=FALSE,\"\",IF(AI$68=\"Electricity\",$CU81,IF(AI$68=\"Natural Gas\",$CW81,\"\")))),\"\")","v":""},{"$f":"IF(OR($F81=\"X\",$F81=\"x\"),IF(INDEX(BPF_Summary_Lookup,MATCH($B81,INDEX(BPF_Summary_Lookup,,#REF!),0),#REF!)=FALSE,\"\",IF(AJ$68=\"Electricity\",INDEX(BPF_Summary_Lookup,MATCH($B81,INDEX(BPF_Summary_Lookup,,#REF!),0),#REF!)*1000*0.000453592,IF(AJ$68=\"Natural Gas\",INDEX(BPF_Summary_Lookup,MATCH($B81,INDEX(BPF_Summary_Lookup,,#REF!),0),#REF!)*1000*0.000453592,\"\"))),\"\")","v":""},{"$f":"IF(OR($F81=\"X\",$F81=\"x\"),IF(INDEX(BPF_Summary_Lookup,MATCH($B81,INDEX(BPF_Summary_Lookup,,#REF!),0),#REF!)=FALSE,\"\",IF(AK$68=\"Electricity\",INDEX(BPF_Summary_Lookup,MATCH($B81,INDEX(BPF_Summary_Lookup,,#REF!),0),#REF!),IF(AK$68=\"Natural Gas\",INDEX(BPF_Summary_Lookup,MATCH($B81,INDEX(BPF_Summary_Lookup,,#REF!),0),#REF!),\"\"))),\"\")","v":""},{"$f":"IF(OR($F81=\"X\",$F81=\"x\"),IF(AL$68=\"\",\"\",IF(INDEX(BPF_Summary_Lookup,MATCH($B81,INDEX(BPF_Summary_Lookup,,#REF!),0),#REF!)=FALSE,\"\",IF(AL$68=\"Electricity\",$CO81,IF(AL$68=\"Natural Gas\",$CQ81,\"\")))),\"\")","v":""},{"$f":"IF(OR($F81=\"X\",$F81=\"x\"),IF(AM$68=\"\",\"\",IF(INDEX(BPF_Summary_Lookup,MATCH($B81,INDEX(BPF_Summary_Lookup,,#REF!),0),#REF!)=FALSE,\"\",IF(AM$68=\"Electricity\",$CU81,IF(AM$68=\"Natural Gas\",$CW81,\"\")))),\"\")","v":""},{"$f":"IF(OR($F81=\"X\",$F81=\"x\"),IF(INDEX(BPF_Summary_Lookup,MATCH($B81,INDEX(BPF_Summary_Lookup,,#REF!),0),#REF!)=FALSE,\"\",IF(AN$68=\"Electricity\",INDEX(BPF_Summary_Lookup,MATCH($B81,INDEX(BPF_Summary_Lookup,,#REF!),0),#REF!)*1000*0.000453592,IF(AN$68=\"Natural Gas\",INDEX(BPF_Summary_Lookup,MATCH($B81,INDEX(BPF_Summary_Lookup,,#REF!),0),#REF!)*1000*0.000453592,\"\"))),\"\")","v":""},{"$f":"IF(OR($F81=\"X\",$F81=\"x\"),IF(INDEX(BPF_Summary_Lookup,MATCH($B81,INDEX(BPF_Summary_Lookup,,#REF!),0),#REF!)=FALSE,\"\",IF(AO$68=\"Electricity\",INDEX(BPF_Summary_Lookup,MATCH($B81,INDEX(BPF_Summary_Lookup,,#REF!),0),#REF!),IF(AO$68=\"Natural Gas\",INDEX(BPF_Summary_Lookup,MATCH($B81,INDEX(BPF_Summary_Lookup,,#REF!),0),#REF!),\"\"))),\"\")","v":""},{"$f":"IF(OR($F81=\"X\",$F81=\"x\"),IF(AP$68=\"\",\"\",IF(INDEX(BPF_Summary_Lookup,MATCH($B81,INDEX(BPF_Summary_Lookup,,#REF!),0),#REF!)=FALSE,\"\",IF(AP$68=\"Electricity\",$CO81,IF(AP$68=\"Natural Gas\",$CQ81,\"\")))),\"\")","v":""},{"$f":"IF(OR($F81=\"X\",$F81=\"x\"),IF(AQ$68=\"\",\"\",IF(INDEX(BPF_Summary_Lookup,MATCH($B81,INDEX(BPF_Summary_Lookup,,#REF!),0),#REF!)=FALSE,\"\",IF(AQ$68=\"Electricity\",$CU81,IF(AQ$68=\"Natural Gas\",$CW81,\"\")))),\"\")","v":""},{"$f":"IF(OR($F81=\"X\",$F81=\"x\"),IF(INDEX(BPF_Summary_Lookup,MATCH($B81,INDEX(BPF_Summary_Lookup,,#REF!),0),#REF!)=FALSE,\"\",IF(AR$68=\"Electricity\",INDEX(BPF_Summary_Lookup,MATCH($B81,INDEX(BPF_Summary_Lookup,,#REF!),0),#REF!)*1000*0.000453592,IF(AR$68=\"Natural Gas\",INDEX(BPF_Summary_Lookup,MATCH($B81,INDEX(BPF_Summary_Lookup,,#REF!),0),#REF!)*1000*0.000453592,\"\"))),\"\")","v":""},{"$f":"IF(OR($F81=\"X\",$F81=\"x\"),IF(INDEX(BPF_Summary_Lookup,MATCH($B81,INDEX(BPF_Summary_Lookup,,#REF!),0),#REF!)=FALSE,\"\",IF(AS$68=\"Electricity\",INDEX(BPF_Summary_Lookup,MATCH($B81,INDEX(BPF_Summary_Lookup,,#REF!),0),#REF!),IF(AS$68=\"Natural Gas\",INDEX(BPF_Summary_Lookup,MATCH($B81,INDEX(BPF_Summary_Lookup,,#REF!),0),#REF!),\"\"))),\"\")","v":""},{"$f":"IF(OR($F81=\"X\",$F81=\"x\"),IF(AT$68=\"\",\"\",IF(INDEX(BPF_Summary_Lookup,MATCH($B81,INDEX(BPF_Summary_Lookup,,#REF!),0),#REF!)=FALSE,\"\",IF(AT$68=\"Electricity\",$CO81,IF(AT$68=\"Natural Gas\",$CQ81,\"\")))),\"\")","v":""},null,null,null,{"$f":"IF(OR($F81=\"X\",$F81=\"x\"),IF(G$68=\"\",\"\",IF(INDEX(BPF_Summary_Lookup,MATCH($B81,INDEX(BPF_Summary_Lookup,,#REF!),0),#REF!)=FALSE,\"\",IF(G$68=\"Electricity\",$CU81,IF(G$68=\"Natural Gas\",$CW81,\"\")))),\"\")","v":""},{"$f":"IF(OR($F81=\"X\",$F81=\"x\"),IF(INDEX(BPF_Summary_Lookup,MATCH($B81,INDEX(BPF_Summary_Lookup,,#REF!),0),#REF!)=FALSE,\"\",IF(H$68=\"Electricity\",INDEX(BPF_Summary_Lookup,MATCH($B81,INDEX(BPF_Summary_Lookup,,#REF!),0),#REF!)*1000*0.000453592,IF(H$68=\"Natural Gas\",INDEX(BPF_Summary_Lookup,MATCH($B81,INDEX(BPF_Summary_Lookup,,#REF!),0),#REF!)*1000*0.000453592,\"\"))),\"\")","v":""},{"$f":"IF(OR($F81=\"X\",$F81=\"x\"),IF(INDEX(BPF_Summary_Lookup,MATCH($B81,INDEX(BPF_Summary_Lookup,,#REF!),0),#REF!)=FALSE,\"\",IF(I$68=\"Electricity\",INDEX(BPF_Summary_Lookup,MATCH($B81,INDEX(BPF_Summary_Lookup,,#REF!),0),#REF!),IF(I$68=\"Natural Gas\",INDEX(BPF_Summary_Lookup,MATCH($B81,INDEX(BPF_Summary_Lookup,,#REF!),0),#REF!),\"\"))),\"\")","v":""},{"$f":"IF(OR($F81=\"X\",$F81=\"x\"),IF(J$68=\"\",\"\",IF(INDEX(BPF_Summary_Lookup,MATCH($B81,INDEX(BPF_Summary_Lookup,,#REF!),0),#REF!)=FALSE,\"\",IF(J$68=\"Electricity\",$CO81,IF(J$68=\"Natural Gas\",$CQ81,\"\")))),\"\")","v":""},{"$f":"IF(OR($F81=\"X\",$F81=\"x\"),IF(K$68=\"\",\"\",IF(INDEX(BPF_Summary_Lookup,MATCH($B81,INDEX(BPF_Summary_Lookup,,#REF!),0),#REF!)=FALSE,\"\",IF(K$68=\"Electricity\",$CU81,IF(K$68=\"Natural Gas\",$CW81,\"\")))),\"\")","v":""},{"$f":"IF(OR($F81=\"X\",$F81=\"x\"),IF(INDEX(BPF_Summary_Lookup,MATCH($B81,INDEX(BPF_Summary_Lookup,,#REF!),0),#REF!)=FALSE,\"\",IF(L$68=\"Electricity\",INDEX(BPF_Summary_Lookup,MATCH($B81,INDEX(BPF_Summary_Lookup,,#REF!),0),#REF!)*1000*0.000453592,IF(L$68=\"Natural Gas\",INDEX(BPF_Summary_Lookup,MATCH($B81,INDEX(BPF_Summary_Lookup,,#REF!),0),#REF!)*1000*0.000453592,\"\"))),\"\")","v":""},{"$f":"IF(OR($F81=\"X\",$F81=\"x\"),IF(INDEX(BPF_Summary_Lookup,MATCH($B81,INDEX(BPF_Summary_Lookup,,#REF!),0),#REF!)=FALSE,\"\",IF(M$68=\"Electricity\",INDEX(BPF_Summary_Lookup,MATCH($B81,INDEX(BPF_Summary_Lookup,,#REF!),0),#REF!),IF(M$68=\"Natural Gas\",INDEX(BPF_Summary_Lookup,MATCH($B81,INDEX(BPF_Summary_Lookup,,#REF!),0),#REF!),\"\"))),\"\")","v":""},{"$f":"IF(OR($F81=\"X\",$F81=\"x\"),IF(N$68=\"\",\"\",IF(INDEX(BPF_Summary_Lookup,MATCH($B81,INDEX(BPF_Summary_Lookup,,#REF!),0),#REF!)=FALSE,\"\",IF(N$68=\"Electricity\",$CO81,IF(N$68=\"Natural Gas\",$CQ81,\"\")))),\"\")","v":""},{"$f":"IF(OR($F81=\"X\",$F81=\"x\"),IF(O$68=\"\",\"\",IF(INDEX(BPF_Summary_Lookup,MATCH($B81,INDEX(BPF_Summary_Lookup,,#REF!),0),#REF!)=FALSE,\"\",IF(O$68=\"Electricity\",$CU81,IF(O$68=\"Natural Gas\",$CW81,\"\")))),\"\")","v":""},{"$f":"IF(OR($F81=\"X\",$F81=\"x\"),IF(INDEX(BPF_Summary_Lookup,MATCH($B81,INDEX(BPF_Summary_Lookup,,#REF!),0),#REF!)=FALSE,\"\",IF(P$68=\"Electricity\",INDEX(BPF_Summary_Lookup,MATCH($B81,INDEX(BPF_Summary_Lookup,,#REF!),0),#REF!)*1000*0.000453592,IF(P$68=\"Natural Gas\",INDEX(BPF_Summary_Lookup,MATCH($B81,INDEX(BPF_Summary_Lookup,,#REF!),0),#REF!)*1000*0.000453592,\"\"))),\"\")","v":""},{"$f":"IF(OR($F81=\"X\",$F81=\"x\"),IF(INDEX(BPF_Summary_Lookup,MATCH($B81,INDEX(BPF_Summary_Lookup,,#REF!),0),#REF!)=FALSE,\"\",IF(Q$68=\"Electricity\",INDEX(BPF_Summary_Lookup,MATCH($B81,INDEX(BPF_Summary_Lookup,,#REF!),0),#REF!),IF(Q$68=\"Natural Gas\",INDEX(BPF_Summary_Lookup,MATCH($B81,INDEX(BPF_Summary_Lookup,,#REF!),0),#REF!),\"\"))),\"\")","v":""},{"$f":"IF(OR($F81=\"X\",$F81=\"x\"),IF(R$68=\"\",\"\",IF(INDEX(BPF_Summary_Lookup,MATCH($B81,INDEX(BPF_Summary_Lookup,,#REF!),0),#REF!)=FALSE,\"\",IF(R$68=\"Electricity\",$CO81,IF(R$68=\"Natural Gas\",$CQ81,\"\")))),\"\")","v":""},{"$f":"IF(OR($F81=\"X\",$F81=\"x\"),IF(S$68=\"\",\"\",IF(INDEX(BPF_Summary_Lookup,MATCH($B81,INDEX(BPF_Summary_Lookup,,#REF!),0),#REF!)=FALSE,\"\",IF(S$68=\"Electricity\",$CU81,IF(S$68=\"Natural Gas\",$CW81,\"\")))),\"\")","v":""},{"$f":"IF(OR($F81=\"X\",$F81=\"x\"),IF(INDEX(BPF_Summary_Lookup,MATCH($B81,INDEX(BPF_Summary_Lookup,,#REF!),0),#REF!)=FALSE,\"\",IF(T$68=\"Electricity\",INDEX(BPF_Summary_Lookup,MATCH($B81,INDEX(BPF_Summary_Lookup,,#REF!),0),#REF!)*1000*0.000453592,IF(T$68=\"Natural Gas\",INDEX(BPF_Summary_Lookup,MATCH($B81,INDEX(BPF_Summary_Lookup,,#REF!),0),#REF!)*1000*0.000453592,\"\"))),\"\")","v":""},{"$f":"IF(OR($F81=\"X\",$F81=\"x\"),IF(INDEX(BPF_Summary_Lookup,MATCH($B81,INDEX(BPF_Summary_Lookup,,#REF!),0),#REF!)=FALSE,\"\",IF(U$68=\"Electricity\",INDEX(BPF_Summary_Lookup,MATCH($B81,INDEX(BPF_Summary_Lookup,,#REF!),0),#REF!),IF(U$68=\"Natural Gas\",INDEX(BPF_Summary_Lookup,MATCH($B81,INDEX(BPF_Summary_Lookup,,#REF!),0),#REF!),\"\"))),\"\")","v":""},{"$f":"IF(OR($F81=\"X\",$F81=\"x\"),IF(V$68=\"\",\"\",IF(INDEX(BPF_Summary_Lookup,MATCH($B81,INDEX(BPF_Summary_Lookup,,#REF!),0),#REF!)=FALSE,\"\",IF(V$68=\"Electricity\",$CO81,IF(V$68=\"Natural Gas\",$CQ81,\"\")))),\"\")","v":""},{"$f":"IF(OR($F81=\"X\",$F81=\"x\"),IF(W$68=\"\",\"\",IF(INDEX(BPF_Summary_Lookup,MATCH($B81,INDEX(BPF_Summary_Lookup,,#REF!),0),#REF!)=FALSE,\"\",IF(W$68=\"Electricity\",$CU81,IF(W$68=\"Natural Gas\",$CW81,\"\")))),\"\")","v":""},{"$f":"IF(OR($F81=\"X\",$F81=\"x\"),IF(INDEX(BPF_Summary_Lookup,MATCH($B81,INDEX(BPF_Summary_Lookup,,#REF!),0),#REF!)=FALSE,\"\",IF(X$68=\"Electricity\",INDEX(BPF_Summary_Lookup,MATCH($B81,INDEX(BPF_Summary_Lookup,,#REF!),0),#REF!)*1000*0.000453592,IF(X$68=\"Natural Gas\",INDEX(BPF_Summary_Lookup,MATCH($B81,INDEX(BPF_Summary_Lookup,,#REF!),0),#REF!)*1000*0.000453592,\"\"))),\"\")","v":""},{"$f":"IF(OR($F81=\"X\",$F81=\"x\"),IF(INDEX(BPF_Summary_Lookup,MATCH($B81,INDEX(BPF_Summary_Lookup,,#REF!),0),#REF!)=FALSE,\"\",IF(Y$68=\"Electricity\",INDEX(BPF_Summary_Lookup,MATCH($B81,INDEX(BPF_Summary_Lookup,,#REF!),0),#REF!),IF(Y$68=\"Natural Gas\",INDEX(BPF_Summary_Lookup,MATCH($B81,INDEX(BPF_Summary_Lookup,,#REF!),0),#REF!),\"\"))),\"\")","v":""},{"$f":"IF(OR($F81=\"X\",$F81=\"x\"),IF(Z$68=\"\",\"\",IF(INDEX(BPF_Summary_Lookup,MATCH($B81,INDEX(BPF_Summary_Lookup,,#REF!),0),#REF!)=FALSE,\"\",IF(Z$68=\"Electricity\",$CO81,IF(Z$68=\"Natural Gas\",$CQ81,\"\")))),\"\")","v":""},{"$f":"IF(OR($F81=\"X\",$F81=\"x\"),IF(AA$68=\"\",\"\",IF(INDEX(BPF_Summary_Lookup,MATCH($B81,INDEX(BPF_Summary_Lookup,,#REF!),0),#REF!)=FALSE,\"\",IF(AA$68=\"Electricity\",$CU81,IF(AA$68=\"Natural Gas\",$CW81,\"\")))),\"\")","v":""},{"$f":"IF(OR($F81=\"X\",$F81=\"x\"),IF(INDEX(BPF_Summary_Lookup,MATCH($B81,INDEX(BPF_Summary_Lookup,,#REF!),0),#REF!)=FALSE,\"\",IF(AB$68=\"Electricity\",INDEX(BPF_Summary_Lookup,MATCH($B81,INDEX(BPF_Summary_Lookup,,#REF!),0),#REF!)*1000*0.000453592,IF(AB$68=\"Natural Gas\",INDEX(BPF_Summary_Lookup,MATCH($B81,INDEX(BPF_Summary_Lookup,,#REF!),0),#REF!)*1000*0.000453592,\"\"))),\"\")","v":""},{"$f":"IF(OR($F81=\"X\",$F81=\"x\"),IF(INDEX(BPF_Summary_Lookup,MATCH($B81,INDEX(BPF_Summary_Lookup,,#REF!),0),#REF!)=FALSE,\"\",IF(AC$68=\"Electricity\",INDEX(BPF_Summary_Lookup,MATCH($B81,INDEX(BPF_Summary_Lookup,,#REF!),0),#REF!),IF(AC$68=\"Natural Gas\",INDEX(BPF_Summary_Lookup,MATCH($B81,INDEX(BPF_Summary_Lookup,,#REF!),0),#REF!),\"\"))),\"\")","v":""},{"$f":"IF(OR($F81=\"X\",$F81=\"x\"),IF(AD$68=\"\",\"\",IF(INDEX(BPF_Summary_Lookup,MATCH($B81,INDEX(BPF_Summary_Lookup,,#REF!),0),#REF!)=FALSE,\"\",IF(AD$68=\"Electricity\",$CO81,IF(AD$68=\"Natural Gas\",$CQ81,\"\")))),\"\")","v":""},{"$f":"IF(OR($F81=\"X\",$F81=\"x\"),IF(AE$68=\"\",\"\",IF(INDEX(BPF_Summary_Lookup,MATCH($B81,INDEX(BPF_Summary_Lookup,,#REF!),0),#REF!)=FALSE,\"\",IF(AE$68=\"Electricity\",$CU81,IF(AE$68=\"Natural Gas\",$CW81,\"\")))),\"\")","v":""},{"$f":"IF(OR($F81=\"X\",$F81=\"x\"),IF(INDEX(BPF_Summary_Lookup,MATCH($B81,INDEX(BPF_Summary_Lookup,,#REF!),0),#REF!)=FALSE,\"\",IF(AF$68=\"Electricity\",INDEX(BPF_Summary_Lookup,MATCH($B81,INDEX(BPF_Summary_Lookup,,#REF!),0),#REF!)*1000*0.000453592,IF(AF$68=\"Natural Gas\",INDEX(BPF_Summary_Lookup,MATCH($B81,INDEX(BPF_Summary_Lookup,,#REF!),0),#REF!)*1000*0.000453592,\"\"))),\"\")","v":""},{"$f":"IF(OR($F81=\"X\",$F81=\"x\"),IF(INDEX(BPF_Summary_Lookup,MATCH($B81,INDEX(BPF_Summary_Lookup,,#REF!),0),#REF!)=FALSE,\"\",IF(AG$68=\"Electricity\",INDEX(BPF_Summary_Lookup,MATCH($B81,INDEX(BPF_Summary_Lookup,,#REF!),0),#REF!),IF(AG$68=\"Natural Gas\",INDEX(BPF_Summary_Lookup,MATCH($B81,INDEX(BPF_Summary_Lookup,,#REF!),0),#REF!),\"\"))),\"\")","v":""},{"$f":"IF(OR($F81=\"X\",$F81=\"x\"),IF(AH$68=\"\",\"\",IF(INDEX(BPF_Summary_Lookup,MATCH($B81,INDEX(BPF_Summary_Lookup,,#REF!),0),#REF!)=FALSE,\"\",IF(AH$68=\"Electricity\",$CO81,IF(AH$68=\"Natural Gas\",$CQ81,\"\")))),\"\")","v":""},{"$f":"IF(OR($F81=\"X\",$F81=\"x\"),IF(AI$68=\"\",\"\",IF(INDEX(BPF_Summary_Lookup,MATCH($B81,INDEX(BPF_Summary_Lookup,,#REF!),0),#REF!)=FALSE,\"\",IF(AI$68=\"Electricity\",$CU81,IF(AI$68=\"Natural Gas\",$CW81,\"\")))),\"\")","v":""},{"$f":"IF(OR($F81=\"X\",$F81=\"x\"),IF(INDEX(BPF_Summary_Lookup,MATCH($B81,INDEX(BPF_Summary_Lookup,,#REF!),0),#REF!)=FALSE,\"\",IF(AJ$68=\"Electricity\",INDEX(BPF_Summary_Lookup,MATCH($B81,INDEX(BPF_Summary_Lookup,,#REF!),0),#REF!)*1000*0.000453592,IF(AJ$68=\"Natural Gas\",INDEX(BPF_Summary_Lookup,MATCH($B81,INDEX(BPF_Summary_Lookup,,#REF!),0),#REF!)*1000*0.000453592,\"\"))),\"\")","v":""},{"$f":"IF(OR($F81=\"X\",$F81=\"x\"),IF(INDEX(BPF_Summary_Lookup,MATCH($B81,INDEX(BPF_Summary_Lookup,,#REF!),0),#REF!)=FALSE,\"\",IF(AK$68=\"Electricity\",INDEX(BPF_Summary_Lookup,MATCH($B81,INDEX(BPF_Summary_Lookup,,#REF!),0),#REF!),IF(AK$68=\"Natural Gas\",INDEX(BPF_Summary_Lookup,MATCH($B81,INDEX(BPF_Summary_Lookup,,#REF!),0),#REF!),\"\"))),\"\")","v":""},{"$f":"IF(OR($F81=\"X\",$F81=\"x\"),IF(AL$68=\"\",\"\",IF(INDEX(BPF_Summary_Lookup,MATCH($B81,INDEX(BPF_Summary_Lookup,,#REF!),0),#REF!)=FALSE,\"\",IF(AL$68=\"Electricity\",$CO81,IF(AL$68=\"Natural Gas\",$CQ81,\"\")))),\"\")","v":""},{"$f":"IF(OR($F81=\"X\",$F81=\"x\"),IF(AM$68=\"\",\"\",IF(INDEX(BPF_Summary_Lookup,MATCH($B81,INDEX(BPF_Summary_Lookup,,#REF!),0),#REF!)=FALSE,\"\",IF(AM$68=\"Electricity\",$CU81,IF(AM$68=\"Natural Gas\",$CW81,\"\")))),\"\")","v":""},{"$f":"IF(OR($F81=\"X\",$F81=\"x\"),IF(INDEX(BPF_Summary_Lookup,MATCH($B81,INDEX(BPF_Summary_Lookup,,#REF!),0),#REF!)=FALSE,\"\",IF(AN$68=\"Electricity\",INDEX(BPF_Summary_Lookup,MATCH($B81,INDEX(BPF_Summary_Lookup,,#REF!),0),#REF!)*1000*0.000453592,IF(AN$68=\"Natural Gas\",INDEX(BPF_Summary_Lookup,MATCH($B81,INDEX(BPF_Summary_Lookup,,#REF!),0),#REF!)*1000*0.000453592,\"\"))),\"\")","v":""},{"$f":"IF(OR($F81=\"X\",$F81=\"x\"),IF(INDEX(BPF_Summary_Lookup,MATCH($B81,INDEX(BPF_Summary_Lookup,,#REF!),0),#REF!)=FALSE,\"\",IF(AO$68=\"Electricity\",INDEX(BPF_Summary_Lookup,MATCH($B81,INDEX(BPF_Summary_Lookup,,#REF!),0),#REF!),IF(AO$68=\"Natural Gas\",INDEX(BPF_Summary_Lookup,MATCH($B81,INDEX(BPF_Summary_Lookup,,#REF!),0),#REF!),\"\"))),\"\")","v":""},{"$f":"IF(OR($F81=\"X\",$F81=\"x\"),IF(AP$68=\"\",\"\",IF(INDEX(BPF_Summary_Lookup,MATCH($B81,INDEX(BPF_Summary_Lookup,,#REF!),0),#REF!)=FALSE,\"\",IF(AP$68=\"Electricity\",$CO81,IF(AP$68=\"Natural Gas\",$CQ81,\"\")))),\"\")","v":""},{"$f":"IF(OR($F81=\"X\",$F81=\"x\"),IF(AQ$68=\"\",\"\",IF(INDEX(BPF_Summary_Lookup,MATCH($B81,INDEX(BPF_Summary_Lookup,,#REF!),0),#REF!)=FALSE,\"\",IF(AQ$68=\"Electricity\",$CU81,IF(AQ$68=\"Natural Gas\",$CW81,\"\")))),\"\")","v":""},{"$f":"IF(OR($F81=\"X\",$F81=\"x\"),IF(INDEX(BPF_Summary_Lookup,MATCH($B81,INDEX(BPF_Summary_Lookup,,#REF!),0),#REF!)=FALSE,\"\",IF(AR$68=\"Electricity\",INDEX(BPF_Summary_Lookup,MATCH($B81,INDEX(BPF_Summary_Lookup,,#REF!),0),#REF!)*1000*0.000453592,IF(AR$68=\"Natural Gas\",INDEX(BPF_Summary_Lookup,MATCH($B81,INDEX(BPF_Summary_Lookup,,#REF!),0),#REF!)*1000*0.000453592,\"\"))),\"\")","v":""},{"$f":"IF(OR($F81=\"X\",$F81=\"x\"),IF(INDEX(BPF_Summary_Lookup,MATCH($B81,INDEX(BPF_Summary_Lookup,,#REF!),0),#REF!)=FALSE,\"\",IF(AS$68=\"Electricity\",INDEX(BPF_Summary_Lookup,MATCH($B81,INDEX(BPF_Summary_Lookup,,#REF!),0),#REF!),IF(AS$68=\"Natural Gas\",INDEX(BPF_Summary_Lookup,MATCH($B81,INDEX(BPF_Summary_Lookup,,#REF!),0),#REF!),\"\"))),\"\")","v":""},{"$f":"IF(OR($F81=\"X\",$F81=\"x\"),IF(AT$68=\"\",\"\",IF(INDEX(BPF_Summary_Lookup,MATCH($B81,INDEX(BPF_Summary_Lookup,,#REF!),0),#REF!)=FALSE,\"\",IF(AT$68=\"Electricity\",$CO81,IF(AT$68=\"Natural Gas\",$CQ81,\"\")))),\"\")","v":""},{"$f":"IF(OR($F81=\"X\",$F81=\"x\"),IF(INDEX(BPF_Summary_Lookup,MATCH($B81,INDEX(BPF_Summary_Lookup,,#REF!),0),#REF!)=FALSE,\"\",INDEX(BPF_Summary_Lookup,MATCH($B81,INDEX(BPF_Summary_Lookup,,#REF!),0),#REF!)),\"\")","v":""},{"$f":"IF(OR($F81=\"X\",$F81=\"x\"),IF(INDEX(BPF_Summary_Lookup,MATCH($B81,INDEX(BPF_Summary_Lookup,,#REF!),0),#REF!)=FALSE,\"\",INDEX(BPF_Summary_Lookup,MATCH($B81,INDEX(BPF_Summary_Lookup,,#REF!),0),#REF!)),\"\")","v":""},{"$f":"IFERROR(INDEX(Ref_UnitConversions_Energy_Content_kBtu_Unit,IFERROR(MATCH($CL$72&INDEX(RE_EC_EnergyTypes,MATCH($CL$72,INDEX(RE_EC_EnergyTypes,,1),0),2),Ref_UnitConversions_Energy_Units_Lookup,0),MATCH(\"All\"&INDEX(RE_EC_EnergyTypes,MATCH($CL$72,INDEX(RE_EC_EnergyTypes,,1),0),2),Ref_UnitConversions_Energy_Units_Lookup,0)),)/CL81,\"\")","v":""},"",{"$f":"IFERROR(INDEX(Ref_UnitConversions_Energy_Content_kBtu_Unit,IFERROR(MATCH($CM$72&INDEX(RE_EC_EnergyTypes,MATCH($CM$72,INDEX(RE_EC_EnergyTypes,,1),0),2),Ref_UnitConversions_Energy_Units_Lookup,0),MATCH(\"All\"&INDEX(RE_EC_EnergyTypes,MATCH($CM$72,INDEX(RE_EC_EnergyTypes,,1),0),2),Ref_UnitConversions_Energy_Units_Lookup,0)),)/CM81,\"\")","v":""},"",{"$f":"IF(OR($F81=\"X\",$F81=\"x\"),IF(INDEX(BPF_Summary_Lookup,MATCH($B81,INDEX(BPF_Summary_Lookup,,#REF!),0),#REF!)=FALSE,\"\",INDEX(BPF_Summary_Lookup,MATCH($B81,INDEX(BPF_Summary_Lookup,,#REF!),0),#REF!)),\"\")","v":""},{"$f":"IF(OR($F81=\"X\",$F81=\"x\"),IF(INDEX(BPF_Summary_Lookup,MATCH($B81,INDEX(BPF_Summary_Lookup,,#REF!),0),#REF!)=FALSE,\"\",INDEX(BPF_Summary_Lookup,MATCH($B81,INDEX(BPF_Summary_Lookup,,#REF!),0),#REF!)),\"\")","v":""},{"$f":"IFERROR(INDEX(Ref_UnitConversions_Energy_Content_kBtu_Unit,IFERROR(MATCH($CL$72&INDEX(RE_EC_EnergyTypes,MATCH($CL$72,INDEX(RE_EC_EnergyTypes,,1),0),2),Ref_UnitConversions_Energy_Units_Lookup,0),MATCH(\"All\"&INDEX(RE_EC_EnergyTypes,MATCH($CL$72,INDEX(RE_EC_EnergyTypes,,1),0),2),Ref_UnitConversions_Energy_Units_Lookup,0)),),\"\")","v":3.4119999999999999},"",{"$f":"IFERROR(INDEX(Ref_UnitConversions_Energy_Content_kBtu_Unit,IFERROR(MATCH($CM$72&INDEX(RE_EC_EnergyTypes,MATCH($CM$72,INDEX(RE_EC_EnergyTypes,,1),0),2),Ref_UnitConversions_Energy_Units_Lookup,0),MATCH(\"All\"&INDEX(RE_EC_EnergyTypes,MATCH($CM$72,INDEX(RE_EC_EnergyTypes,,1),0),2),Ref_UnitConversions_Energy_Units_Lookup,0)),),\"\")","v":102.9},""]
[null,9,{"$f":"IF(INDEX(ProgSetup_Program_List,B82,)=\"\",5/0, IF(ProgSetup_Miscellaneous_Customization=TRUE,1,5/0))","v":{"$error":"#DIV/0!"}},null,{"$f":"INDEX(ProgSetup_Program_List,B82,1)& \"\"","v":""},null,{"$f":"IF(OR($F82=\"X\",$F82=\"x\"),IF(G$68=\"\",\"\",IF(INDEX(BPF_Summary_Lookup,MATCH($B82,INDEX(BPF_Summary_Lookup,,#REF!),0),#REF!)=FALSE,\"\",IF(G$68=\"Electricity\",$CU82,IF(G$68=\"Natural Gas\",$CW82,\"\")))),\"\")","v":""},{"$f":"IF(OR($F82=\"X\",$F82=\"x\"),IF(INDEX(BPF_Summary_Lookup,MATCH($B82,INDEX(BPF_Summary_Lookup,,#REF!),0),#REF!)=FALSE,\"\",IF(H$68=\"Electricity\",INDEX(BPF_Summary_Lookup,MATCH($B82,INDEX(BPF_Summary_Lookup,,#REF!),0),#REF!)*1000*0.000453592,IF(H$68=\"Natural Gas\",INDEX(BPF_Summary_Lookup,MATCH($B82,INDEX(BPF_Summary_Lookup,,#REF!),0),#REF!)*1000*0.000453592,\"\"))),\"\")","v":""},{"$f":"IF(OR($F82=\"X\",$F82=\"x\"),IF(INDEX(BPF_Summary_Lookup,MATCH($B82,INDEX(BPF_Summary_Lookup,,#REF!),0),#REF!)=FALSE,\"\",IF(I$68=\"Electricity\",INDEX(BPF_Summary_Lookup,MATCH($B82,INDEX(BPF_Summary_Lookup,,#REF!),0),#REF!),IF(I$68=\"Natural Gas\",INDEX(BPF_Summary_Lookup,MATCH($B82,INDEX(BPF_Summary_Lookup,,#REF!),0),#REF!),\"\"))),\"\")","v":""},{"$f":"IF(OR($F82=\"X\",$F82=\"x\"),IF(J$68=\"\",\"\",IF(INDEX(BPF_Summary_Lookup,MATCH($B82,INDEX(BPF_Summary_Lookup,,#REF!),0),#REF!)=FALSE,\"\",IF(J$68=\"Electricity\",$CO82,IF(J$68=\"Natural Gas\",$CQ82,\"\")))),\"\")","v":""},{"$f":"IF(OR($F82=\"X\",$F82=\"x\"),IF(K$68=\"\",\"\",IF(INDEX(BPF_Summary_Lookup,MATCH($B82,INDEX(BPF_Summary_Lookup,,#REF!),0),#REF!)=FALSE,\"\",IF(K$68=\"Electricity\",$CU82,IF(K$68=\"Natural Gas\",$CW82,\"\")))),\"\")","v":""},{"$f":"IF(OR($F82=\"X\",$F82=\"x\"),IF(INDEX(BPF_Summary_Lookup,MATCH($B82,INDEX(BPF_Summary_Lookup,,#REF!),0),#REF!)=FALSE,\"\",IF(L$68=\"Electricity\",INDEX(BPF_Summary_Lookup,MATCH($B82,INDEX(BPF_Summary_Lookup,,#REF!),0),#REF!)*1000*0.000453592,IF(L$68=\"Natural Gas\",INDEX(BPF_Summary_Lookup,MATCH($B82,INDEX(BPF_Summary_Lookup,,#REF!),0),#REF!)*1000*0.000453592,\"\"))),\"\")","v":""},{"$f":"IF(OR($F82=\"X\",$F82=\"x\"),IF(INDEX(BPF_Summary_Lookup,MATCH($B82,INDEX(BPF_Summary_Lookup,,#REF!),0),#REF!)=FALSE,\"\",IF(M$68=\"Electricity\",INDEX(BPF_Summary_Lookup,MATCH($B82,INDEX(BPF_Summary_Lookup,,#REF!),0),#REF!),IF(M$68=\"Natural Gas\",INDEX(BPF_Summary_Lookup,MATCH($B82,INDEX(BPF_Summary_Lookup,,#REF!),0),#REF!),\"\"))),\"\")","v":""},{"$f":"IF(OR($F82=\"X\",$F82=\"x\"),IF(N$68=\"\",\"\",IF(INDEX(BPF_Summary_Lookup,MATCH($B82,INDEX(BPF_Summary_Lookup,,#REF!),0),#REF!)=FALSE,\"\",IF(N$68=\"Electricity\",$CO82,IF(N$68=\"Natural Gas\",$CQ82,\"\")))),\"\")","v":""},{"$f":"IF(OR($F82=\"X\",$F82=\"x\"),IF(O$68=\"\",\"\",IF(INDEX(BPF_Summary_Lookup,MATCH($B82,INDEX(BPF_Summary_Lookup,,#REF!),0),#REF!)=FALSE,\"\",IF(O$68=\"Electricity\",$CU82,IF(O$68=\"Natural Gas\",$CW82,\"\")))),\"\")","v":""},{"$f":"IF(OR($F82=\"X\",$F82=\"x\"),IF(INDEX(BPF_Summary_Lookup,MATCH($B82,INDEX(BPF_Summary_Lookup,,#REF!),0),#REF!)=FALSE,\"\",IF(P$68=\"Electricity\",INDEX(BPF_Summary_Lookup,MATCH($B82,INDEX(BPF_Summary_Lookup,,#REF!),0),#REF!)*1000*0.000453592,IF(P$68=\"Natural Gas\",INDEX(BPF_Summary_Lookup,MATCH($B82,INDEX(BPF_Summary_Lookup,,#REF!),0),#REF!)*1000*0.000453592,\"\"))),\"\")","v":""},{"$f":"IF(OR($F82=\"X\",$F82=\"x\"),IF(INDEX(BPF_Summary_Lookup,MATCH($B82,INDEX(BPF_Summary_Lookup,,#REF!),0),#REF!)=FALSE,\"\",IF(Q$68=\"Electricity\",INDEX(BPF_Summary_Lookup,MATCH($B82,INDEX(BPF_Summary_Lookup,,#REF!),0),#REF!),IF(Q$68=\"Natural Gas\",INDEX(BPF_Summary_Lookup,MATCH($B82,INDEX(BPF_Summary_Lookup,,#REF!),0),#REF!),\"\"))),\"\")","v":""},{"$f":"IF(OR($F82=\"X\",$F82=\"x\"),IF(R$68=\"\",\"\",IF(INDEX(BPF_Summary_Lookup,MATCH($B82,INDEX(BPF_Summary_Lookup,,#REF!),0),#REF!)=FALSE,\"\",IF(R$68=\"Electricity\",$CO82,IF(R$68=\"Natural Gas\",$CQ82,\"\")))),\"\")","v":""},{"$f":"IF(OR($F82=\"X\",$F82=\"x\"),IF(S$68=\"\",\"\",IF(INDEX(BPF_Summary_Lookup,MATCH($B82,INDEX(BPF_Summary_Lookup,,#REF!),0),#REF!)=FALSE,\"\",IF(S$68=\"Electricity\",$CU82,IF(S$68=\"Natural Gas\",$CW82,\"\")))),\"\")","v":""},{"$f":"IF(OR($F82=\"X\",$F82=\"x\"),IF(INDEX(BPF_Summary_Lookup,MATCH($B82,INDEX(BPF_Summary_Lookup,,#REF!),0),#REF!)=FALSE,\"\",IF(T$68=\"Electricity\",INDEX(BPF_Summary_Lookup,MATCH($B82,INDEX(BPF_Summary_Lookup,,#REF!),0),#REF!)*1000*0.000453592,IF(T$68=\"Natural Gas\",INDEX(BPF_Summary_Lookup,MATCH($B82,INDEX(BPF_Summary_Lookup,,#REF!),0),#REF!)*1000*0.000453592,\"\"))),\"\")","v":""},{"$f":"IF(OR($F82=\"X\",$F82=\"x\"),IF(INDEX(BPF_Summary_Lookup,MATCH($B82,INDEX(BPF_Summary_Lookup,,#REF!),0),#REF!)=FALSE,\"\",IF(U$68=\"Electricity\",INDEX(BPF_Summary_Lookup,MATCH($B82,INDEX(BPF_Summary_Lookup,,#REF!),0),#REF!),IF(U$68=\"Natural Gas\",INDEX(BPF_Summary_Lookup,MATCH($B82,INDEX(BPF_Summary_Lookup,,#REF!),0),#REF!),\"\"))),\"\")","v":""},{"$f":"IF(OR($F82=\"X\",$F82=\"x\"),IF(V$68=\"\",\"\",IF(INDEX(BPF_Summary_Lookup,MATCH($B82,INDEX(BPF_Summary_Lookup,,#REF!),0),#REF!)=FALSE,\"\",IF(V$68=\"Electricity\",$CO82,IF(V$68=\"Natural Gas\",$CQ82,\"\")))),\"\")","v":""},{"$f":"IF(OR($F82=\"X\",$F82=\"x\"),IF(W$68=\"\",\"\",IF(INDEX(BPF_Summary_Lookup,MATCH($B82,INDEX(BPF_Summary_Lookup,,#REF!),0),#REF!)=FALSE,\"\",IF(W$68=\"Electricity\",$CU82,IF(W$68=\"Natural Gas\",$CW82,\"\")))),\"\")","v":""},{"$f":"IF(OR($F82=\"X\",$F82=\"x\"),IF(INDEX(BPF_Summary_Lookup,MATCH($B82,INDEX(BPF_Summary_Lookup,,#REF!),0),#REF!)=FALSE,\"\",IF(X$68=\"Electricity\",INDEX(BPF_Summary_Lookup,MATCH($B82,INDEX(BPF_Summary_Lookup,,#REF!),0),#REF!)*1000*0.000453592,IF(X$68=\"Natural Gas\",INDEX(BPF_Summary_Lookup,MATCH($B82,INDEX(BPF_Summary_Lookup,,#REF!),0),#REF!)*1000*0.000453592,\"\"))),\"\")","v":""},{"$f":"IF(OR($F82=\"X\",$F82=\"x\"),IF(INDEX(BPF_Summary_Lookup,MATCH($B82,INDEX(BPF_Summary_Lookup,,#REF!),0),#REF!)=FALSE,\"\",IF(Y$68=\"Electricity\",INDEX(BPF_Summary_Lookup,MATCH($B82,INDEX(BPF_Summary_Lookup,,#REF!),0),#REF!),IF(Y$68=\"Natural Gas\",INDEX(BPF_Summary_Lookup,MATCH($B82,INDEX(BPF_Summary_Lookup,,#REF!),0),#REF!),\"\"))),\"\")","v":""},{"$f":"IF(OR($F82=\"X\",$F82=\"x\"),IF(Z$68=\"\",\"\",IF(INDEX(BPF_Summary_Lookup,MATCH($B82,INDEX(BPF_Summary_Lookup,,#REF!),0),#REF!)=FALSE,\"\",IF(Z$68=\"Electricity\",$CO82,IF(Z$68=\"Natural Gas\",$CQ82,\"\")))),\"\")","v":""},{"$f":"IF(OR($F82=\"X\",$F82=\"x\"),IF(AA$68=\"\",\"\",IF(INDEX(BPF_Summary_Lookup,MATCH($B82,INDEX(BPF_Summary_Lookup,,#REF!),0),#REF!)=FALSE,\"\",IF(AA$68=\"Electricity\",$CU82,IF(AA$68=\"Natural Gas\",$CW82,\"\")))),\"\")","v":""},{"$f":"IF(OR($F82=\"X\",$F82=\"x\"),IF(INDEX(BPF_Summary_Lookup,MATCH($B82,INDEX(BPF_Summary_Lookup,,#REF!),0),#REF!)=FALSE,\"\",IF(AB$68=\"Electricity\",INDEX(BPF_Summary_Lookup,MATCH($B82,INDEX(BPF_Summary_Lookup,,#REF!),0),#REF!)*1000*0.000453592,IF(AB$68=\"Natural Gas\",INDEX(BPF_Summary_Lookup,MATCH($B82,INDEX(BPF_Summary_Lookup,,#REF!),0),#REF!)*1000*0.000453592,\"\"))),\"\")","v":""},{"$f":"IF(OR($F82=\"X\",$F82=\"x\"),IF(INDEX(BPF_Summary_Lookup,MATCH($B82,INDEX(BPF_Summary_Lookup,,#REF!),0),#REF!)=FALSE,\"\",IF(AC$68=\"Electricity\",INDEX(BPF_Summary_Lookup,MATCH($B82,INDEX(BPF_Summary_Lookup,,#REF!),0),#REF!),IF(AC$68=\"Natural Gas\",INDEX(BPF_Summary_Lookup,MATCH($B82,INDEX(BPF_Summary_Lookup,,#REF!),0),#REF!),\"\"))),\"\")","v":""},{"$f":"IF(OR($F82=\"X\",$F82=\"x\"),IF(AD$68=\"\",\"\",IF(INDEX(BPF_Summary_Lookup,MATCH($B82,INDEX(BPF_Summary_Lookup,,#REF!),0),#REF!)=FALSE,\"\",IF(AD$68=\"Electricity\",$CO82,IF(AD$68=\"Natural Gas\",$CQ82,\"\")))),\"\")","v":""},{"$f":"IF(OR($F82=\"X\",$F82=\"x\"),IF(AE$68=\"\",\"\",IF(INDEX(BPF_Summary_Lookup,MATCH($B82,INDEX(BPF_Summary_Lookup,,#REF!),0),#REF!)=FALSE,\"\",IF(AE$68=\"Electricity\",$CU82,IF(AE$68=\"Natural Gas\",$CW82,\"\")))),\"\")","v":""},{"$f":"IF(OR($F82=\"X\",$F82=\"x\"),IF(INDEX(BPF_Summary_Lookup,MATCH($B82,INDEX(BPF_Summary_Lookup,,#REF!),0),#REF!)=FALSE,\"\",IF(AF$68=\"Electricity\",INDEX(BPF_Summary_Lookup,MATCH($B82,INDEX(BPF_Summary_Lookup,,#REF!),0),#REF!)*1000*0.000453592,IF(AF$68=\"Natural Gas\",INDEX(BPF_Summary_Lookup,MATCH($B82,INDEX(BPF_Summary_Lookup,,#REF!),0),#REF!)*1000*0.000453592,\"\"))),\"\")","v":""},{"$f":"IF(OR($F82=\"X\",$F82=\"x\"),IF(INDEX(BPF_Summary_Lookup,MATCH($B82,INDEX(BPF_Summary_Lookup,,#REF!),0),#REF!)=FALSE,\"\",IF(AG$68=\"Electricity\",INDEX(BPF_Summary_Lookup,MATCH($B82,INDEX(BPF_Summary_Lookup,,#REF!),0),#REF!),IF(AG$68=\"Natural Gas\",INDEX(BPF_Summary_Lookup,MATCH($B82,INDEX(BPF_Summary_Lookup,,#REF!),0),#REF!),\"\"))),\"\")","v":""},{"$f":"IF(OR($F82=\"X\",$F82=\"x\"),IF(AH$68=\"\",\"\",IF(INDEX(BPF_Summary_Lookup,MATCH($B82,INDEX(BPF_Summary_Lookup,,#REF!),0),#REF!)=FALSE,\"\",IF(AH$68=\"Electricity\",$CO82,IF(AH$68=\"Natural Gas\",$CQ82,\"\")))),\"\")","v":""},{"$f":"IF(OR($F82=\"X\",$F82=\"x\"),IF(AI$68=\"\",\"\",IF(INDEX(BPF_Summary_Lookup,MATCH($B82,INDEX(BPF_Summary_Lookup,,#REF!),0),#REF!)=FALSE,\"\",IF(AI$68=\"Electricity\",$CU82,IF(AI$68=\"Natural Gas\",$CW82,\"\")))),\"\")","v":""},{"$f":"IF(OR($F82=\"X\",$F82=\"x\"),IF(INDEX(BPF_Summary_Lookup,MATCH($B82,INDEX(BPF_Summary_Lookup,,#REF!),0),#REF!)=FALSE,\"\",IF(AJ$68=\"Electricity\",INDEX(BPF_Summary_Lookup,MATCH($B82,INDEX(BPF_Summary_Lookup,,#REF!),0),#REF!)*1000*0.000453592,IF(AJ$68=\"Natural Gas\",INDEX(BPF_Summary_Lookup,MATCH($B82,INDEX(BPF_Summary_Lookup,,#REF!),0),#REF!)*1000*0.000453592,\"\"))),\"\")","v":""},{"$f":"IF(OR($F82=\"X\",$F82=\"x\"),IF(INDEX(BPF_Summary_Lookup,MATCH($B82,INDEX(BPF_Summary_Lookup,,#REF!),0),#REF!)=FALSE,\"\",IF(AK$68=\"Electricity\",INDEX(BPF_Summary_Lookup,MATCH($B82,INDEX(BPF_Summary_Lookup,,#REF!),0),#REF!),IF(AK$68=\"Natural Gas\",INDEX(BPF_Summary_Lookup,MATCH($B82,INDEX(BPF_Summary_Lookup,,#REF!),0),#REF!),\"\"))),\"\")","v":""},{"$f":"IF(OR($F82=\"X\",$F82=\"x\"),IF(AL$68=\"\",\"\",IF(INDEX(BPF_Summary_Lookup,MATCH($B82,INDEX(BPF_Summary_Lookup,,#REF!),0),#REF!)=FALSE,\"\",IF(AL$68=\"Electricity\",$CO82,IF(AL$68=\"Natural Gas\",$CQ82,\"\")))),\"\")","v":""},{"$f":"IF(OR($F82=\"X\",$F82=\"x\"),IF(AM$68=\"\",\"\",IF(INDEX(BPF_Summary_Lookup,MATCH($B82,INDEX(BPF_Summary_Lookup,,#REF!),0),#REF!)=FALSE,\"\",IF(AM$68=\"Electricity\",$CU82,IF(AM$68=\"Natural Gas\",$CW82,\"\")))),\"\")","v":""},{"$f":"IF(OR($F82=\"X\",$F82=\"x\"),IF(INDEX(BPF_Summary_Lookup,MATCH($B82,INDEX(BPF_Summary_Lookup,,#REF!),0),#REF!)=FALSE,\"\",IF(AN$68=\"Electricity\",INDEX(BPF_Summary_Lookup,MATCH($B82,INDEX(BPF_Summary_Lookup,,#REF!),0),#REF!)*1000*0.000453592,IF(AN$68=\"Natural Gas\",INDEX(BPF_Summary_Lookup,MATCH($B82,INDEX(BPF_Summary_Lookup,,#REF!),0),#REF!)*1000*0.000453592,\"\"))),\"\")","v":""},{"$f":"IF(OR($F82=\"X\",$F82=\"x\"),IF(INDEX(BPF_Summary_Lookup,MATCH($B82,INDEX(BPF_Summary_Lookup,,#REF!),0),#REF!)=FALSE,\"\",IF(AO$68=\"Electricity\",INDEX(BPF_Summary_Lookup,MATCH($B82,INDEX(BPF_Summary_Lookup,,#REF!),0),#REF!),IF(AO$68=\"Natural Gas\",INDEX(BPF_Summary_Lookup,MATCH($B82,INDEX(BPF_Summary_Lookup,,#REF!),0),#REF!),\"\"))),\"\")","v":""},{"$f":"IF(OR($F82=\"X\",$F82=\"x\"),IF(AP$68=\"\",\"\",IF(INDEX(BPF_Summary_Lookup,MATCH($B82,INDEX(BPF_Summary_Lookup,,#REF!),0),#REF!)=FALSE,\"\",IF(AP$68=\"Electricity\",$CO82,IF(AP$68=\"Natural Gas\",$CQ82,\"\")))),\"\")","v":""},{"$f":"IF(OR($F82=\"X\",$F82=\"x\"),IF(AQ$68=\"\",\"\",IF(INDEX(BPF_Summary_Lookup,MATCH($B82,INDEX(BPF_Summary_Lookup,,#REF!),0),#REF!)=FALSE,\"\",IF(AQ$68=\"Electricity\",$CU82,IF(AQ$68=\"Natural Gas\",$CW82,\"\")))),\"\")","v":""},{"$f":"IF(OR($F82=\"X\",$F82=\"x\"),IF(INDEX(BPF_Summary_Lookup,MATCH($B82,INDEX(BPF_Summary_Lookup,,#REF!),0),#REF!)=FALSE,\"\",IF(AR$68=\"Electricity\",INDEX(BPF_Summary_Lookup,MATCH($B82,INDEX(BPF_Summary_Lookup,,#REF!),0),#REF!)*1000*0.000453592,IF(AR$68=\"Natural Gas\",INDEX(BPF_Summary_Lookup,MATCH($B82,INDEX(BPF_Summary_Lookup,,#REF!),0),#REF!)*1000*0.000453592,\"\"))),\"\")","v":""},{"$f":"IF(OR($F82=\"X\",$F82=\"x\"),IF(INDEX(BPF_Summary_Lookup,MATCH($B82,INDEX(BPF_Summary_Lookup,,#REF!),0),#REF!)=FALSE,\"\",IF(AS$68=\"Electricity\",INDEX(BPF_Summary_Lookup,MATCH($B82,INDEX(BPF_Summary_Lookup,,#REF!),0),#REF!),IF(AS$68=\"Natural Gas\",INDEX(BPF_Summary_Lookup,MATCH($B82,INDEX(BPF_Summary_Lookup,,#REF!),0),#REF!),\"\"))),\"\")","v":""},{"$f":"IF(OR($F82=\"X\",$F82=\"x\"),IF(AT$68=\"\",\"\",IF(INDEX(BPF_Summary_Lookup,MATCH($B82,INDEX(BPF_Summary_Lookup,,#REF!),0),#REF!)=FALSE,\"\",IF(AT$68=\"Electricity\",$CO82,IF(AT$68=\"Natural Gas\",$CQ82,\"\")))),\"\")","v":""},null,null,null,{"$f":"IF(OR($F82=\"X\",$F82=\"x\"),IF(G$68=\"\",\"\",IF(INDEX(BPF_Summary_Lookup,MATCH($B82,INDEX(BPF_Summary_Lookup,,#REF!),0),#REF!)=FALSE,\"\",IF(G$68=\"Electricity\",$CU82,IF(G$68=\"Natural Gas\",$CW82,\"\")))),\"\")","v":""},{"$f":"IF(OR($F82=\"X\",$F82=\"x\"),IF(INDEX(BPF_Summary_Lookup,MATCH($B82,INDEX(BPF_Summary_Lookup,,#REF!),0),#REF!)=FALSE,\"\",IF(H$68=\"Electricity\",INDEX(BPF_Summary_Lookup,MATCH($B82,INDEX(BPF_Summary_Lookup,,#REF!),0),#REF!)*1000*0.000453592,IF(H$68=\"Natural Gas\",INDEX(BPF_Summary_Lookup,MATCH($B82,INDEX(BPF_Summary_Lookup,,#REF!),0),#REF!)*1000*0.000453592,\"\"))),\"\")","v":""},{"$f":"IF(OR($F82=\"X\",$F82=\"x\"),IF(INDEX(BPF_Summary_Lookup,MATCH($B82,INDEX(BPF_Summary_Lookup,,#REF!),0),#REF!)=FALSE,\"\",IF(I$68=\"Electricity\",INDEX(BPF_Summary_Lookup,MATCH($B82,INDEX(BPF_Summary_Lookup,,#REF!),0),#REF!),IF(I$68=\"Natural Gas\",INDEX(BPF_Summary_Lookup,MATCH($B82,INDEX(BPF_Summary_Lookup,,#REF!),0),#REF!),\"\"))),\"\")","v":""},{"$f":"IF(OR($F82=\"X\",$F82=\"x\"),IF(J$68=\"\",\"\",IF(INDEX(BPF_Summary_Lookup,MATCH($B82,INDEX(BPF_Summary_Lookup,,#REF!),0),#REF!)=FALSE,\"\",IF(J$68=\"Electricity\",$CO82,IF(J$68=\"Natural Gas\",$CQ82,\"\")))),\"\")","v":""},{"$f":"IF(OR($F82=\"X\",$F82=\"x\"),IF(K$68=\"\",\"\",IF(INDEX(BPF_Summary_Lookup,MATCH($B82,INDEX(BPF_Summary_Lookup,,#REF!),0),#REF!)=FALSE,\"\",IF(K$68=\"Electricity\",$CU82,IF(K$68=\"Natural Gas\",$CW82,\"\")))),\"\")","v":""},{"$f":"IF(OR($F82=\"X\",$F82=\"x\"),IF(INDEX(BPF_Summary_Lookup,MATCH($B82,INDEX(BPF_Summary_Lookup,,#REF!),0),#REF!)=FALSE,\"\",IF(L$68=\"Electricity\",INDEX(BPF_Summary_Lookup,MATCH($B82,INDEX(BPF_Summary_Lookup,,#REF!),0),#REF!)*1000*0.000453592,IF(L$68=\"Natural Gas\",INDEX(BPF_Summary_Lookup,MATCH($B82,INDEX(BPF_Summary_Lookup,,#REF!),0),#REF!)*1000*0.000453592,\"\"))),\"\")","v":""},{"$f":"IF(OR($F82=\"X\",$F82=\"x\"),IF(INDEX(BPF_Summary_Lookup,MATCH($B82,INDEX(BPF_Summary_Lookup,,#REF!),0),#REF!)=FALSE,\"\",IF(M$68=\"Electricity\",INDEX(BPF_Summary_Lookup,MATCH($B82,INDEX(BPF_Summary_Lookup,,#REF!),0),#REF!),IF(M$68=\"Natural Gas\",INDEX(BPF_Summary_Lookup,MATCH($B82,INDEX(BPF_Summary_Lookup,,#REF!),0),#REF!),\"\"))),\"\")","v":""},{"$f":"IF(OR($F82=\"X\",$F82=\"x\"),IF(N$68=\"\",\"\",IF(INDEX(BPF_Summary_Lookup,MATCH($B82,INDEX(BPF_Summary_Lookup,,#REF!),0),#REF!)=FALSE,\"\",IF(N$68=\"Electricity\",$CO82,IF(N$68=\"Natural Gas\",$CQ82,\"\")))),\"\")","v":""},{"$f":"IF(OR($F82=\"X\",$F82=\"x\"),IF(O$68=\"\",\"\",IF(INDEX(BPF_Summary_Lookup,MATCH($B82,INDEX(BPF_Summary_Lookup,,#REF!),0),#REF!)=FALSE,\"\",IF(O$68=\"Electricity\",$CU82,IF(O$68=\"Natural Gas\",$CW82,\"\")))),\"\")","v":""},{"$f":"IF(OR($F82=\"X\",$F82=\"x\"),IF(INDEX(BPF_Summary_Lookup,MATCH($B82,INDEX(BPF_Summary_Lookup,,#REF!),0),#REF!)=FALSE,\"\",IF(P$68=\"Electricity\",INDEX(BPF_Summary_Lookup,MATCH($B82,INDEX(BPF_Summary_Lookup,,#REF!),0),#REF!)*1000*0.000453592,IF(P$68=\"Natural Gas\",INDEX(BPF_Summary_Lookup,MATCH($B82,INDEX(BPF_Summary_Lookup,,#REF!),0),#REF!)*1000*0.000453592,\"\"))),\"\")","v":""},{"$f":"IF(OR($F82=\"X\",$F82=\"x\"),IF(INDEX(BPF_Summary_Lookup,MATCH($B82,INDEX(BPF_Summary_Lookup,,#REF!),0),#REF!)=FALSE,\"\",IF(Q$68=\"Electricity\",INDEX(BPF_Summary_Lookup,MATCH($B82,INDEX(BPF_Summary_Lookup,,#REF!),0),#REF!),IF(Q$68=\"Natural Gas\",INDEX(BPF_Summary_Lookup,MATCH($B82,INDEX(BPF_Summary_Lookup,,#REF!),0),#REF!),\"\"))),\"\")","v":""},{"$f":"IF(OR($F82=\"X\",$F82=\"x\"),IF(R$68=\"\",\"\",IF(INDEX(BPF_Summary_Lookup,MATCH($B82,INDEX(BPF_Summary_Lookup,,#REF!),0),#REF!)=FALSE,\"\",IF(R$68=\"Electricity\",$CO82,IF(R$68=\"Natural Gas\",$CQ82,\"\")))),\"\")","v":""},{"$f":"IF(OR($F82=\"X\",$F82=\"x\"),IF(S$68=\"\",\"\",IF(INDEX(BPF_Summary_Lookup,MATCH($B82,INDEX(BPF_Summary_Lookup,,#REF!),0),#REF!)=FALSE,\"\",IF(S$68=\"Electricity\",$CU82,IF(S$68=\"Natural Gas\",$CW82,\"\")))),\"\")","v":""},{"$f":"IF(OR($F82=\"X\",$F82=\"x\"),IF(INDEX(BPF_Summary_Lookup,MATCH($B82,INDEX(BPF_Summary_Lookup,,#REF!),0),#REF!)=FALSE,\"\",IF(T$68=\"Electricity\",INDEX(BPF_Summary_Lookup,MATCH($B82,INDEX(BPF_Summary_Lookup,,#REF!),0),#REF!)*1000*0.000453592,IF(T$68=\"Natural Gas\",INDEX(BPF_Summary_Lookup,MATCH($B82,INDEX(BPF_Summary_Lookup,,#REF!),0),#REF!)*1000*0.000453592,\"\"))),\"\")","v":""},{"$f":"IF(OR($F82=\"X\",$F82=\"x\"),IF(INDEX(BPF_Summary_Lookup,MATCH($B82,INDEX(BPF_Summary_Lookup,,#REF!),0),#REF!)=FALSE,\"\",IF(U$68=\"Electricity\",INDEX(BPF_Summary_Lookup,MATCH($B82,INDEX(BPF_Summary_Lookup,,#REF!),0),#REF!),IF(U$68=\"Natural Gas\",INDEX(BPF_Summary_Lookup,MATCH($B82,INDEX(BPF_Summary_Lookup,,#REF!),0),#REF!),\"\"))),\"\")","v":""},{"$f":"IF(OR($F82=\"X\",$F82=\"x\"),IF(V$68=\"\",\"\",IF(INDEX(BPF_Summary_Lookup,MATCH($B82,INDEX(BPF_Summary_Lookup,,#REF!),0),#REF!)=FALSE,\"\",IF(V$68=\"Electricity\",$CO82,IF(V$68=\"Natural Gas\",$CQ82,\"\")))),\"\")","v":""},{"$f":"IF(OR($F82=\"X\",$F82=\"x\"),IF(W$68=\"\",\"\",IF(INDEX(BPF_Summary_Lookup,MATCH($B82,INDEX(BPF_Summary_Lookup,,#REF!),0),#REF!)=FALSE,\"\",IF(W$68=\"Electricity\",$CU82,IF(W$68=\"Natural Gas\",$CW82,\"\")))),\"\")","v":""},{"$f":"IF(OR($F82=\"X\",$F82=\"x\"),IF(INDEX(BPF_Summary_Lookup,MATCH($B82,INDEX(BPF_Summary_Lookup,,#REF!),0),#REF!)=FALSE,\"\",IF(X$68=\"Electricity\",INDEX(BPF_Summary_Lookup,MATCH($B82,INDEX(BPF_Summary_Lookup,,#REF!),0),#REF!)*1000*0.000453592,IF(X$68=\"Natural Gas\",INDEX(BPF_Summary_Lookup,MATCH($B82,INDEX(BPF_Summary_Lookup,,#REF!),0),#REF!)*1000*0.000453592,\"\"))),\"\")","v":""},{"$f":"IF(OR($F82=\"X\",$F82=\"x\"),IF(INDEX(BPF_Summary_Lookup,MATCH($B82,INDEX(BPF_Summary_Lookup,,#REF!),0),#REF!)=FALSE,\"\",IF(Y$68=\"Electricity\",INDEX(BPF_Summary_Lookup,MATCH($B82,INDEX(BPF_Summary_Lookup,,#REF!),0),#REF!),IF(Y$68=\"Natural Gas\",INDEX(BPF_Summary_Lookup,MATCH($B82,INDEX(BPF_Summary_Lookup,,#REF!),0),#REF!),\"\"))),\"\")","v":""},{"$f":"IF(OR($F82=\"X\",$F82=\"x\"),IF(Z$68=\"\",\"\",IF(INDEX(BPF_Summary_Lookup,MATCH($B82,INDEX(BPF_Summary_Lookup,,#REF!),0),#REF!)=FALSE,\"\",IF(Z$68=\"Electricity\",$CO82,IF(Z$68=\"Natural Gas\",$CQ82,\"\")))),\"\")","v":""},{"$f":"IF(OR($F82=\"X\",$F82=\"x\"),IF(AA$68=\"\",\"\",IF(INDEX(BPF_Summary_Lookup,MATCH($B82,INDEX(BPF_Summary_Lookup,,#REF!),0),#REF!)=FALSE,\"\",IF(AA$68=\"Electricity\",$CU82,IF(AA$68=\"Natural Gas\",$CW82,\"\")))),\"\")","v":""},{"$f":"IF(OR($F82=\"X\",$F82=\"x\"),IF(INDEX(BPF_Summary_Lookup,MATCH($B82,INDEX(BPF_Summary_Lookup,,#REF!),0),#REF!)=FALSE,\"\",IF(AB$68=\"Electricity\",INDEX(BPF_Summary_Lookup,MATCH($B82,INDEX(BPF_Summary_Lookup,,#REF!),0),#REF!)*1000*0.000453592,IF(AB$68=\"Natural Gas\",INDEX(BPF_Summary_Lookup,MATCH($B82,INDEX(BPF_Summary_Lookup,,#REF!),0),#REF!)*1000*0.000453592,\"\"))),\"\")","v":""},{"$f":"IF(OR($F82=\"X\",$F82=\"x\"),IF(INDEX(BPF_Summary_Lookup,MATCH($B82,INDEX(BPF_Summary_Lookup,,#REF!),0),#REF!)=FALSE,\"\",IF(AC$68=\"Electricity\",INDEX(BPF_Summary_Lookup,MATCH($B82,INDEX(BPF_Summary_Lookup,,#REF!),0),#REF!),IF(AC$68=\"Natural Gas\",INDEX(BPF_Summary_Lookup,MATCH($B82,INDEX(BPF_Summary_Lookup,,#REF!),0),#REF!),\"\"))),\"\")","v":""},{"$f":"IF(OR($F82=\"X\",$F82=\"x\"),IF(AD$68=\"\",\"\",IF(INDEX(BPF_Summary_Lookup,MATCH($B82,INDEX(BPF_Summary_Lookup,,#REF!),0),#REF!)=FALSE,\"\",IF(AD$68=\"Electricity\",$CO82,IF(AD$68=\"Natural Gas\",$CQ82,\"\")))),\"\")","v":""},{"$f":"IF(OR($F82=\"X\",$F82=\"x\"),IF(AE$68=\"\",\"\",IF(INDEX(BPF_Summary_Lookup,MATCH($B82,INDEX(BPF_Summary_Lookup,,#REF!),0),#REF!)=FALSE,\"\",IF(AE$68=\"Electricity\",$CU82,IF(AE$68=\"Natural Gas\",$CW82,\"\")))),\"\")","v":""},{"$f":"IF(OR($F82=\"X\",$F82=\"x\"),IF(INDEX(BPF_Summary_Lookup,MATCH($B82,INDEX(BPF_Summary_Lookup,,#REF!),0),#REF!)=FALSE,\"\",IF(AF$68=\"Electricity\",INDEX(BPF_Summary_Lookup,MATCH($B82,INDEX(BPF_Summary_Lookup,,#REF!),0),#REF!)*1000*0.000453592,IF(AF$68=\"Natural Gas\",INDEX(BPF_Summary_Lookup,MATCH($B82,INDEX(BPF_Summary_Lookup,,#REF!),0),#REF!)*1000*0.000453592,\"\"))),\"\")","v":""},{"$f":"IF(OR($F82=\"X\",$F82=\"x\"),IF(INDEX(BPF_Summary_Lookup,MATCH($B82,INDEX(BPF_Summary_Lookup,,#REF!),0),#REF!)=FALSE,\"\",IF(AG$68=\"Electricity\",INDEX(BPF_Summary_Lookup,MATCH($B82,INDEX(BPF_Summary_Lookup,,#REF!),0),#REF!),IF(AG$68=\"Natural Gas\",INDEX(BPF_Summary_Lookup,MATCH($B82,INDEX(BPF_Summary_Lookup,,#REF!),0),#REF!),\"\"))),\"\")","v":""},{"$f":"IF(OR($F82=\"X\",$F82=\"x\"),IF(AH$68=\"\",\"\",IF(INDEX(BPF_Summary_Lookup,MATCH($B82,INDEX(BPF_Summary_Lookup,,#REF!),0),#REF!)=FALSE,\"\",IF(AH$68=\"Electricity\",$CO82,IF(AH$68=\"Natural Gas\",$CQ82,\"\")))),\"\")","v":""},{"$f":"IF(OR($F82=\"X\",$F82=\"x\"),IF(AI$68=\"\",\"\",IF(INDEX(BPF_Summary_Lookup,MATCH($B82,INDEX(BPF_Summary_Lookup,,#REF!),0),#REF!)=FALSE,\"\",IF(AI$68=\"Electricity\",$CU82,IF(AI$68=\"Natural Gas\",$CW82,\"\")))),\"\")","v":""},{"$f":"IF(OR($F82=\"X\",$F82=\"x\"),IF(INDEX(BPF_Summary_Lookup,MATCH($B82,INDEX(BPF_Summary_Lookup,,#REF!),0),#REF!)=FALSE,\"\",IF(AJ$68=\"Electricity\",INDEX(BPF_Summary_Lookup,MATCH($B82,INDEX(BPF_Summary_Lookup,,#REF!),0),#REF!)*1000*0.000453592,IF(AJ$68=\"Natural Gas\",INDEX(BPF_Summary_Lookup,MATCH($B82,INDEX(BPF_Summary_Lookup,,#REF!),0),#REF!)*1000*0.000453592,\"\"))),\"\")","v":""},{"$f":"IF(OR($F82=\"X\",$F82=\"x\"),IF(INDEX(BPF_Summary_Lookup,MATCH($B82,INDEX(BPF_Summary_Lookup,,#REF!),0),#REF!)=FALSE,\"\",IF(AK$68=\"Electricity\",INDEX(BPF_Summary_Lookup,MATCH($B82,INDEX(BPF_Summary_Lookup,,#REF!),0),#REF!),IF(AK$68=\"Natural Gas\",INDEX(BPF_Summary_Lookup,MATCH($B82,INDEX(BPF_Summary_Lookup,,#REF!),0),#REF!),\"\"))),\"\")","v":""},{"$f":"IF(OR($F82=\"X\",$F82=\"x\"),IF(AL$68=\"\",\"\",IF(INDEX(BPF_Summary_Lookup,MATCH($B82,INDEX(BPF_Summary_Lookup,,#REF!),0),#REF!)=FALSE,\"\",IF(AL$68=\"Electricity\",$CO82,IF(AL$68=\"Natural Gas\",$CQ82,\"\")))),\"\")","v":""},{"$f":"IF(OR($F82=\"X\",$F82=\"x\"),IF(AM$68=\"\",\"\",IF(INDEX(BPF_Summary_Lookup,MATCH($B82,INDEX(BPF_Summary_Lookup,,#REF!),0),#REF!)=FALSE,\"\",IF(AM$68=\"Electricity\",$CU82,IF(AM$68=\"Natural Gas\",$CW82,\"\")))),\"\")","v":""},{"$f":"IF(OR($F82=\"X\",$F82=\"x\"),IF(INDEX(BPF_Summary_Lookup,MATCH($B82,INDEX(BPF_Summary_Lookup,,#REF!),0),#REF!)=FALSE,\"\",IF(AN$68=\"Electricity\",INDEX(BPF_Summary_Lookup,MATCH($B82,INDEX(BPF_Summary_Lookup,,#REF!),0),#REF!)*1000*0.000453592,IF(AN$68=\"Natural Gas\",INDEX(BPF_Summary_Lookup,MATCH($B82,INDEX(BPF_Summary_Lookup,,#REF!),0),#REF!)*1000*0.000453592,\"\"))),\"\")","v":""},{"$f":"IF(OR($F82=\"X\",$F82=\"x\"),IF(INDEX(BPF_Summary_Lookup,MATCH($B82,INDEX(BPF_Summary_Lookup,,#REF!),0),#REF!)=FALSE,\"\",IF(AO$68=\"Electricity\",INDEX(BPF_Summary_Lookup,MATCH($B82,INDEX(BPF_Summary_Lookup,,#REF!),0),#REF!),IF(AO$68=\"Natural Gas\",INDEX(BPF_Summary_Lookup,MATCH($B82,INDEX(BPF_Summary_Lookup,,#REF!),0),#REF!),\"\"))),\"\")","v":""},{"$f":"IF(OR($F82=\"X\",$F82=\"x\"),IF(AP$68=\"\",\"\",IF(INDEX(BPF_Summary_Lookup,MATCH($B82,INDEX(BPF_Summary_Lookup,,#REF!),0),#REF!)=FALSE,\"\",IF(AP$68=\"Electricity\",$CO82,IF(AP$68=\"Natural Gas\",$CQ82,\"\")))),\"\")","v":""},{"$f":"IF(OR($F82=\"X\",$F82=\"x\"),IF(AQ$68=\"\",\"\",IF(INDEX(BPF_Summary_Lookup,MATCH($B82,INDEX(BPF_Summary_Lookup,,#REF!),0),#REF!)=FALSE,\"\",IF(AQ$68=\"Electricity\",$CU82,IF(AQ$68=\"Natural Gas\",$CW82,\"\")))),\"\")","v":""},{"$f":"IF(OR($F82=\"X\",$F82=\"x\"),IF(INDEX(BPF_Summary_Lookup,MATCH($B82,INDEX(BPF_Summary_Lookup,,#REF!),0),#REF!)=FALSE,\"\",IF(AR$68=\"Electricity\",INDEX(BPF_Summary_Lookup,MATCH($B82,INDEX(BPF_Summary_Lookup,,#REF!),0),#REF!)*1000*0.000453592,IF(AR$68=\"Natural Gas\",INDEX(BPF_Summary_Lookup,MATCH($B82,INDEX(BPF_Summary_Lookup,,#REF!),0),#REF!)*1000*0.000453592,\"\"))),\"\")","v":""},{"$f":"IF(OR($F82=\"X\",$F82=\"x\"),IF(INDEX(BPF_Summary_Lookup,MATCH($B82,INDEX(BPF_Summary_Lookup,,#REF!),0),#REF!)=FALSE,\"\",IF(AS$68=\"Electricity\",INDEX(BPF_Summary_Lookup,MATCH($B82,INDEX(BPF_Summary_Lookup,,#REF!),0),#REF!),IF(AS$68=\"Natural Gas\",INDEX(BPF_Summary_Lookup,MATCH($B82,INDEX(BPF_Summary_Lookup,,#REF!),0),#REF!),\"\"))),\"\")","v":""},{"$f":"IF(OR($F82=\"X\",$F82=\"x\"),IF(AT$68=\"\",\"\",IF(INDEX(BPF_Summary_Lookup,MATCH($B82,INDEX(BPF_Summary_Lookup,,#REF!),0),#REF!)=FALSE,\"\",IF(AT$68=\"Electricity\",$CO82,IF(AT$68=\"Natural Gas\",$CQ82,\"\")))),\"\")","v":""},{"$f":"IF(OR($F82=\"X\",$F82=\"x\"),IF(INDEX(BPF_Summary_Lookup,MATCH($B82,INDEX(BPF_Summary_Lookup,,#REF!),0),#REF!)=FALSE,\"\",INDEX(BPF_Summary_Lookup,MATCH($B82,INDEX(BPF_Summary_Lookup,,#REF!),0),#REF!)),\"\")","v":""},{"$f":"IF(OR($F82=\"X\",$F82=\"x\"),IF(INDEX(BPF_Summary_Lookup,MATCH($B82,INDEX(BPF_Summary_Lookup,,#REF!),0),#REF!)=FALSE,\"\",INDEX(BPF_Summary_Lookup,MATCH($B82,INDEX(BPF_Summary_Lookup,,#REF!),0),#REF!)),\"\")","v":""},{"$f":"IFERROR(INDEX(Ref_UnitConversions_Energy_Content_kBtu_Unit,IFERROR(MATCH($CL$72&INDEX(RE_EC_EnergyTypes,MATCH($CL$72,INDEX(RE_EC_EnergyTypes,,1),0),2),Ref_UnitConversions_Energy_Units_Lookup,0),MATCH(\"All\"&INDEX(RE_EC_EnergyTypes,MATCH($CL$72,INDEX(RE_EC_EnergyTypes,,1),0),2),Ref_UnitConversions_Energy_Units_Lookup,0)),)/CL82,\"\")","v":""},"",{"$f":"IFERROR(INDEX(Ref_UnitConversions_Energy_Content_kBtu_Unit,IFERROR(MATCH($CM$72&INDEX(RE_EC_EnergyTypes,MATCH($CM$72,INDEX(RE_EC_EnergyTypes,,1),0),2),Ref_UnitConversions_Energy_Units_Lookup,0),MATCH(\"All\"&INDEX(RE_EC_EnergyTypes,MATCH($CM$72,INDEX(RE_EC_EnergyTypes,,1),0),2),Ref_UnitConversions_Energy_Units_Lookup,0)),)/CM82,\"\")","v":""},"",{"$f":"IF(OR($F82=\"X\",$F82=\"x\"),IF(INDEX(BPF_Summary_Lookup,MATCH($B82,INDEX(BPF_Summary_Lookup,,#REF!),0),#REF!)=FALSE,\"\",INDEX(BPF_Summary_Lookup,MATCH($B82,INDEX(BPF_Summary_Lookup,,#REF!),0),#REF!)),\"\")","v":""},{"$f":"IF(OR($F82=\"X\",$F82=\"x\"),IF(INDEX(BPF_Summary_Lookup,MATCH($B82,INDEX(BPF_Summary_Lookup,,#REF!),0),#REF!)=FALSE,\"\",INDEX(BPF_Summary_Lookup,MATCH($B82,INDEX(BPF_Summary_Lookup,,#REF!),0),#REF!)),\"\")","v":""},{"$f":"IFERROR(INDEX(Ref_UnitConversions_Energy_Content_kBtu_Unit,IFERROR(MATCH($CL$72&INDEX(RE_EC_EnergyTypes,MATCH($CL$72,INDEX(RE_EC_EnergyTypes,,1),0),2),Ref_UnitConversions_Energy_Units_Lookup,0),MATCH(\"All\"&INDEX(RE_EC_EnergyTypes,MATCH($CL$72,INDEX(RE_EC_EnergyTypes,,1),0),2),Ref_UnitConversions_Energy_Units_Lookup,0)),),\"\")","v":3.4119999999999999},"",{"$f":"IFERROR(INDEX(Ref_UnitConversions_Energy_Content_kBtu_Unit,IFERROR(MATCH($CM$72&INDEX(RE_EC_EnergyTypes,MATCH($CM$72,INDEX(RE_EC_EnergyTypes,,1),0),2),Ref_UnitConversions_Energy_Units_Lookup,0),MATCH(\"All\"&INDEX(RE_EC_EnergyTypes,MATCH($CM$72,INDEX(RE_EC_EnergyTypes,,1),0),2),Ref_UnitConversions_Energy_Units_Lookup,0)),),\"\")","v":102.9},""]
[null,10,{"$f":"IF(INDEX(ProgSetup_Program_List,B83,)=\"\",5/0, IF(ProgSetup_Miscellaneous_Customization=TRUE,1,5/0))","v":{"$error":"#DIV/0!"}},null,{"$f":"INDEX(ProgSetup_Program_List,B83,1)& \"\"","v":""},null,{"$f":"IF(OR($F83=\"X\",$F83=\"x\"),IF(G$68=\"\",\"\",IF(INDEX(BPF_Summary_Lookup,MATCH($B83,INDEX(BPF_Summary_Lookup,,#REF!),0),#REF!)=FALSE,\"\",IF(G$68=\"Electricity\",$CU83,IF(G$68=\"Natural Gas\",$CW83,\"\")))),\"\")","v":""},{"$f":"IF(OR($F83=\"X\",$F83=\"x\"),IF(INDEX(BPF_Summary_Lookup,MATCH($B83,INDEX(BPF_Summary_Lookup,,#REF!),0),#REF!)=FALSE,\"\",IF(H$68=\"Electricity\",INDEX(BPF_Summary_Lookup,MATCH($B83,INDEX(BPF_Summary_Lookup,,#REF!),0),#REF!)*1000*0.000453592,IF(H$68=\"Natural Gas\",INDEX(BPF_Summary_Lookup,MATCH($B83,INDEX(BPF_Summary_Lookup,,#REF!),0),#REF!)*1000*0.000453592,\"\"))),\"\")","v":""},{"$f":"IF(OR($F83=\"X\",$F83=\"x\"),IF(INDEX(BPF_Summary_Lookup,MATCH($B83,INDEX(BPF_Summary_Lookup,,#REF!),0),#REF!)=FALSE,\"\",IF(I$68=\"Electricity\",INDEX(BPF_Summary_Lookup,MATCH($B83,INDEX(BPF_Summary_Lookup,,#REF!),0),#REF!),IF(I$68=\"Natural Gas\",INDEX(BPF_Summary_Lookup,MATCH($B83,INDEX(BPF_Summary_Lookup,,#REF!),0),#REF!),\"\"))),\"\")","v":""},{"$f":"IF(OR($F83=\"X\",$F83=\"x\"),IF(J$68=\"\",\"\",IF(INDEX(BPF_Summary_Lookup,MATCH($B83,INDEX(BPF_Summary_Lookup,,#REF!),0),#REF!)=FALSE,\"\",IF(J$68=\"Electricity\",$CO83,IF(J$68=\"Natural Gas\",$CQ83,\"\")))),\"\")","v":""},{"$f":"IF(OR($F83=\"X\",$F83=\"x\"),IF(K$68=\"\",\"\",IF(INDEX(BPF_Summary_Lookup,MATCH($B83,INDEX(BPF_Summary_Lookup,,#REF!),0),#REF!)=FALSE,\"\",IF(K$68=\"Electricity\",$CU83,IF(K$68=\"Natural Gas\",$CW83,\"\")))),\"\")","v":""},{"$f":"IF(OR($F83=\"X\",$F83=\"x\"),IF(INDEX(BPF_Summary_Lookup,MATCH($B83,INDEX(BPF_Summary_Lookup,,#REF!),0),#REF!)=FALSE,\"\",IF(L$68=\"Electricity\",INDEX(BPF_Summary_Lookup,MATCH($B83,INDEX(BPF_Summary_Lookup,,#REF!),0),#REF!)*1000*0.000453592,IF(L$68=\"Natural Gas\",INDEX(BPF_Summary_Lookup,MATCH($B83,INDEX(BPF_Summary_Lookup,,#REF!),0),#REF!)*1000*0.000453592,\"\"))),\"\")","v":""},{"$f":"IF(OR($F83=\"X\",$F83=\"x\"),IF(INDEX(BPF_Summary_Lookup,MATCH($B83,INDEX(BPF_Summary_Lookup,,#REF!),0),#REF!)=FALSE,\"\",IF(M$68=\"Electricity\",INDEX(BPF_Summary_Lookup,MATCH($B83,INDEX(BPF_Summary_Lookup,,#REF!),0),#REF!),IF(M$68=\"Natural Gas\",INDEX(BPF_Summary_Lookup,MATCH($B83,INDEX(BPF_Summary_Lookup,,#REF!),0),#REF!),\"\"))),\"\")","v":""},{"$f":"IF(OR($F83=\"X\",$F83=\"x\"),IF(N$68=\"\",\"\",IF(INDEX(BPF_Summary_Lookup,MATCH($B83,INDEX(BPF_Summary_Lookup,,#REF!),0),#REF!)=FALSE,\"\",IF(N$68=\"Electricity\",$CO83,IF(N$68=\"Natural Gas\",$CQ83,\"\")))),\"\")","v":""},{"$f":"IF(OR($F83=\"X\",$F83=\"x\"),IF(O$68=\"\",\"\",IF(INDEX(BPF_Summary_Lookup,MATCH($B83,INDEX(BPF_Summary_Lookup,,#REF!),0),#REF!)=FALSE,\"\",IF(O$68=\"Electricity\",$CU83,IF(O$68=\"Natural Gas\",$CW83,\"\")))),\"\")","v":""},{"$f":"IF(OR($F83=\"X\",$F83=\"x\"),IF(INDEX(BPF_Summary_Lookup,MATCH($B83,INDEX(BPF_Summary_Lookup,,#REF!),0),#REF!)=FALSE,\"\",IF(P$68=\"Electricity\",INDEX(BPF_Summary_Lookup,MATCH($B83,INDEX(BPF_Summary_Lookup,,#REF!),0),#REF!)*1000*0.000453592,IF(P$68=\"Natural Gas\",INDEX(BPF_Summary_Lookup,MATCH($B83,INDEX(BPF_Summary_Lookup,,#REF!),0),#REF!)*1000*0.000453592,\"\"))),\"\")","v":""},{"$f":"IF(OR($F83=\"X\",$F83=\"x\"),IF(INDEX(BPF_Summary_Lookup,MATCH($B83,INDEX(BPF_Summary_Lookup,,#REF!),0),#REF!)=FALSE,\"\",IF(Q$68=\"Electricity\",INDEX(BPF_Summary_Lookup,MATCH($B83,INDEX(BPF_Summary_Lookup,,#REF!),0),#REF!),IF(Q$68=\"Natural Gas\",INDEX(BPF_Summary_Lookup,MATCH($B83,INDEX(BPF_Summary_Lookup,,#REF!),0),#REF!),\"\"))),\"\")","v":""},{"$f":"IF(OR($F83=\"X\",$F83=\"x\"),IF(R$68=\"\",\"\",IF(INDEX(BPF_Summary_Lookup,MATCH($B83,INDEX(BPF_Summary_Lookup,,#REF!),0),#REF!)=FALSE,\"\",IF(R$68=\"Electricity\",$CO83,IF(R$68=\"Natural Gas\",$CQ83,\"\")))),\"\")","v":""},{"$f":"IF(OR($F83=\"X\",$F83=\"x\"),IF(S$68=\"\",\"\",IF(INDEX(BPF_Summary_Lookup,MATCH($B83,INDEX(BPF_Summary_Lookup,,#REF!),0),#REF!)=FALSE,\"\",IF(S$68=\"Electricity\",$CU83,IF(S$68=\"Natural Gas\",$CW83,\"\")))),\"\")","v":""},{"$f":"IF(OR($F83=\"X\",$F83=\"x\"),IF(INDEX(BPF_Summary_Lookup,MATCH($B83,INDEX(BPF_Summary_Lookup,,#REF!),0),#REF!)=FALSE,\"\",IF(T$68=\"Electricity\",INDEX(BPF_Summary_Lookup,MATCH($B83,INDEX(BPF_Summary_Lookup,,#REF!),0),#REF!)*1000*0.000453592,IF(T$68=\"Natural Gas\",INDEX(BPF_Summary_Lookup,MATCH($B83,INDEX(BPF_Summary_Lookup,,#REF!),0),#REF!)*1000*0.000453592,\"\"))),\"\")","v":""},{"$f":"IF(OR($F83=\"X\",$F83=\"x\"),IF(INDEX(BPF_Summary_Lookup,MATCH($B83,INDEX(BPF_Summary_Lookup,,#REF!),0),#REF!)=FALSE,\"\",IF(U$68=\"Electricity\",INDEX(BPF_Summary_Lookup,MATCH($B83,INDEX(BPF_Summary_Lookup,,#REF!),0),#REF!),IF(U$68=\"Natural Gas\",INDEX(BPF_Summary_Lookup,MATCH($B83,INDEX(BPF_Summary_Lookup,,#REF!),0),#REF!),\"\"))),\"\")","v":""},{"$f":"IF(OR($F83=\"X\",$F83=\"x\"),IF(V$68=\"\",\"\",IF(INDEX(BPF_Summary_Lookup,MATCH($B83,INDEX(BPF_Summary_Lookup,,#REF!),0),#REF!)=FALSE,\"\",IF(V$68=\"Electricity\",$CO83,IF(V$68=\"Natural Gas\",$CQ83,\"\")))),\"\")","v":""},{"$f":"IF(OR($F83=\"X\",$F83=\"x\"),IF(W$68=\"\",\"\",IF(INDEX(BPF_Summary_Lookup,MATCH($B83,INDEX(BPF_Summary_Lookup,,#REF!),0),#REF!)=FALSE,\"\",IF(W$68=\"Electricity\",$CU83,IF(W$68=\"Natural Gas\",$CW83,\"\")))),\"\")","v":""},{"$f":"IF(OR($F83=\"X\",$F83=\"x\"),IF(INDEX(BPF_Summary_Lookup,MATCH($B83,INDEX(BPF_Summary_Lookup,,#REF!),0),#REF!)=FALSE,\"\",IF(X$68=\"Electricity\",INDEX(BPF_Summary_Lookup,MATCH($B83,INDEX(BPF_Summary_Lookup,,#REF!),0),#REF!)*1000*0.000453592,IF(X$68=\"Natural Gas\",INDEX(BPF_Summary_Lookup,MATCH($B83,INDEX(BPF_Summary_Lookup,,#REF!),0),#REF!)*1000*0.000453592,\"\"))),\"\")","v":""},{"$f":"IF(OR($F83=\"X\",$F83=\"x\"),IF(INDEX(BPF_Summary_Lookup,MATCH($B83,INDEX(BPF_Summary_Lookup,,#REF!),0),#REF!)=FALSE,\"\",IF(Y$68=\"Electricity\",INDEX(BPF_Summary_Lookup,MATCH($B83,INDEX(BPF_Summary_Lookup,,#REF!),0),#REF!),IF(Y$68=\"Natural Gas\",INDEX(BPF_Summary_Lookup,MATCH($B83,INDEX(BPF_Summary_Lookup,,#REF!),0),#REF!),\"\"))),\"\")","v":""},{"$f":"IF(OR($F83=\"X\",$F83=\"x\"),IF(Z$68=\"\",\"\",IF(INDEX(BPF_Summary_Lookup,MATCH($B83,INDEX(BPF_Summary_Lookup,,#REF!),0),#REF!)=FALSE,\"\",IF(Z$68=\"Electricity\",$CO83,IF(Z$68=\"Natural Gas\",$CQ83,\"\")))),\"\")","v":""},{"$f":"IF(OR($F83=\"X\",$F83=\"x\"),IF(AA$68=\"\",\"\",IF(INDEX(BPF_Summary_Lookup,MATCH($B83,INDEX(BPF_Summary_Lookup,,#REF!),0),#REF!)=FALSE,\"\",IF(AA$68=\"Electricity\",$CU83,IF(AA$68=\"Natural Gas\",$CW83,\"\")))),\"\")","v":""},{"$f":"IF(OR($F83=\"X\",$F83=\"x\"),IF(INDEX(BPF_Summary_Lookup,MATCH($B83,INDEX(BPF_Summary_Lookup,,#REF!),0),#REF!)=FALSE,\"\",IF(AB$68=\"Electricity\",INDEX(BPF_Summary_Lookup,MATCH($B83,INDEX(BPF_Summary_Lookup,,#REF!),0),#REF!)*1000*0.000453592,IF(AB$68=\"Natural Gas\",INDEX(BPF_Summary_Lookup,MATCH($B83,INDEX(BPF_Summary_Lookup,,#REF!),0),#REF!)*1000*0.000453592,\"\"))),\"\")","v":""},{"$f":"IF(OR($F83=\"X\",$F83=\"x\"),IF(INDEX(BPF_Summary_Lookup,MATCH($B83,INDEX(BPF_Summary_Lookup,,#REF!),0),#REF!)=FALSE,\"\",IF(AC$68=\"Electricity\",INDEX(BPF_Summary_Lookup,MATCH($B83,INDEX(BPF_Summary_Lookup,,#REF!),0),#REF!),IF(AC$68=\"Natural Gas\",INDEX(BPF_Summary_Lookup,MATCH($B83,INDEX(BPF_Summary_Lookup,,#REF!),0),#REF!),\"\"))),\"\")","v":""},{"$f":"IF(OR($F83=\"X\",$F83=\"x\"),IF(AD$68=\"\",\"\",IF(INDEX(BPF_Summary_Lookup,MATCH($B83,INDEX(BPF_Summary_Lookup,,#REF!),0),#REF!)=FALSE,\"\",IF(AD$68=\"Electricity\",$CO83,IF(AD$68=\"Natural Gas\",$CQ83,\"\")))),\"\")","v":""},{"$f":"IF(OR($F83=\"X\",$F83=\"x\"),IF(AE$68=\"\",\"\",IF(INDEX(BPF_Summary_Lookup,MATCH($B83,INDEX(BPF_Summary_Lookup,,#REF!),0),#REF!)=FALSE,\"\",IF(AE$68=\"Electricity\",$CU83,IF(AE$68=\"Natural Gas\",$CW83,\"\")))),\"\")","v":""},{"$f":"IF(OR($F83=\"X\",$F83=\"x\"),IF(INDEX(BPF_Summary_Lookup,MATCH($B83,INDEX(BPF_Summary_Lookup,,#REF!),0),#REF!)=FALSE,\"\",IF(AF$68=\"Electricity\",INDEX(BPF_Summary_Lookup,MATCH($B83,INDEX(BPF_Summary_Lookup,,#REF!),0),#REF!)*1000*0.000453592,IF(AF$68=\"Natural Gas\",INDEX(BPF_Summary_Lookup,MATCH($B83,INDEX(BPF_Summary_Lookup,,#REF!),0),#REF!)*1000*0.000453592,\"\"))),\"\")","v":""},{"$f":"IF(OR($F83=\"X\",$F83=\"x\"),IF(INDEX(BPF_Summary_Lookup,MATCH($B83,INDEX(BPF_Summary_Lookup,,#REF!),0),#REF!)=FALSE,\"\",IF(AG$68=\"Electricity\",INDEX(BPF_Summary_Lookup,MATCH($B83,INDEX(BPF_Summary_Lookup,,#REF!),0),#REF!),IF(AG$68=\"Natural Gas\",INDEX(BPF_Summary_Lookup,MATCH($B83,INDEX(BPF_Summary_Lookup,,#REF!),0),#REF!),\"\"))),\"\")","v":""},{"$f":"IF(OR($F83=\"X\",$F83=\"x\"),IF(AH$68=\"\",\"\",IF(INDEX(BPF_Summary_Lookup,MATCH($B83,INDEX(BPF_Summary_Lookup,,#REF!),0),#REF!)=FALSE,\"\",IF(AH$68=\"Electricity\",$CO83,IF(AH$68=\"Natural Gas\",$CQ83,\"\")))),\"\")","v":""},{"$f":"IF(OR($F83=\"X\",$F83=\"x\"),IF(AI$68=\"\",\"\",IF(INDEX(BPF_Summary_Lookup,MATCH($B83,INDEX(BPF_Summary_Lookup,,#REF!),0),#REF!)=FALSE,\"\",IF(AI$68=\"Electricity\",$CU83,IF(AI$68=\"Natural Gas\",$CW83,\"\")))),\"\")","v":""},{"$f":"IF(OR($F83=\"X\",$F83=\"x\"),IF(INDEX(BPF_Summary_Lookup,MATCH($B83,INDEX(BPF_Summary_Lookup,,#REF!),0),#REF!)=FALSE,\"\",IF(AJ$68=\"Electricity\",INDEX(BPF_Summary_Lookup,MATCH($B83,INDEX(BPF_Summary_Lookup,,#REF!),0),#REF!)*1000*0.000453592,IF(AJ$68=\"Natural Gas\",INDEX(BPF_Summary_Lookup,MATCH($B83,INDEX(BPF_Summary_Lookup,,#REF!),0),#REF!)*1000*0.000453592,\"\"))),\"\")","v":""},{"$f":"IF(OR($F83=\"X\",$F83=\"x\"),IF(INDEX(BPF_Summary_Lookup,MATCH($B83,INDEX(BPF_Summary_Lookup,,#REF!),0),#REF!)=FALSE,\"\",IF(AK$68=\"Electricity\",INDEX(BPF_Summary_Lookup,MATCH($B83,INDEX(BPF_Summary_Lookup,,#REF!),0),#REF!),IF(AK$68=\"Natural Gas\",INDEX(BPF_Summary_Lookup,MATCH($B83,INDEX(BPF_Summary_Lookup,,#REF!),0),#REF!),\"\"))),\"\")","v":""},{"$f":"IF(OR($F83=\"X\",$F83=\"x\"),IF(AL$68=\"\",\"\",IF(INDEX(BPF_Summary_Lookup,MATCH($B83,INDEX(BPF_Summary_Lookup,,#REF!),0),#REF!)=FALSE,\"\",IF(AL$68=\"Electricity\",$CO83,IF(AL$68=\"Natural Gas\",$CQ83,\"\")))),\"\")","v":""},{"$f":"IF(OR($F83=\"X\",$F83=\"x\"),IF(AM$68=\"\",\"\",IF(INDEX(BPF_Summary_Lookup,MATCH($B83,INDEX(BPF_Summary_Lookup,,#REF!),0),#REF!)=FALSE,\"\",IF(AM$68=\"Electricity\",$CU83,IF(AM$68=\"Natural Gas\",$CW83,\"\")))),\"\")","v":""},{"$f":"IF(OR($F83=\"X\",$F83=\"x\"),IF(INDEX(BPF_Summary_Lookup,MATCH($B83,INDEX(BPF_Summary_Lookup,,#REF!),0),#REF!)=FALSE,\"\",IF(AN$68=\"Electricity\",INDEX(BPF_Summary_Lookup,MATCH($B83,INDEX(BPF_Summary_Lookup,,#REF!),0),#REF!)*1000*0.000453592,IF(AN$68=\"Natural Gas\",INDEX(BPF_Summary_Lookup,MATCH($B83,INDEX(BPF_Summary_Lookup,,#REF!),0),#REF!)*1000*0.000453592,\"\"))),\"\")","v":""},{"$f":"IF(OR($F83=\"X\",$F83=\"x\"),IF(INDEX(BPF_Summary_Lookup,MATCH($B83,INDEX(BPF_Summary_Lookup,,#REF!),0),#REF!)=FALSE,\"\",IF(AO$68=\"Electricity\",INDEX(BPF_Summary_Lookup,MATCH($B83,INDEX(BPF_Summary_Lookup,,#REF!),0),#REF!),IF(AO$68=\"Natural Gas\",INDEX(BPF_Summary_Lookup,MATCH($B83,INDEX(BPF_Summary_Lookup,,#REF!),0),#REF!),\"\"))),\"\")","v":""},{"$f":"IF(OR($F83=\"X\",$F83=\"x\"),IF(AP$68=\"\",\"\",IF(INDEX(BPF_Summary_Lookup,MATCH($B83,INDEX(BPF_Summary_Lookup,,#REF!),0),#REF!)=FALSE,\"\",IF(AP$68=\"Electricity\",$CO83,IF(AP$68=\"Natural Gas\",$CQ83,\"\")))),\"\")","v":""},{"$f":"IF(OR($F83=\"X\",$F83=\"x\"),IF(AQ$68=\"\",\"\",IF(INDEX(BPF_Summary_Lookup,MATCH($B83,INDEX(BPF_Summary_Lookup,,#REF!),0),#REF!)=FALSE,\"\",IF(AQ$68=\"Electricity\",$CU83,IF(AQ$68=\"Natural Gas\",$CW83,\"\")))),\"\")","v":""},{"$f":"IF(OR($F83=\"X\",$F83=\"x\"),IF(INDEX(BPF_Summary_Lookup,MATCH($B83,INDEX(BPF_Summary_Lookup,,#REF!),0),#REF!)=FALSE,\"\",IF(AR$68=\"Electricity\",INDEX(BPF_Summary_Lookup,MATCH($B83,INDEX(BPF_Summary_Lookup,,#REF!),0),#REF!)*1000*0.000453592,IF(AR$68=\"Natural Gas\",INDEX(BPF_Summary_Lookup,MATCH($B83,INDEX(BPF_Summary_Lookup,,#REF!),0),#REF!)*1000*0.000453592,\"\"))),\"\")","v":""},{"$f":"IF(OR($F83=\"X\",$F83=\"x\"),IF(INDEX(BPF_Summary_Lookup,MATCH($B83,INDEX(BPF_Summary_Lookup,,#REF!),0),#REF!)=FALSE,\"\",IF(AS$68=\"Electricity\",INDEX(BPF_Summary_Lookup,MATCH($B83,INDEX(BPF_Summary_Lookup,,#REF!),0),#REF!),IF(AS$68=\"Natural Gas\",INDEX(BPF_Summary_Lookup,MATCH($B83,INDEX(BPF_Summary_Lookup,,#REF!),0),#REF!),\"\"))),\"\")","v":""},{"$f":"IF(OR($F83=\"X\",$F83=\"x\"),IF(AT$68=\"\",\"\",IF(INDEX(BPF_Summary_Lookup,MATCH($B83,INDEX(BPF_Summary_Lookup,,#REF!),0),#REF!)=FALSE,\"\",IF(AT$68=\"Electricity\",$CO83,IF(AT$68=\"Natural Gas\",$CQ83,\"\")))),\"\")","v":""},null,null,null,{"$f":"IF(OR($F83=\"X\",$F83=\"x\"),IF(G$68=\"\",\"\",IF(INDEX(BPF_Summary_Lookup,MATCH($B83,INDEX(BPF_Summary_Lookup,,#REF!),0),#REF!)=FALSE,\"\",IF(G$68=\"Electricity\",$CU83,IF(G$68=\"Natural Gas\",$CW83,\"\")))),\"\")","v":""},{"$f":"IF(OR($F83=\"X\",$F83=\"x\"),IF(INDEX(BPF_Summary_Lookup,MATCH($B83,INDEX(BPF_Summary_Lookup,,#REF!),0),#REF!)=FALSE,\"\",IF(H$68=\"Electricity\",INDEX(BPF_Summary_Lookup,MATCH($B83,INDEX(BPF_Summary_Lookup,,#REF!),0),#REF!)*1000*0.000453592,IF(H$68=\"Natural Gas\",INDEX(BPF_Summary_Lookup,MATCH($B83,INDEX(BPF_Summary_Lookup,,#REF!),0),#REF!)*1000*0.000453592,\"\"))),\"\")","v":""},{"$f":"IF(OR($F83=\"X\",$F83=\"x\"),IF(INDEX(BPF_Summary_Lookup,MATCH($B83,INDEX(BPF_Summary_Lookup,,#REF!),0),#REF!)=FALSE,\"\",IF(I$68=\"Electricity\",INDEX(BPF_Summary_Lookup,MATCH($B83,INDEX(BPF_Summary_Lookup,,#REF!),0),#REF!),IF(I$68=\"Natural Gas\",INDEX(BPF_Summary_Lookup,MATCH($B83,INDEX(BPF_Summary_Lookup,,#REF!),0),#REF!),\"\"))),\"\")","v":""},{"$f":"IF(OR($F83=\"X\",$F83=\"x\"),IF(J$68=\"\",\"\",IF(INDEX(BPF_Summary_Lookup,MATCH($B83,INDEX(BPF_Summary_Lookup,,#REF!),0),#REF!)=FALSE,\"\",IF(J$68=\"Electricity\",$CO83,IF(J$68=\"Natural Gas\",$CQ83,\"\")))),\"\")","v":""},{"$f":"IF(OR($F83=\"X\",$F83=\"x\"),IF(K$68=\"\",\"\",IF(INDEX(BPF_Summary_Lookup,MATCH($B83,INDEX(BPF_Summary_Lookup,,#REF!),0),#REF!)=FALSE,\"\",IF(K$68=\"Electricity\",$CU83,IF(K$68=\"Natural Gas\",$CW83,\"\")))),\"\")","v":""},{"$f":"IF(OR($F83=\"X\",$F83=\"x\"),IF(INDEX(BPF_Summary_Lookup,MATCH($B83,INDEX(BPF_Summary_Lookup,,#REF!),0),#REF!)=FALSE,\"\",IF(L$68=\"Electricity\",INDEX(BPF_Summary_Lookup,MATCH($B83,INDEX(BPF_Summary_Lookup,,#REF!),0),#REF!)*1000*0.000453592,IF(L$68=\"Natural Gas\",INDEX(BPF_Summary_Lookup,MATCH($B83,INDEX(BPF_Summary_Lookup,,#REF!),0),#REF!)*1000*0.000453592,\"\"))),\"\")","v":""},{"$f":"IF(OR($F83=\"X\",$F83=\"x\"),IF(INDEX(BPF_Summary_Lookup,MATCH($B83,INDEX(BPF_Summary_Lookup,,#REF!),0),#REF!)=FALSE,\"\",IF(M$68=\"Electricity\",INDEX(BPF_Summary_Lookup,MATCH($B83,INDEX(BPF_Summary_Lookup,,#REF!),0),#REF!),IF(M$68=\"Natural Gas\",INDEX(BPF_Summary_Lookup,MATCH($B83,INDEX(BPF_Summary_Lookup,,#REF!),0),#REF!),\"\"))),\"\")","v":""},{"$f":"IF(OR($F83=\"X\",$F83=\"x\"),IF(N$68=\"\",\"\",IF(INDEX(BPF_Summary_Lookup,MATCH($B83,INDEX(BPF_Summary_Lookup,,#REF!),0),#REF!)=FALSE,\"\",IF(N$68=\"Electricity\",$CO83,IF(N$68=\"Natural Gas\",$CQ83,\"\")))),\"\")","v":""},{"$f":"IF(OR($F83=\"X\",$F83=\"x\"),IF(O$68=\"\",\"\",IF(INDEX(BPF_Summary_Lookup,MATCH($B83,INDEX(BPF_Summary_Lookup,,#REF!),0),#REF!)=FALSE,\"\",IF(O$68=\"Electricity\",$CU83,IF(O$68=\"Natural Gas\",$CW83,\"\")))),\"\")","v":""},{"$f":"IF(OR($F83=\"X\",$F83=\"x\"),IF(INDEX(BPF_Summary_Lookup,MATCH($B83,INDEX(BPF_Summary_Lookup,,#REF!),0),#REF!)=FALSE,\"\",IF(P$68=\"Electricity\",INDEX(BPF_Summary_Lookup,MATCH($B83,INDEX(BPF_Summary_Lookup,,#REF!),0),#REF!)*1000*0.000453592,IF(P$68=\"Natural Gas\",INDEX(BPF_Summary_Lookup,MATCH($B83,INDEX(BPF_Summary_Lookup,,#REF!),0),#REF!)*1000*0.000453592,\"\"))),\"\")","v":""},{"$f":"IF(OR($F83=\"X\",$F83=\"x\"),IF(INDEX(BPF_Summary_Lookup,MATCH($B83,INDEX(BPF_Summary_Lookup,,#REF!),0),#REF!)=FALSE,\"\",IF(Q$68=\"Electricity\",INDEX(BPF_Summary_Lookup,MATCH($B83,INDEX(BPF_Summary_Lookup,,#REF!),0),#REF!),IF(Q$68=\"Natural Gas\",INDEX(BPF_Summary_Lookup,MATCH($B83,INDEX(BPF_Summary_Lookup,,#REF!),0),#REF!),\"\"))),\"\")","v":""},{"$f":"IF(OR($F83=\"X\",$F83=\"x\"),IF(R$68=\"\",\"\",IF(INDEX(BPF_Summary_Lookup,MATCH($B83,INDEX(BPF_Summary_Lookup,,#REF!),0),#REF!)=FALSE,\"\",IF(R$68=\"Electricity\",$CO83,IF(R$68=\"Natural Gas\",$CQ83,\"\")))),\"\")","v":""},{"$f":"IF(OR($F83=\"X\",$F83=\"x\"),IF(S$68=\"\",\"\",IF(INDEX(BPF_Summary_Lookup,MATCH($B83,INDEX(BPF_Summary_Lookup,,#REF!),0),#REF!)=FALSE,\"\",IF(S$68=\"Electricity\",$CU83,IF(S$68=\"Natural Gas\",$CW83,\"\")))),\"\")","v":""},{"$f":"IF(OR($F83=\"X\",$F83=\"x\"),IF(INDEX(BPF_Summary_Lookup,MATCH($B83,INDEX(BPF_Summary_Lookup,,#REF!),0),#REF!)=FALSE,\"\",IF(T$68=\"Electricity\",INDEX(BPF_Summary_Lookup,MATCH($B83,INDEX(BPF_Summary_Lookup,,#REF!),0),#REF!)*1000*0.000453592,IF(T$68=\"Natural Gas\",INDEX(BPF_Summary_Lookup,MATCH($B83,INDEX(BPF_Summary_Lookup,,#REF!),0),#REF!)*1000*0.000453592,\"\"))),\"\")","v":""},{"$f":"IF(OR($F83=\"X\",$F83=\"x\"),IF(INDEX(BPF_Summary_Lookup,MATCH($B83,INDEX(BPF_Summary_Lookup,,#REF!),0),#REF!)=FALSE,\"\",IF(U$68=\"Electricity\",INDEX(BPF_Summary_Lookup,MATCH($B83,INDEX(BPF_Summary_Lookup,,#REF!),0),#REF!),IF(U$68=\"Natural Gas\",INDEX(BPF_Summary_Lookup,MATCH($B83,INDEX(BPF_Summary_Lookup,,#REF!),0),#REF!),\"\"))),\"\")","v":""},{"$f":"IF(OR($F83=\"X\",$F83=\"x\"),IF(V$68=\"\",\"\",IF(INDEX(BPF_Summary_Lookup,MATCH($B83,INDEX(BPF_Summary_Lookup,,#REF!),0),#REF!)=FALSE,\"\",IF(V$68=\"Electricity\",$CO83,IF(V$68=\"Natural Gas\",$CQ83,\"\")))),\"\")","v":""},{"$f":"IF(OR($F83=\"X\",$F83=\"x\"),IF(W$68=\"\",\"\",IF(INDEX(BPF_Summary_Lookup,MATCH($B83,INDEX(BPF_Summary_Lookup,,#REF!),0),#REF!)=FALSE,\"\",IF(W$68=\"Electricity\",$CU83,IF(W$68=\"Natural Gas\",$CW83,\"\")))),\"\")","v":""},{"$f":"IF(OR($F83=\"X\",$F83=\"x\"),IF(INDEX(BPF_Summary_Lookup,MATCH($B83,INDEX(BPF_Summary_Lookup,,#REF!),0),#REF!)=FALSE,\"\",IF(X$68=\"Electricity\",INDEX(BPF_Summary_Lookup,MATCH($B83,INDEX(BPF_Summary_Lookup,,#REF!),0),#REF!)*1000*0.000453592,IF(X$68=\"Natural Gas\",INDEX(BPF_Summary_Lookup,MATCH($B83,INDEX(BPF_Summary_Lookup,,#REF!),0),#REF!)*1000*0.000453592,\"\"))),\"\")","v":""},{"$f":"IF(OR($F83=\"X\",$F83=\"x\"),IF(INDEX(BPF_Summary_Lookup,MATCH($B83,INDEX(BPF_Summary_Lookup,,#REF!),0),#REF!)=FALSE,\"\",IF(Y$68=\"Electricity\",INDEX(BPF_Summary_Lookup,MATCH($B83,INDEX(BPF_Summary_Lookup,,#REF!),0),#REF!),IF(Y$68=\"Natural Gas\",INDEX(BPF_Summary_Lookup,MATCH($B83,INDEX(BPF_Summary_Lookup,,#REF!),0),#REF!),\"\"))),\"\")","v":""},{"$f":"IF(OR($F83=\"X\",$F83=\"x\"),IF(Z$68=\"\",\"\",IF(INDEX(BPF_Summary_Lookup,MATCH($B83,INDEX(BPF_Summary_Lookup,,#REF!),0),#REF!)=FALSE,\"\",IF(Z$68=\"Electricity\",$CO83,IF(Z$68=\"Natural Gas\",$CQ83,\"\")))),\"\")","v":""},{"$f":"IF(OR($F83=\"X\",$F83=\"x\"),IF(AA$68=\"\",\"\",IF(INDEX(BPF_Summary_Lookup,MATCH($B83,INDEX(BPF_Summary_Lookup,,#REF!),0),#REF!)=FALSE,\"\",IF(AA$68=\"Electricity\",$CU83,IF(AA$68=\"Natural Gas\",$CW83,\"\")))),\"\")","v":""},{"$f":"IF(OR($F83=\"X\",$F83=\"x\"),IF(INDEX(BPF_Summary_Lookup,MATCH($B83,INDEX(BPF_Summary_Lookup,,#REF!),0),#REF!)=FALSE,\"\",IF(AB$68=\"Electricity\",INDEX(BPF_Summary_Lookup,MATCH($B83,INDEX(BPF_Summary_Lookup,,#REF!),0),#REF!)*1000*0.000453592,IF(AB$68=\"Natural Gas\",INDEX(BPF_Summary_Lookup,MATCH($B83,INDEX(BPF_Summary_Lookup,,#REF!),0),#REF!)*1000*0.000453592,\"\"))),\"\")","v":""},{"$f":"IF(OR($F83=\"X\",$F83=\"x\"),IF(INDEX(BPF_Summary_Lookup,MATCH($B83,INDEX(BPF_Summary_Lookup,,#REF!),0),#REF!)=FALSE,\"\",IF(AC$68=\"Electricity\",INDEX(BPF_Summary_Lookup,MATCH($B83,INDEX(BPF_Summary_Lookup,,#REF!),0),#REF!),IF(AC$68=\"Natural Gas\",INDEX(BPF_Summary_Lookup,MATCH($B83,INDEX(BPF_Summary_Lookup,,#REF!),0),#REF!),\"\"))),\"\")","v":""},{"$f":"IF(OR($F83=\"X\",$F83=\"x\"),IF(AD$68=\"\",\"\",IF(INDEX(BPF_Summary_Lookup,MATCH($B83,INDEX(BPF_Summary_Lookup,,#REF!),0),#REF!)=FALSE,\"\",IF(AD$68=\"Electricity\",$CO83,IF(AD$68=\"Natural Gas\",$CQ83,\"\")))),\"\")","v":""},{"$f":"IF(OR($F83=\"X\",$F83=\"x\"),IF(AE$68=\"\",\"\",IF(INDEX(BPF_Summary_Lookup,MATCH($B83,INDEX(BPF_Summary_Lookup,,#REF!),0),#REF!)=FALSE,\"\",IF(AE$68=\"Electricity\",$CU83,IF(AE$68=\"Natural Gas\",$CW83,\"\")))),\"\")","v":""},{"$f":"IF(OR($F83=\"X\",$F83=\"x\"),IF(INDEX(BPF_Summary_Lookup,MATCH($B83,INDEX(BPF_Summary_Lookup,,#REF!),0),#REF!)=FALSE,\"\",IF(AF$68=\"Electricity\",INDEX(BPF_Summary_Lookup,MATCH($B83,INDEX(BPF_Summary_Lookup,,#REF!),0),#REF!)*1000*0.000453592,IF(AF$68=\"Natural Gas\",INDEX(BPF_Summary_Lookup,MATCH($B83,INDEX(BPF_Summary_Lookup,,#REF!),0),#REF!)*1000*0.000453592,\"\"))),\"\")","v":""},{"$f":"IF(OR($F83=\"X\",$F83=\"x\"),IF(INDEX(BPF_Summary_Lookup,MATCH($B83,INDEX(BPF_Summary_Lookup,,#REF!),0),#REF!)=FALSE,\"\",IF(AG$68=\"Electricity\",INDEX(BPF_Summary_Lookup,MATCH($B83,INDEX(BPF_Summary_Lookup,,#REF!),0),#REF!),IF(AG$68=\"Natural Gas\",INDEX(BPF_Summary_Lookup,MATCH($B83,INDEX(BPF_Summary_Lookup,,#REF!),0),#REF!),\"\"))),\"\")","v":""},{"$f":"IF(OR($F83=\"X\",$F83=\"x\"),IF(AH$68=\"\",\"\",IF(INDEX(BPF_Summary_Lookup,MATCH($B83,INDEX(BPF_Summary_Lookup,,#REF!),0),#REF!)=FALSE,\"\",IF(AH$68=\"Electricity\",$CO83,IF(AH$68=\"Natural Gas\",$CQ83,\"\")))),\"\")","v":""},{"$f":"IF(OR($F83=\"X\",$F83=\"x\"),IF(AI$68=\"\",\"\",IF(INDEX(BPF_Summary_Lookup,MATCH($B83,INDEX(BPF_Summary_Lookup,,#REF!),0),#REF!)=FALSE,\"\",IF(AI$68=\"Electricity\",$CU83,IF(AI$68=\"Natural Gas\",$CW83,\"\")))),\"\")","v":""},{"$f":"IF(OR($F83=\"X\",$F83=\"x\"),IF(INDEX(BPF_Summary_Lookup,MATCH($B83,INDEX(BPF_Summary_Lookup,,#REF!),0),#REF!)=FALSE,\"\",IF(AJ$68=\"Electricity\",INDEX(BPF_Summary_Lookup,MATCH($B83,INDEX(BPF_Summary_Lookup,,#REF!),0),#REF!)*1000*0.000453592,IF(AJ$68=\"Natural Gas\",INDEX(BPF_Summary_Lookup,MATCH($B83,INDEX(BPF_Summary_Lookup,,#REF!),0),#REF!)*1000*0.000453592,\"\"))),\"\")","v":""},{"$f":"IF(OR($F83=\"X\",$F83=\"x\"),IF(INDEX(BPF_Summary_Lookup,MATCH($B83,INDEX(BPF_Summary_Lookup,,#REF!),0),#REF!)=FALSE,\"\",IF(AK$68=\"Electricity\",INDEX(BPF_Summary_Lookup,MATCH($B83,INDEX(BPF_Summary_Lookup,,#REF!),0),#REF!),IF(AK$68=\"Natural Gas\",INDEX(BPF_Summary_Lookup,MATCH($B83,INDEX(BPF_Summary_Lookup,,#REF!),0),#REF!),\"\"))),\"\")","v":""},{"$f":"IF(OR($F83=\"X\",$F83=\"x\"),IF(AL$68=\"\",\"\",IF(INDEX(BPF_Summary_Lookup,MATCH($B83,INDEX(BPF_Summary_Lookup,,#REF!),0),#REF!)=FALSE,\"\",IF(AL$68=\"Electricity\",$CO83,IF(AL$68=\"Natural Gas\",$CQ83,\"\")))),\"\")","v":""},{"$f":"IF(OR($F83=\"X\",$F83=\"x\"),IF(AM$68=\"\",\"\",IF(INDEX(BPF_Summary_Lookup,MATCH($B83,INDEX(BPF_Summary_Lookup,,#REF!),0),#REF!)=FALSE,\"\",IF(AM$68=\"Electricity\",$CU83,IF(AM$68=\"Natural Gas\",$CW83,\"\")))),\"\")","v":""},{"$f":"IF(OR($F83=\"X\",$F83=\"x\"),IF(INDEX(BPF_Summary_Lookup,MATCH($B83,INDEX(BPF_Summary_Lookup,,#REF!),0),#REF!)=FALSE,\"\",IF(AN$68=\"Electricity\",INDEX(BPF_Summary_Lookup,MATCH($B83,INDEX(BPF_Summary_Lookup,,#REF!),0),#REF!)*1000*0.000453592,IF(AN$68=\"Natural Gas\",INDEX(BPF_Summary_Lookup,MATCH($B83,INDEX(BPF_Summary_Lookup,,#REF!),0),#REF!)*1000*0.000453592,\"\"))),\"\")","v":""},{"$f":"IF(OR($F83=\"X\",$F83=\"x\"),IF(INDEX(BPF_Summary_Lookup,MATCH($B83,INDEX(BPF_Summary_Lookup,,#REF!),0),#REF!)=FALSE,\"\",IF(AO$68=\"Electricity\",INDEX(BPF_Summary_Lookup,MATCH($B83,INDEX(BPF_Summary_Lookup,,#REF!),0),#REF!),IF(AO$68=\"Natural Gas\",INDEX(BPF_Summary_Lookup,MATCH($B83,INDEX(BPF_Summary_Lookup,,#REF!),0),#REF!),\"\"))),\"\")","v":""},{"$f":"IF(OR($F83=\"X\",$F83=\"x\"),IF(AP$68=\"\",\"\",IF(INDEX(BPF_Summary_Lookup,MATCH($B83,INDEX(BPF_Summary_Lookup,,#REF!),0),#REF!)=FALSE,\"\",IF(AP$68=\"Electricity\",$CO83,IF(AP$68=\"Natural Gas\",$CQ83,\"\")))),\"\")","v":""},{"$f":"IF(OR($F83=\"X\",$F83=\"x\"),IF(AQ$68=\"\",\"\",IF(INDEX(BPF_Summary_Lookup,MATCH($B83,INDEX(BPF_Summary_Lookup,,#REF!),0),#REF!)=FALSE,\"\",IF(AQ$68=\"Electricity\",$CU83,IF(AQ$68=\"Natural Gas\",$CW83,\"\")))),\"\")","v":""},{"$f":"IF(OR($F83=\"X\",$F83=\"x\"),IF(INDEX(BPF_Summary_Lookup,MATCH($B83,INDEX(BPF_Summary_Lookup,,#REF!),0),#REF!)=FALSE,\"\",IF(AR$68=\"Electricity\",INDEX(BPF_Summary_Lookup,MATCH($B83,INDEX(BPF_Summary_Lookup,,#REF!),0),#REF!)*1000*0.000453592,IF(AR$68=\"Natural Gas\",INDEX(BPF_Summary_Lookup,MATCH($B83,INDEX(BPF_Summary_Lookup,,#REF!),0),#REF!)*1000*0.000453592,\"\"))),\"\")","v":""},{"$f":"IF(OR($F83=\"X\",$F83=\"x\"),IF(INDEX(BPF_Summary_Lookup,MATCH($B83,INDEX(BPF_Summary_Lookup,,#REF!),0),#REF!)=FALSE,\"\",IF(AS$68=\"Electricity\",INDEX(BPF_Summary_Lookup,MATCH($B83,INDEX(BPF_Summary_Lookup,,#REF!),0),#REF!),IF(AS$68=\"Natural Gas\",INDEX(BPF_Summary_Lookup,MATCH($B83,INDEX(BPF_Summary_Lookup,,#REF!),0),#REF!),\"\"))),\"\")","v":""},{"$f":"IF(OR($F83=\"X\",$F83=\"x\"),IF(AT$68=\"\",\"\",IF(INDEX(BPF_Summary_Lookup,MATCH($B83,INDEX(BPF_Summary_Lookup,,#REF!),0),#REF!)=FALSE,\"\",IF(AT$68=\"Electricity\",$CO83,IF(AT$68=\"Natural Gas\",$CQ83,\"\")))),\"\")","v":""},{"$f":"IF(OR($F83=\"X\",$F83=\"x\"),IF(INDEX(BPF_Summary_Lookup,MATCH($B83,INDEX(BPF_Summary_Lookup,,#REF!),0),#REF!)=FALSE,\"\",INDEX(BPF_Summary_Lookup,MATCH($B83,INDEX(BPF_Summary_Lookup,,#REF!),0),#REF!)),\"\")","v":""},{"$f":"IF(OR($F83=\"X\",$F83=\"x\"),IF(INDEX(BPF_Summary_Lookup,MATCH($B83,INDEX(BPF_Summary_Lookup,,#REF!),0),#REF!)=FALSE,\"\",INDEX(BPF_Summary_Lookup,MATCH($B83,INDEX(BPF_Summary_Lookup,,#REF!),0),#REF!)),\"\")","v":""},{"$f":"IFERROR(INDEX(Ref_UnitConversions_Energy_Content_kBtu_Unit,IFERROR(MATCH($CL$72&INDEX(RE_EC_EnergyTypes,MATCH($CL$72,INDEX(RE_EC_EnergyTypes,,1),0),2),Ref_UnitConversions_Energy_Units_Lookup,0),MATCH(\"All\"&INDEX(RE_EC_EnergyTypes,MATCH($CL$72,INDEX(RE_EC_EnergyTypes,,1),0),2),Ref_UnitConversions_Energy_Units_Lookup,0)),)/CL83,\"\")","v":""},"",{"$f":"IFERROR(INDEX(Ref_UnitConversions_Energy_Content_kBtu_Unit,IFERROR(MATCH($CM$72&INDEX(RE_EC_EnergyTypes,MATCH($CM$72,INDEX(RE_EC_EnergyTypes,,1),0),2),Ref_UnitConversions_Energy_Units_Lookup,0),MATCH(\"All\"&INDEX(RE_EC_EnergyTypes,MATCH($CM$72,INDEX(RE_EC_EnergyTypes,,1),0),2),Ref_UnitConversions_Energy_Units_Lookup,0)),)/CM83,\"\")","v":""},"",{"$f":"IF(OR($F83=\"X\",$F83=\"x\"),IF(INDEX(BPF_Summary_Lookup,MATCH($B83,INDEX(BPF_Summary_Lookup,,#REF!),0),#REF!)=FALSE,\"\",INDEX(BPF_Summary_Lookup,MATCH($B83,INDEX(BPF_Summary_Lookup,,#REF!),0),#REF!)),\"\")","v":""},{"$f":"IF(OR($F83=\"X\",$F83=\"x\"),IF(INDEX(BPF_Summary_Lookup,MATCH($B83,INDEX(BPF_Summary_Lookup,,#REF!),0),#REF!)=FALSE,\"\",INDEX(BPF_Summary_Lookup,MATCH($B83,INDEX(BPF_Summary_Lookup,,#REF!),0),#REF!)),\"\")","v":""},{"$f":"IFERROR(INDEX(Ref_UnitConversions_Energy_Content_kBtu_Unit,IFERROR(MATCH($CL$72&INDEX(RE_EC_EnergyTypes,MATCH($CL$72,INDEX(RE_EC_EnergyTypes,,1),0),2),Ref_UnitConversions_Energy_Units_Lookup,0),MATCH(\"All\"&INDEX(RE_EC_EnergyTypes,MATCH($CL$72,INDEX(RE_EC_EnergyTypes,,1),0),2),Ref_UnitConversions_Energy_Units_Lookup,0)),),\"\")","v":3.4119999999999999},"",{"$f":"IFERROR(INDEX(Ref_UnitConversions_Energy_Content_kBtu_Unit,IFERROR(MATCH($CM$72&INDEX(RE_EC_EnergyTypes,MATCH($CM$72,INDEX(RE_EC_EnergyTypes,,1),0),2),Ref_UnitConversions_Energy_Units_Lookup,0),MATCH(\"All\"&INDEX(RE_EC_EnergyTypes,MATCH($CM$72,INDEX(RE_EC_EnergyTypes,,1),0),2),Ref_UnitConversions_Energy_Units_Lookup,0)),),\"\")","v":102.9},""]
[null,11,{"$f":"IF(INDEX(ProgSetup_Program_List,B84,)=\"\",5/0, IF(ProgSetup_Miscellaneous_Customization=TRUE,1,5/0))","v":{"$error":"#DIV/0!"}},null,{"$f":"INDEX(ProgSetup_Program_List,B84,1)& \"\"","v":""},null,{"$f":"IF(OR($F84=\"X\",$F84=\"x\"),IF(G$68=\"\",\"\",IF(INDEX(BPF_Summary_Lookup,MATCH($B84,INDEX(BPF_Summary_Lookup,,#REF!),0),#REF!)=FALSE,\"\",IF(G$68=\"Electricity\",$CU84,IF(G$68=\"Natural Gas\",$CW84,\"\")))),\"\")","v":""},{"$f":"IF(OR($F84=\"X\",$F84=\"x\"),IF(INDEX(BPF_Summary_Lookup,MATCH($B84,INDEX(BPF_Summary_Lookup,,#REF!),0),#REF!)=FALSE,\"\",IF(H$68=\"Electricity\",INDEX(BPF_Summary_Lookup,MATCH($B84,INDEX(BPF_Summary_Lookup,,#REF!),0),#REF!)*1000*0.000453592,IF(H$68=\"Natural Gas\",INDEX(BPF_Summary_Lookup,MATCH($B84,INDEX(BPF_Summary_Lookup,,#REF!),0),#REF!)*1000*0.000453592,\"\"))),\"\")","v":""},{"$f":"IF(OR($F84=\"X\",$F84=\"x\"),IF(INDEX(BPF_Summary_Lookup,MATCH($B84,INDEX(BPF_Summary_Lookup,,#REF!),0),#REF!)=FALSE,\"\",IF(I$68=\"Electricity\",INDEX(BPF_Summary_Lookup,MATCH($B84,INDEX(BPF_Summary_Lookup,,#REF!),0),#REF!),IF(I$68=\"Natural Gas\",INDEX(BPF_Summary_Lookup,MATCH($B84,INDEX(BPF_Summary_Lookup,,#REF!),0),#REF!),\"\"))),\"\")","v":""},{"$f":"IF(OR($F84=\"X\",$F84=\"x\"),IF(J$68=\"\",\"\",IF(INDEX(BPF_Summary_Lookup,MATCH($B84,INDEX(BPF_Summary_Lookup,,#REF!),0),#REF!)=FALSE,\"\",IF(J$68=\"Electricity\",$CO84,IF(J$68=\"Natural Gas\",$CQ84,\"\")))),\"\")","v":""},{"$f":"IF(OR($F84=\"X\",$F84=\"x\"),IF(K$68=\"\",\"\",IF(INDEX(BPF_Summary_Lookup,MATCH($B84,INDEX(BPF_Summary_Lookup,,#REF!),0),#REF!)=FALSE,\"\",IF(K$68=\"Electricity\",$CU84,IF(K$68=\"Natural Gas\",$CW84,\"\")))),\"\")","v":""},{"$f":"IF(OR($F84=\"X\",$F84=\"x\"),IF(INDEX(BPF_Summary_Lookup,MATCH($B84,INDEX(BPF_Summary_Lookup,,#REF!),0),#REF!)=FALSE,\"\",IF(L$68=\"Electricity\",INDEX(BPF_Summary_Lookup,MATCH($B84,INDEX(BPF_Summary_Lookup,,#REF!),0),#REF!)*1000*0.000453592,IF(L$68=\"Natural Gas\",INDEX(BPF_Summary_Lookup,MATCH($B84,INDEX(BPF_Summary_Lookup,,#REF!),0),#REF!)*1000*0.000453592,\"\"))),\"\")","v":""},{"$f":"IF(OR($F84=\"X\",$F84=\"x\"),IF(INDEX(BPF_Summary_Lookup,MATCH($B84,INDEX(BPF_Summary_Lookup,,#REF!),0),#REF!)=FALSE,\"\",IF(M$68=\"Electricity\",INDEX(BPF_Summary_Lookup,MATCH($B84,INDEX(BPF_Summary_Lookup,,#REF!),0),#REF!),IF(M$68=\"Natural Gas\",INDEX(BPF_Summary_Lookup,MATCH($B84,INDEX(BPF_Summary_Lookup,,#REF!),0),#REF!),\"\"))),\"\")","v":""},{"$f":"IF(OR($F84=\"X\",$F84=\"x\"),IF(N$68=\"\",\"\",IF(INDEX(BPF_Summary_Lookup,MATCH($B84,INDEX(BPF_Summary_Lookup,,#REF!),0),#REF!)=FALSE,\"\",IF(N$68=\"Electricity\",$CO84,IF(N$68=\"Natural Gas\",$CQ84,\"\")))),\"\")","v":""},{"$f":"IF(OR($F84=\"X\",$F84=\"x\"),IF(O$68=\"\",\"\",IF(INDEX(BPF_Summary_Lookup,MATCH($B84,INDEX(BPF_Summary_Lookup,,#REF!),0),#REF!)=FALSE,\"\",IF(O$68=\"Electricity\",$CU84,IF(O$68=\"Natural Gas\",$CW84,\"\")))),\"\")","v":""},{"$f":"IF(OR($F84=\"X\",$F84=\"x\"),IF(INDEX(BPF_Summary_Lookup,MATCH($B84,INDEX(BPF_Summary_Lookup,,#REF!),0),#REF!)=FALSE,\"\",IF(P$68=\"Electricity\",INDEX(BPF_Summary_Lookup,MATCH($B84,INDEX(BPF_Summary_Lookup,,#REF!),0),#REF!)*1000*0.000453592,IF(P$68=\"Natural Gas\",INDEX(BPF_Summary_Lookup,MATCH($B84,INDEX(BPF_Summary_Lookup,,#REF!),0),#REF!)*1000*0.000453592,\"\"))),\"\")","v":""},{"$f":"IF(OR($F84=\"X\",$F84=\"x\"),IF(INDEX(BPF_Summary_Lookup,MATCH($B84,INDEX(BPF_Summary_Lookup,,#REF!),0),#REF!)=FALSE,\"\",IF(Q$68=\"Electricity\",INDEX(BPF_Summary_Lookup,MATCH($B84,INDEX(BPF_Summary_Lookup,,#REF!),0),#REF!),IF(Q$68=\"Natural Gas\",INDEX(BPF_Summary_Lookup,MATCH($B84,INDEX(BPF_Summary_Lookup,,#REF!),0),#REF!),\"\"))),\"\")","v":""},{"$f":"IF(OR($F84=\"X\",$F84=\"x\"),IF(R$68=\"\",\"\",IF(INDEX(BPF_Summary_Lookup,MATCH($B84,INDEX(BPF_Summary_Lookup,,#REF!),0),#REF!)=FALSE,\"\",IF(R$68=\"Electricity\",$CO84,IF(R$68=\"Natural Gas\",$CQ84,\"\")))),\"\")","v":""},{"$f":"IF(OR($F84=\"X\",$F84=\"x\"),IF(S$68=\"\",\"\",IF(INDEX(BPF_Summary_Lookup,MATCH($B84,INDEX(BPF_Summary_Lookup,,#REF!),0),#REF!)=FALSE,\"\",IF(S$68=\"Electricity\",$CU84,IF(S$68=\"Natural Gas\",$CW84,\"\")))),\"\")","v":""},{"$f":"IF(OR($F84=\"X\",$F84=\"x\"),IF(INDEX(BPF_Summary_Lookup,MATCH($B84,INDEX(BPF_Summary_Lookup,,#REF!),0),#REF!)=FALSE,\"\",IF(T$68=\"Electricity\",INDEX(BPF_Summary_Lookup,MATCH($B84,INDEX(BPF_Summary_Lookup,,#REF!),0),#REF!)*1000*0.000453592,IF(T$68=\"Natural Gas\",INDEX(BPF_Summary_Lookup,MATCH($B84,INDEX(BPF_Summary_Lookup,,#REF!),0),#REF!)*1000*0.000453592,\"\"))),\"\")","v":""},{"$f":"IF(OR($F84=\"X\",$F84=\"x\"),IF(INDEX(BPF_Summary_Lookup,MATCH($B84,INDEX(BPF_Summary_Lookup,,#REF!),0),#REF!)=FALSE,\"\",IF(U$68=\"Electricity\",INDEX(BPF_Summary_Lookup,MATCH($B84,INDEX(BPF_Summary_Lookup,,#REF!),0),#REF!),IF(U$68=\"Natural Gas\",INDEX(BPF_Summary_Lookup,MATCH($B84,INDEX(BPF_Summary_Lookup,,#REF!),0),#REF!),\"\"))),\"\")","v":""},{"$f":"IF(OR($F84=\"X\",$F84=\"x\"),IF(V$68=\"\",\"\",IF(INDEX(BPF_Summary_Lookup,MATCH($B84,INDEX(BPF_Summary_Lookup,,#REF!),0),#REF!)=FALSE,\"\",IF(V$68=\"Electricity\",$CO84,IF(V$68=\"Natural Gas\",$CQ84,\"\")))),\"\")","v":""},{"$f":"IF(OR($F84=\"X\",$F84=\"x\"),IF(W$68=\"\",\"\",IF(INDEX(BPF_Summary_Lookup,MATCH($B84,INDEX(BPF_Summary_Lookup,,#REF!),0),#REF!)=FALSE,\"\",IF(W$68=\"Electricity\",$CU84,IF(W$68=\"Natural Gas\",$CW84,\"\")))),\"\")","v":""},{"$f":"IF(OR($F84=\"X\",$F84=\"x\"),IF(INDEX(BPF_Summary_Lookup,MATCH($B84,INDEX(BPF_Summary_Lookup,,#REF!),0),#REF!)=FALSE,\"\",IF(X$68=\"Electricity\",INDEX(BPF_Summary_Lookup,MATCH($B84,INDEX(BPF_Summary_Lookup,,#REF!),0),#REF!)*1000*0.000453592,IF(X$68=\"Natural Gas\",INDEX(BPF_Summary_Lookup,MATCH($B84,INDEX(BPF_Summary_Lookup,,#REF!),0),#REF!)*1000*0.000453592,\"\"))),\"\")","v":""},{"$f":"IF(OR($F84=\"X\",$F84=\"x\"),IF(INDEX(BPF_Summary_Lookup,MATCH($B84,INDEX(BPF_Summary_Lookup,,#REF!),0),#REF!)=FALSE,\"\",IF(Y$68=\"Electricity\",INDEX(BPF_Summary_Lookup,MATCH($B84,INDEX(BPF_Summary_Lookup,,#REF!),0),#REF!),IF(Y$68=\"Natural Gas\",INDEX(BPF_Summary_Lookup,MATCH($B84,INDEX(BPF_Summary_Lookup,,#REF!),0),#REF!),\"\"))),\"\")","v":""},{"$f":"IF(OR($F84=\"X\",$F84=\"x\"),IF(Z$68=\"\",\"\",IF(INDEX(BPF_Summary_Lookup,MATCH($B84,INDEX(BPF_Summary_Lookup,,#REF!),0),#REF!)=FALSE,\"\",IF(Z$68=\"Electricity\",$CO84,IF(Z$68=\"Natural Gas\",$CQ84,\"\")))),\"\")","v":""},{"$f":"IF(OR($F84=\"X\",$F84=\"x\"),IF(AA$68=\"\",\"\",IF(INDEX(BPF_Summary_Lookup,MATCH($B84,INDEX(BPF_Summary_Lookup,,#REF!),0),#REF!)=FALSE,\"\",IF(AA$68=\"Electricity\",$CU84,IF(AA$68=\"Natural Gas\",$CW84,\"\")))),\"\")","v":""},{"$f":"IF(OR($F84=\"X\",$F84=\"x\"),IF(INDEX(BPF_Summary_Lookup,MATCH($B84,INDEX(BPF_Summary_Lookup,,#REF!),0),#REF!)=FALSE,\"\",IF(AB$68=\"Electricity\",INDEX(BPF_Summary_Lookup,MATCH($B84,INDEX(BPF_Summary_Lookup,,#REF!),0),#REF!)*1000*0.000453592,IF(AB$68=\"Natural Gas\",INDEX(BPF_Summary_Lookup,MATCH($B84,INDEX(BPF_Summary_Lookup,,#REF!),0),#REF!)*1000*0.000453592,\"\"))),\"\")","v":""},{"$f":"IF(OR($F84=\"X\",$F84=\"x\"),IF(INDEX(BPF_Summary_Lookup,MATCH($B84,INDEX(BPF_Summary_Lookup,,#REF!),0),#REF!)=FALSE,\"\",IF(AC$68=\"Electricity\",INDEX(BPF_Summary_Lookup,MATCH($B84,INDEX(BPF_Summary_Lookup,,#REF!),0),#REF!),IF(AC$68=\"Natural Gas\",INDEX(BPF_Summary_Lookup,MATCH($B84,INDEX(BPF_Summary_Lookup,,#REF!),0),#REF!),\"\"))),\"\")","v":""},{"$f":"IF(OR($F84=\"X\",$F84=\"x\"),IF(AD$68=\"\",\"\",IF(INDEX(BPF_Summary_Lookup,MATCH($B84,INDEX(BPF_Summary_Lookup,,#REF!),0),#REF!)=FALSE,\"\",IF(AD$68=\"Electricity\",$CO84,IF(AD$68=\"Natural Gas\",$CQ84,\"\")))),\"\")","v":""},{"$f":"IF(OR($F84=\"X\",$F84=\"x\"),IF(AE$68=\"\",\"\",IF(INDEX(BPF_Summary_Lookup,MATCH($B84,INDEX(BPF_Summary_Lookup,,#REF!),0),#REF!)=FALSE,\"\",IF(AE$68=\"Electricity\",$CU84,IF(AE$68=\"Natural Gas\",$CW84,\"\")))),\"\")","v":""},{"$f":"IF(OR($F84=\"X\",$F84=\"x\"),IF(INDEX(BPF_Summary_Lookup,MATCH($B84,INDEX(BPF_Summary_Lookup,,#REF!),0),#REF!)=FALSE,\"\",IF(AF$68=\"Electricity\",INDEX(BPF_Summary_Lookup,MATCH($B84,INDEX(BPF_Summary_Lookup,,#REF!),0),#REF!)*1000*0.000453592,IF(AF$68=\"Natural Gas\",INDEX(BPF_Summary_Lookup,MATCH($B84,INDEX(BPF_Summary_Lookup,,#REF!),0),#REF!)*1000*0.000453592,\"\"))),\"\")","v":""},{"$f":"IF(OR($F84=\"X\",$F84=\"x\"),IF(INDEX(BPF_Summary_Lookup,MATCH($B84,INDEX(BPF_Summary_Lookup,,#REF!),0),#REF!)=FALSE,\"\",IF(AG$68=\"Electricity\",INDEX(BPF_Summary_Lookup,MATCH($B84,INDEX(BPF_Summary_Lookup,,#REF!),0),#REF!),IF(AG$68=\"Natural Gas\",INDEX(BPF_Summary_Lookup,MATCH($B84,INDEX(BPF_Summary_Lookup,,#REF!),0),#REF!),\"\"))),\"\")","v":""},{"$f":"IF(OR($F84=\"X\",$F84=\"x\"),IF(AH$68=\"\",\"\",IF(INDEX(BPF_Summary_Lookup,MATCH($B84,INDEX(BPF_Summary_Lookup,,#REF!),0),#REF!)=FALSE,\"\",IF(AH$68=\"Electricity\",$CO84,IF(AH$68=\"Natural Gas\",$CQ84,\"\")))),\"\")","v":""},{"$f":"IF(OR($F84=\"X\",$F84=\"x\"),IF(AI$68=\"\",\"\",IF(INDEX(BPF_Summary_Lookup,MATCH($B84,INDEX(BPF_Summary_Lookup,,#REF!),0),#REF!)=FALSE,\"\",IF(AI$68=\"Electricity\",$CU84,IF(AI$68=\"Natural Gas\",$CW84,\"\")))),\"\")","v":""},{"$f":"IF(OR($F84=\"X\",$F84=\"x\"),IF(INDEX(BPF_Summary_Lookup,MATCH($B84,INDEX(BPF_Summary_Lookup,,#REF!),0),#REF!)=FALSE,\"\",IF(AJ$68=\"Electricity\",INDEX(BPF_Summary_Lookup,MATCH($B84,INDEX(BPF_Summary_Lookup,,#REF!),0),#REF!)*1000*0.000453592,IF(AJ$68=\"Natural Gas\",INDEX(BPF_Summary_Lookup,MATCH($B84,INDEX(BPF_Summary_Lookup,,#REF!),0),#REF!)*1000*0.000453592,\"\"))),\"\")","v":""},{"$f":"IF(OR($F84=\"X\",$F84=\"x\"),IF(INDEX(BPF_Summary_Lookup,MATCH($B84,INDEX(BPF_Summary_Lookup,,#REF!),0),#REF!)=FALSE,\"\",IF(AK$68=\"Electricity\",INDEX(BPF_Summary_Lookup,MATCH($B84,INDEX(BPF_Summary_Lookup,,#REF!),0),#REF!),IF(AK$68=\"Natural Gas\",INDEX(BPF_Summary_Lookup,MATCH($B84,INDEX(BPF_Summary_Lookup,,#REF!),0),#REF!),\"\"))),\"\")","v":""},{"$f":"IF(OR($F84=\"X\",$F84=\"x\"),IF(AL$68=\"\",\"\",IF(INDEX(BPF_Summary_Lookup,MATCH($B84,INDEX(BPF_Summary_Lookup,,#REF!),0),#REF!)=FALSE,\"\",IF(AL$68=\"Electricity\",$CO84,IF(AL$68=\"Natural Gas\",$CQ84,\"\")))),\"\")","v":""},{"$f":"IF(OR($F84=\"X\",$F84=\"x\"),IF(AM$68=\"\",\"\",IF(INDEX(BPF_Summary_Lookup,MATCH($B84,INDEX(BPF_Summary_Lookup,,#REF!),0),#REF!)=FALSE,\"\",IF(AM$68=\"Electricity\",$CU84,IF(AM$68=\"Natural Gas\",$CW84,\"\")))),\"\")","v":""},{"$f":"IF(OR($F84=\"X\",$F84=\"x\"),IF(INDEX(BPF_Summary_Lookup,MATCH($B84,INDEX(BPF_Summary_Lookup,,#REF!),0),#REF!)=FALSE,\"\",IF(AN$68=\"Electricity\",INDEX(BPF_Summary_Lookup,MATCH($B84,INDEX(BPF_Summary_Lookup,,#REF!),0),#REF!)*1000*0.000453592,IF(AN$68=\"Natural Gas\",INDEX(BPF_Summary_Lookup,MATCH($B84,INDEX(BPF_Summary_Lookup,,#REF!),0),#REF!)*1000*0.000453592,\"\"))),\"\")","v":""},{"$f":"IF(OR($F84=\"X\",$F84=\"x\"),IF(INDEX(BPF_Summary_Lookup,MATCH($B84,INDEX(BPF_Summary_Lookup,,#REF!),0),#REF!)=FALSE,\"\",IF(AO$68=\"Electricity\",INDEX(BPF_Summary_Lookup,MATCH($B84,INDEX(BPF_Summary_Lookup,,#REF!),0),#REF!),IF(AO$68=\"Natural Gas\",INDEX(BPF_Summary_Lookup,MATCH($B84,INDEX(BPF_Summary_Lookup,,#REF!),0),#REF!),\"\"))),\"\")","v":""},{"$f":"IF(OR($F84=\"X\",$F84=\"x\"),IF(AP$68=\"\",\"\",IF(INDEX(BPF_Summary_Lookup,MATCH($B84,INDEX(BPF_Summary_Lookup,,#REF!),0),#REF!)=FALSE,\"\",IF(AP$68=\"Electricity\",$CO84,IF(AP$68=\"Natural Gas\",$CQ84,\"\")))),\"\")","v":""},{"$f":"IF(OR($F84=\"X\",$F84=\"x\"),IF(AQ$68=\"\",\"\",IF(INDEX(BPF_Summary_Lookup,MATCH($B84,INDEX(BPF_Summary_Lookup,,#REF!),0),#REF!)=FALSE,\"\",IF(AQ$68=\"Electricity\",$CU84,IF(AQ$68=\"Natural Gas\",$CW84,\"\")))),\"\")","v":""},{"$f":"IF(OR($F84=\"X\",$F84=\"x\"),IF(INDEX(BPF_Summary_Lookup,MATCH($B84,INDEX(BPF_Summary_Lookup,,#REF!),0),#REF!)=FALSE,\"\",IF(AR$68=\"Electricity\",INDEX(BPF_Summary_Lookup,MATCH($B84,INDEX(BPF_Summary_Lookup,,#REF!),0),#REF!)*1000*0.000453592,IF(AR$68=\"Natural Gas\",INDEX(BPF_Summary_Lookup,MATCH($B84,INDEX(BPF_Summary_Lookup,,#REF!),0),#REF!)*1000*0.000453592,\"\"))),\"\")","v":""},{"$f":"IF(OR($F84=\"X\",$F84=\"x\"),IF(INDEX(BPF_Summary_Lookup,MATCH($B84,INDEX(BPF_Summary_Lookup,,#REF!),0),#REF!)=FALSE,\"\",IF(AS$68=\"Electricity\",INDEX(BPF_Summary_Lookup,MATCH($B84,INDEX(BPF_Summary_Lookup,,#REF!),0),#REF!),IF(AS$68=\"Natural Gas\",INDEX(BPF_Summary_Lookup,MATCH($B84,INDEX(BPF_Summary_Lookup,,#REF!),0),#REF!),\"\"))),\"\")","v":""},{"$f":"IF(OR($F84=\"X\",$F84=\"x\"),IF(AT$68=\"\",\"\",IF(INDEX(BPF_Summary_Lookup,MATCH($B84,INDEX(BPF_Summary_Lookup,,#REF!),0),#REF!)=FALSE,\"\",IF(AT$68=\"Electricity\",$CO84,IF(AT$68=\"Natural Gas\",$CQ84,\"\")))),\"\")","v":""},null,null,null,{"$f":"IF(OR($F84=\"X\",$F84=\"x\"),IF(G$68=\"\",\"\",IF(INDEX(BPF_Summary_Lookup,MATCH($B84,INDEX(BPF_Summary_Lookup,,#REF!),0),#REF!)=FALSE,\"\",IF(G$68=\"Electricity\",$CU84,IF(G$68=\"Natural Gas\",$CW84,\"\")))),\"\")","v":""},{"$f":"IF(OR($F84=\"X\",$F84=\"x\"),IF(INDEX(BPF_Summary_Lookup,MATCH($B84,INDEX(BPF_Summary_Lookup,,#REF!),0),#REF!)=FALSE,\"\",IF(H$68=\"Electricity\",INDEX(BPF_Summary_Lookup,MATCH($B84,INDEX(BPF_Summary_Lookup,,#REF!),0),#REF!)*1000*0.000453592,IF(H$68=\"Natural Gas\",INDEX(BPF_Summary_Lookup,MATCH($B84,INDEX(BPF_Summary_Lookup,,#REF!),0),#REF!)*1000*0.000453592,\"\"))),\"\")","v":""},{"$f":"IF(OR($F84=\"X\",$F84=\"x\"),IF(INDEX(BPF_Summary_Lookup,MATCH($B84,INDEX(BPF_Summary_Lookup,,#REF!),0),#REF!)=FALSE,\"\",IF(I$68=\"Electricity\",INDEX(BPF_Summary_Lookup,MATCH($B84,INDEX(BPF_Summary_Lookup,,#REF!),0),#REF!),IF(I$68=\"Natural Gas\",INDEX(BPF_Summary_Lookup,MATCH($B84,INDEX(BPF_Summary_Lookup,,#REF!),0),#REF!),\"\"))),\"\")","v":""},{"$f":"IF(OR($F84=\"X\",$F84=\"x\"),IF(J$68=\"\",\"\",IF(INDEX(BPF_Summary_Lookup,MATCH($B84,INDEX(BPF_Summary_Lookup,,#REF!),0),#REF!)=FALSE,\"\",IF(J$68=\"Electricity\",$CO84,IF(J$68=\"Natural Gas\",$CQ84,\"\")))),\"\")","v":""},{"$f":"IF(OR($F84=\"X\",$F84=\"x\"),IF(K$68=\"\",\"\",IF(INDEX(BPF_Summary_Lookup,MATCH($B84,INDEX(BPF_Summary_Lookup,,#REF!),0),#REF!)=FALSE,\"\",IF(K$68=\"Electricity\",$CU84,IF(K$68=\"Natural Gas\",$CW84,\"\")))),\"\")","v":""},{"$f":"IF(OR($F84=\"X\",$F84=\"x\"),IF(INDEX(BPF_Summary_Lookup,MATCH($B84,INDEX(BPF_Summary_Lookup,,#REF!),0),#REF!)=FALSE,\"\",IF(L$68=\"Electricity\",INDEX(BPF_Summary_Lookup,MATCH($B84,INDEX(BPF_Summary_Lookup,,#REF!),0),#REF!)*1000*0.000453592,IF(L$68=\"Natural Gas\",INDEX(BPF_Summary_Lookup,MATCH($B84,INDEX(BPF_Summary_Lookup,,#REF!),0),#REF!)*1000*0.000453592,\"\"))),\"\")","v":""},{"$f":"IF(OR($F84=\"X\",$F84=\"x\"),IF(INDEX(BPF_Summary_Lookup,MATCH($B84,INDEX(BPF_Summary_Lookup,,#REF!),0),#REF!)=FALSE,\"\",IF(M$68=\"Electricity\",INDEX(BPF_Summary_Lookup,MATCH($B84,INDEX(BPF_Summary_Lookup,,#REF!),0),#REF!),IF(M$68=\"Natural Gas\",INDEX(BPF_Summary_Lookup,MATCH($B84,INDEX(BPF_Summary_Lookup,,#REF!),0),#REF!),\"\"))),\"\")","v":""},{"$f":"IF(OR($F84=\"X\",$F84=\"x\"),IF(N$68=\"\",\"\",IF(INDEX(BPF_Summary_Lookup,MATCH($B84,INDEX(BPF_Summary_Lookup,,#REF!),0),#REF!)=FALSE,\"\",IF(N$68=\"Electricity\",$CO84,IF(N$68=\"Natural Gas\",$CQ84,\"\")))),\"\")","v":""},{"$f":"IF(OR($F84=\"X\",$F84=\"x\"),IF(O$68=\"\",\"\",IF(INDEX(BPF_Summary_Lookup,MATCH($B84,INDEX(BPF_Summary_Lookup,,#REF!),0),#REF!)=FALSE,\"\",IF(O$68=\"Electricity\",$CU84,IF(O$68=\"Natural Gas\",$CW84,\"\")))),\"\")","v":""},{"$f":"IF(OR($F84=\"X\",$F84=\"x\"),IF(INDEX(BPF_Summary_Lookup,MATCH($B84,INDEX(BPF_Summary_Lookup,,#REF!),0),#REF!)=FALSE,\"\",IF(P$68=\"Electricity\",INDEX(BPF_Summary_Lookup,MATCH($B84,INDEX(BPF_Summary_Lookup,,#REF!),0),#REF!)*1000*0.000453592,IF(P$68=\"Natural Gas\",INDEX(BPF_Summary_Lookup,MATCH($B84,INDEX(BPF_Summary_Lookup,,#REF!),0),#REF!)*1000*0.000453592,\"\"))),\"\")","v":""},{"$f":"IF(OR($F84=\"X\",$F84=\"x\"),IF(INDEX(BPF_Summary_Lookup,MATCH($B84,INDEX(BPF_Summary_Lookup,,#REF!),0),#REF!)=FALSE,\"\",IF(Q$68=\"Electricity\",INDEX(BPF_Summary_Lookup,MATCH($B84,INDEX(BPF_Summary_Lookup,,#REF!),0),#REF!),IF(Q$68=\"Natural Gas\",INDEX(BPF_Summary_Lookup,MATCH($B84,INDEX(BPF_Summary_Lookup,,#REF!),0),#REF!),\"\"))),\"\")","v":""},{"$f":"IF(OR($F84=\"X\",$F84=\"x\"),IF(R$68=\"\",\"\",IF(INDEX(BPF_Summary_Lookup,MATCH($B84,INDEX(BPF_Summary_Lookup,,#REF!),0),#REF!)=FALSE,\"\",IF(R$68=\"Electricity\",$CO84,IF(R$68=\"Natural Gas\",$CQ84,\"\")))),\"\")","v":""},{"$f":"IF(OR($F84=\"X\",$F84=\"x\"),IF(S$68=\"\",\"\",IF(INDEX(BPF_Summary_Lookup,MATCH($B84,INDEX(BPF_Summary_Lookup,,#REF!),0),#REF!)=FALSE,\"\",IF(S$68=\"Electricity\",$CU84,IF(S$68=\"Natural Gas\",$CW84,\"\")))),\"\")","v":""},{"$f":"IF(OR($F84=\"X\",$F84=\"x\"),IF(INDEX(BPF_Summary_Lookup,MATCH($B84,INDEX(BPF_Summary_Lookup,,#REF!),0),#REF!)=FALSE,\"\",IF(T$68=\"Electricity\",INDEX(BPF_Summary_Lookup,MATCH($B84,INDEX(BPF_Summary_Lookup,,#REF!),0),#REF!)*1000*0.000453592,IF(T$68=\"Natural Gas\",INDEX(BPF_Summary_Lookup,MATCH($B84,INDEX(BPF_Summary_Lookup,,#REF!),0),#REF!)*1000*0.000453592,\"\"))),\"\")","v":""},{"$f":"IF(OR($F84=\"X\",$F84=\"x\"),IF(INDEX(BPF_Summary_Lookup,MATCH($B84,INDEX(BPF_Summary_Lookup,,#REF!),0),#REF!)=FALSE,\"\",IF(U$68=\"Electricity\",INDEX(BPF_Summary_Lookup,MATCH($B84,INDEX(BPF_Summary_Lookup,,#REF!),0),#REF!),IF(U$68=\"Natural Gas\",INDEX(BPF_Summary_Lookup,MATCH($B84,INDEX(BPF_Summary_Lookup,,#REF!),0),#REF!),\"\"))),\"\")","v":""},{"$f":"IF(OR($F84=\"X\",$F84=\"x\"),IF(V$68=\"\",\"\",IF(INDEX(BPF_Summary_Lookup,MATCH($B84,INDEX(BPF_Summary_Lookup,,#REF!),0),#REF!)=FALSE,\"\",IF(V$68=\"Electricity\",$CO84,IF(V$68=\"Natural Gas\",$CQ84,\"\")))),\"\")","v":""},{"$f":"IF(OR($F84=\"X\",$F84=\"x\"),IF(W$68=\"\",\"\",IF(INDEX(BPF_Summary_Lookup,MATCH($B84,INDEX(BPF_Summary_Lookup,,#REF!),0),#REF!)=FALSE,\"\",IF(W$68=\"Electricity\",$CU84,IF(W$68=\"Natural Gas\",$CW84,\"\")))),\"\")","v":""},{"$f":"IF(OR($F84=\"X\",$F84=\"x\"),IF(INDEX(BPF_Summary_Lookup,MATCH($B84,INDEX(BPF_Summary_Lookup,,#REF!),0),#REF!)=FALSE,\"\",IF(X$68=\"Electricity\",INDEX(BPF_Summary_Lookup,MATCH($B84,INDEX(BPF_Summary_Lookup,,#REF!),0),#REF!)*1000*0.000453592,IF(X$68=\"Natural Gas\",INDEX(BPF_Summary_Lookup,MATCH($B84,INDEX(BPF_Summary_Lookup,,#REF!),0),#REF!)*1000*0.000453592,\"\"))),\"\")","v":""},{"$f":"IF(OR($F84=\"X\",$F84=\"x\"),IF(INDEX(BPF_Summary_Lookup,MATCH($B84,INDEX(BPF_Summary_Lookup,,#REF!),0),#REF!)=FALSE,\"\",IF(Y$68=\"Electricity\",INDEX(BPF_Summary_Lookup,MATCH($B84,INDEX(BPF_Summary_Lookup,,#REF!),0),#REF!),IF(Y$68=\"Natural Gas\",INDEX(BPF_Summary_Lookup,MATCH($B84,INDEX(BPF_Summary_Lookup,,#REF!),0),#REF!),\"\"))),\"\")","v":""},{"$f":"IF(OR($F84=\"X\",$F84=\"x\"),IF(Z$68=\"\",\"\",IF(INDEX(BPF_Summary_Lookup,MATCH($B84,INDEX(BPF_Summary_Lookup,,#REF!),0),#REF!)=FALSE,\"\",IF(Z$68=\"Electricity\",$CO84,IF(Z$68=\"Natural Gas\",$CQ84,\"\")))),\"\")","v":""},{"$f":"IF(OR($F84=\"X\",$F84=\"x\"),IF(AA$68=\"\",\"\",IF(INDEX(BPF_Summary_Lookup,MATCH($B84,INDEX(BPF_Summary_Lookup,,#REF!),0),#REF!)=FALSE,\"\",IF(AA$68=\"Electricity\",$CU84,IF(AA$68=\"Natural Gas\",$CW84,\"\")))),\"\")","v":""},{"$f":"IF(OR($F84=\"X\",$F84=\"x\"),IF(INDEX(BPF_Summary_Lookup,MATCH($B84,INDEX(BPF_Summary_Lookup,,#REF!),0),#REF!)=FALSE,\"\",IF(AB$68=\"Electricity\",INDEX(BPF_Summary_Lookup,MATCH($B84,INDEX(BPF_Summary_Lookup,,#REF!),0),#REF!)*1000*0.000453592,IF(AB$68=\"Natural Gas\",INDEX(BPF_Summary_Lookup,MATCH($B84,INDEX(BPF_Summary_Lookup,,#REF!),0),#REF!)*1000*0.000453592,\"\"))),\"\")","v":""},{"$f":"IF(OR($F84=\"X\",$F84=\"x\"),IF(INDEX(BPF_Summary_Lookup,MATCH($B84,INDEX(BPF_Summary_Lookup,,#REF!),0),#REF!)=FALSE,\"\",IF(AC$68=\"Electricity\",INDEX(BPF_Summary_Lookup,MATCH($B84,INDEX(BPF_Summary_Lookup,,#REF!),0),#REF!),IF(AC$68=\"Natural Gas\",INDEX(BPF_Summary_Lookup,MATCH($B84,INDEX(BPF_Summary_Lookup,,#REF!),0),#REF!),\"\"))),\"\")","v":""},{"$f":"IF(OR($F84=\"X\",$F84=\"x\"),IF(AD$68=\"\",\"\",IF(INDEX(BPF_Summary_Lookup,MATCH($B84,INDEX(BPF_Summary_Lookup,,#REF!),0),#REF!)=FALSE,\"\",IF(AD$68=\"Electricity\",$CO84,IF(AD$68=\"Natural Gas\",$CQ84,\"\")))),\"\")","v":""},{"$f":"IF(OR($F84=\"X\",$F84=\"x\"),IF(AE$68=\"\",\"\",IF(INDEX(BPF_Summary_Lookup,MATCH($B84,INDEX(BPF_Summary_Lookup,,#REF!),0),#REF!)=FALSE,\"\",IF(AE$68=\"Electricity\",$CU84,IF(AE$68=\"Natural Gas\",$CW84,\"\")))),\"\")","v":""},{"$f":"IF(OR($F84=\"X\",$F84=\"x\"),IF(INDEX(BPF_Summary_Lookup,MATCH($B84,INDEX(BPF_Summary_Lookup,,#REF!),0),#REF!)=FALSE,\"\",IF(AF$68=\"Electricity\",INDEX(BPF_Summary_Lookup,MATCH($B84,INDEX(BPF_Summary_Lookup,,#REF!),0),#REF!)*1000*0.000453592,IF(AF$68=\"Natural Gas\",INDEX(BPF_Summary_Lookup,MATCH($B84,INDEX(BPF_Summary_Lookup,,#REF!),0),#REF!)*1000*0.000453592,\"\"))),\"\")","v":""},{"$f":"IF(OR($F84=\"X\",$F84=\"x\"),IF(INDEX(BPF_Summary_Lookup,MATCH($B84,INDEX(BPF_Summary_Lookup,,#REF!),0),#REF!)=FALSE,\"\",IF(AG$68=\"Electricity\",INDEX(BPF_Summary_Lookup,MATCH($B84,INDEX(BPF_Summary_Lookup,,#REF!),0),#REF!),IF(AG$68=\"Natural Gas\",INDEX(BPF_Summary_Lookup,MATCH($B84,INDEX(BPF_Summary_Lookup,,#REF!),0),#REF!),\"\"))),\"\")","v":""},{"$f":"IF(OR($F84=\"X\",$F84=\"x\"),IF(AH$68=\"\",\"\",IF(INDEX(BPF_Summary_Lookup,MATCH($B84,INDEX(BPF_Summary_Lookup,,#REF!),0),#REF!)=FALSE,\"\",IF(AH$68=\"Electricity\",$CO84,IF(AH$68=\"Natural Gas\",$CQ84,\"\")))),\"\")","v":""},{"$f":"IF(OR($F84=\"X\",$F84=\"x\"),IF(AI$68=\"\",\"\",IF(INDEX(BPF_Summary_Lookup,MATCH($B84,INDEX(BPF_Summary_Lookup,,#REF!),0),#REF!)=FALSE,\"\",IF(AI$68=\"Electricity\",$CU84,IF(AI$68=\"Natural Gas\",$CW84,\"\")))),\"\")","v":""},{"$f":"IF(OR($F84=\"X\",$F84=\"x\"),IF(INDEX(BPF_Summary_Lookup,MATCH($B84,INDEX(BPF_Summary_Lookup,,#REF!),0),#REF!)=FALSE,\"\",IF(AJ$68=\"Electricity\",INDEX(BPF_Summary_Lookup,MATCH($B84,INDEX(BPF_Summary_Lookup,,#REF!),0),#REF!)*1000*0.000453592,IF(AJ$68=\"Natural Gas\",INDEX(BPF_Summary_Lookup,MATCH($B84,INDEX(BPF_Summary_Lookup,,#REF!),0),#REF!)*1000*0.000453592,\"\"))),\"\")","v":""},{"$f":"IF(OR($F84=\"X\",$F84=\"x\"),IF(INDEX(BPF_Summary_Lookup,MATCH($B84,INDEX(BPF_Summary_Lookup,,#REF!),0),#REF!)=FALSE,\"\",IF(AK$68=\"Electricity\",INDEX(BPF_Summary_Lookup,MATCH($B84,INDEX(BPF_Summary_Lookup,,#REF!),0),#REF!),IF(AK$68=\"Natural Gas\",INDEX(BPF_Summary_Lookup,MATCH($B84,INDEX(BPF_Summary_Lookup,,#REF!),0),#REF!),\"\"))),\"\")","v":""},{"$f":"IF(OR($F84=\"X\",$F84=\"x\"),IF(AL$68=\"\",\"\",IF(INDEX(BPF_Summary_Lookup,MATCH($B84,INDEX(BPF_Summary_Lookup,,#REF!),0),#REF!)=FALSE,\"\",IF(AL$68=\"Electricity\",$CO84,IF(AL$68=\"Natural Gas\",$CQ84,\"\")))),\"\")","v":""},{"$f":"IF(OR($F84=\"X\",$F84=\"x\"),IF(AM$68=\"\",\"\",IF(INDEX(BPF_Summary_Lookup,MATCH($B84,INDEX(BPF_Summary_Lookup,,#REF!),0),#REF!)=FALSE,\"\",IF(AM$68=\"Electricity\",$CU84,IF(AM$68=\"Natural Gas\",$CW84,\"\")))),\"\")","v":""},{"$f":"IF(OR($F84=\"X\",$F84=\"x\"),IF(INDEX(BPF_Summary_Lookup,MATCH($B84,INDEX(BPF_Summary_Lookup,,#REF!),0),#REF!)=FALSE,\"\",IF(AN$68=\"Electricity\",INDEX(BPF_Summary_Lookup,MATCH($B84,INDEX(BPF_Summary_Lookup,,#REF!),0),#REF!)*1000*0.000453592,IF(AN$68=\"Natural Gas\",INDEX(BPF_Summary_Lookup,MATCH($B84,INDEX(BPF_Summary_Lookup,,#REF!),0),#REF!)*1000*0.000453592,\"\"))),\"\")","v":""},{"$f":"IF(OR($F84=\"X\",$F84=\"x\"),IF(INDEX(BPF_Summary_Lookup,MATCH($B84,INDEX(BPF_Summary_Lookup,,#REF!),0),#REF!)=FALSE,\"\",IF(AO$68=\"Electricity\",INDEX(BPF_Summary_Lookup,MATCH($B84,INDEX(BPF_Summary_Lookup,,#REF!),0),#REF!),IF(AO$68=\"Natural Gas\",INDEX(BPF_Summary_Lookup,MATCH($B84,INDEX(BPF_Summary_Lookup,,#REF!),0),#REF!),\"\"))),\"\")","v":""},{"$f":"IF(OR($F84=\"X\",$F84=\"x\"),IF(AP$68=\"\",\"\",IF(INDEX(BPF_Summary_Lookup,MATCH($B84,INDEX(BPF_Summary_Lookup,,#REF!),0),#REF!)=FALSE,\"\",IF(AP$68=\"Electricity\",$CO84,IF(AP$68=\"Natural Gas\",$CQ84,\"\")))),\"\")","v":""},{"$f":"IF(OR($F84=\"X\",$F84=\"x\"),IF(AQ$68=\"\",\"\",IF(INDEX(BPF_Summary_Lookup,MATCH($B84,INDEX(BPF_Summary_Lookup,,#REF!),0),#REF!)=FALSE,\"\",IF(AQ$68=\"Electricity\",$CU84,IF(AQ$68=\"Natural Gas\",$CW84,\"\")))),\"\")","v":""},{"$f":"IF(OR($F84=\"X\",$F84=\"x\"),IF(INDEX(BPF_Summary_Lookup,MATCH($B84,INDEX(BPF_Summary_Lookup,,#REF!),0),#REF!)=FALSE,\"\",IF(AR$68=\"Electricity\",INDEX(BPF_Summary_Lookup,MATCH($B84,INDEX(BPF_Summary_Lookup,,#REF!),0),#REF!)*1000*0.000453592,IF(AR$68=\"Natural Gas\",INDEX(BPF_Summary_Lookup,MATCH($B84,INDEX(BPF_Summary_Lookup,,#REF!),0),#REF!)*1000*0.000453592,\"\"))),\"\")","v":""},{"$f":"IF(OR($F84=\"X\",$F84=\"x\"),IF(INDEX(BPF_Summary_Lookup,MATCH($B84,INDEX(BPF_Summary_Lookup,,#REF!),0),#REF!)=FALSE,\"\",IF(AS$68=\"Electricity\",INDEX(BPF_Summary_Lookup,MATCH($B84,INDEX(BPF_Summary_Lookup,,#REF!),0),#REF!),IF(AS$68=\"Natural Gas\",INDEX(BPF_Summary_Lookup,MATCH($B84,INDEX(BPF_Summary_Lookup,,#REF!),0),#REF!),\"\"))),\"\")","v":""},{"$f":"IF(OR($F84=\"X\",$F84=\"x\"),IF(AT$68=\"\",\"\",IF(INDEX(BPF_Summary_Lookup,MATCH($B84,INDEX(BPF_Summary_Lookup,,#REF!),0),#REF!)=FALSE,\"\",IF(AT$68=\"Electricity\",$CO84,IF(AT$68=\"Natural Gas\",$CQ84,\"\")))),\"\")","v":""},{"$f":"IF(OR($F84=\"X\",$F84=\"x\"),IF(INDEX(BPF_Summary_Lookup,MATCH($B84,INDEX(BPF_Summary_Lookup,,#REF!),0),#REF!)=FALSE,\"\",INDEX(BPF_Summary_Lookup,MATCH($B84,INDEX(BPF_Summary_Lookup,,#REF!),0),#REF!)),\"\")","v":""},{"$f":"IF(OR($F84=\"X\",$F84=\"x\"),IF(INDEX(BPF_Summary_Lookup,MATCH($B84,INDEX(BPF_Summary_Lookup,,#REF!),0),#REF!)=FALSE,\"\",INDEX(BPF_Summary_Lookup,MATCH($B84,INDEX(BPF_Summary_Lookup,,#REF!),0),#REF!)),\"\")","v":""},{"$f":"IFERROR(INDEX(Ref_UnitConversions_Energy_Content_kBtu_Unit,IFERROR(MATCH($CL$72&INDEX(RE_EC_EnergyTypes,MATCH($CL$72,INDEX(RE_EC_EnergyTypes,,1),0),2),Ref_UnitConversions_Energy_Units_Lookup,0),MATCH(\"All\"&INDEX(RE_EC_EnergyTypes,MATCH($CL$72,INDEX(RE_EC_EnergyTypes,,1),0),2),Ref_UnitConversions_Energy_Units_Lookup,0)),)/CL84,\"\")","v":""},"",{"$f":"IFERROR(INDEX(Ref_UnitConversions_Energy_Content_kBtu_Unit,IFERROR(MATCH($CM$72&INDEX(RE_EC_EnergyTypes,MATCH($CM$72,INDEX(RE_EC_EnergyTypes,,1),0),2),Ref_UnitConversions_Energy_Units_Lookup,0),MATCH(\"All\"&INDEX(RE_EC_EnergyTypes,MATCH($CM$72,INDEX(RE_EC_EnergyTypes,,1),0),2),Ref_UnitConversions_Energy_Units_Lookup,0)),)/CM84,\"\")","v":""},"",{"$f":"IF(OR($F84=\"X\",$F84=\"x\"),IF(INDEX(BPF_Summary_Lookup,MATCH($B84,INDEX(BPF_Summary_Lookup,,#REF!),0),#REF!)=FALSE,\"\",INDEX(BPF_Summary_Lookup,MATCH($B84,INDEX(BPF_Summary_Lookup,,#REF!),0),#REF!)),\"\")","v":""},{"$f":"IF(OR($F84=\"X\",$F84=\"x\"),IF(INDEX(BPF_Summary_Lookup,MATCH($B84,INDEX(BPF_Summary_Lookup,,#REF!),0),#REF!)=FALSE,\"\",INDEX(BPF_Summary_Lookup,MATCH($B84,INDEX(BPF_Summary_Lookup,,#REF!),0),#REF!)),\"\")","v":""},{"$f":"IFERROR(INDEX(Ref_UnitConversions_Energy_Content_kBtu_Unit,IFERROR(MATCH($CL$72&INDEX(RE_EC_EnergyTypes,MATCH($CL$72,INDEX(RE_EC_EnergyTypes,,1),0),2),Ref_UnitConversions_Energy_Units_Lookup,0),MATCH(\"All\"&INDEX(RE_EC_EnergyTypes,MATCH($CL$72,INDEX(RE_EC_EnergyTypes,,1),0),2),Ref_UnitConversions_Energy_Units_Lookup,0)),),\"\")","v":3.4119999999999999},"",{"$f":"IFERROR(INDEX(Ref_UnitConversions_Energy_Content_kBtu_Unit,IFERROR(MATCH($CM$72&INDEX(RE_EC_EnergyTypes,MATCH($CM$72,INDEX(RE_EC_EnergyTypes,,1),0),2),Ref_UnitConversions_Energy_Units_Lookup,0),MATCH(\"All\"&INDEX(RE_EC_EnergyTypes,MATCH($CM$72,INDEX(RE_EC_EnergyTypes,,1),0),2),Ref_UnitConversions_Energy_Units_Lookup,0)),),\"\")","v":102.9},""]
[null,12,{"$f":"IF(INDEX(ProgSetup_Program_List,B85,)=\"\",5/0, IF(ProgSetup_Miscellaneous_Customization=TRUE,1,5/0))","v":{"$error":"#DIV/0!"}},null,{"$f":"INDEX(ProgSetup_Program_List,B85,1)& \"\"","v":""},null,{"$f":"IF(OR($F85=\"X\",$F85=\"x\"),IF(G$68=\"\",\"\",IF(INDEX(BPF_Summary_Lookup,MATCH($B85,INDEX(BPF_Summary_Lookup,,#REF!),0),#REF!)=FALSE,\"\",IF(G$68=\"Electricity\",$CU85,IF(G$68=\"Natural Gas\",$CW85,\"\")))),\"\")","v":""},{"$f":"IF(OR($F85=\"X\",$F85=\"x\"),IF(INDEX(BPF_Summary_Lookup,MATCH($B85,INDEX(BPF_Summary_Lookup,,#REF!),0),#REF!)=FALSE,\"\",IF(H$68=\"Electricity\",INDEX(BPF_Summary_Lookup,MATCH($B85,INDEX(BPF_Summary_Lookup,,#REF!),0),#REF!)*1000*0.000453592,IF(H$68=\"Natural Gas\",INDEX(BPF_Summary_Lookup,MATCH($B85,INDEX(BPF_Summary_Lookup,,#REF!),0),#REF!)*1000*0.000453592,\"\"))),\"\")","v":""},{"$f":"IF(OR($F85=\"X\",$F85=\"x\"),IF(INDEX(BPF_Summary_Lookup,MATCH($B85,INDEX(BPF_Summary_Lookup,,#REF!),0),#REF!)=FALSE,\"\",IF(I$68=\"Electricity\",INDEX(BPF_Summary_Lookup,MATCH($B85,INDEX(BPF_Summary_Lookup,,#REF!),0),#REF!),IF(I$68=\"Natural Gas\",INDEX(BPF_Summary_Lookup,MATCH($B85,INDEX(BPF_Summary_Lookup,,#REF!),0),#REF!),\"\"))),\"\")","v":""},{"$f":"IF(OR($F85=\"X\",$F85=\"x\"),IF(J$68=\"\",\"\",IF(INDEX(BPF_Summary_Lookup,MATCH($B85,INDEX(BPF_Summary_Lookup,,#REF!),0),#REF!)=FALSE,\"\",IF(J$68=\"Electricity\",$CO85,IF(J$68=\"Natural Gas\",$CQ85,\"\")))),\"\")","v":""},{"$f":"IF(OR($F85=\"X\",$F85=\"x\"),IF(K$68=\"\",\"\",IF(INDEX(BPF_Summary_Lookup,MATCH($B85,INDEX(BPF_Summary_Lookup,,#REF!),0),#REF!)=FALSE,\"\",IF(K$68=\"Electricity\",$CU85,IF(K$68=\"Natural Gas\",$CW85,\"\")))),\"\")","v":""},{"$f":"IF(OR($F85=\"X\",$F85=\"x\"),IF(INDEX(BPF_Summary_Lookup,MATCH($B85,INDEX(BPF_Summary_Lookup,,#REF!),0),#REF!)=FALSE,\"\",IF(L$68=\"Electricity\",INDEX(BPF_Summary_Lookup,MATCH($B85,INDEX(BPF_Summary_Lookup,,#REF!),0),#REF!)*1000*0.000453592,IF(L$68=\"Natural Gas\",INDEX(BPF_Summary_Lookup,MATCH($B85,INDEX(BPF_Summary_Lookup,,#REF!),0),#REF!)*1000*0.000453592,\"\"))),\"\")","v":""},{"$f":"IF(OR($F85=\"X\",$F85=\"x\"),IF(INDEX(BPF_Summary_Lookup,MATCH($B85,INDEX(BPF_Summary_Lookup,,#REF!),0),#REF!)=FALSE,\"\",IF(M$68=\"Electricity\",INDEX(BPF_Summary_Lookup,MATCH($B85,INDEX(BPF_Summary_Lookup,,#REF!),0),#REF!),IF(M$68=\"Natural Gas\",INDEX(BPF_Summary_Lookup,MATCH($B85,INDEX(BPF_Summary_Lookup,,#REF!),0),#REF!),\"\"))),\"\")","v":""},{"$f":"IF(OR($F85=\"X\",$F85=\"x\"),IF(N$68=\"\",\"\",IF(INDEX(BPF_Summary_Lookup,MATCH($B85,INDEX(BPF_Summary_Lookup,,#REF!),0),#REF!)=FALSE,\"\",IF(N$68=\"Electricity\",$CO85,IF(N$68=\"Natural Gas\",$CQ85,\"\")))),\"\")","v":""},{"$f":"IF(OR($F85=\"X\",$F85=\"x\"),IF(O$68=\"\",\"\",IF(INDEX(BPF_Summary_Lookup,MATCH($B85,INDEX(BPF_Summary_Lookup,,#REF!),0),#REF!)=FALSE,\"\",IF(O$68=\"Electricity\",$CU85,IF(O$68=\"Natural Gas\",$CW85,\"\")))),\"\")","v":""},{"$f":"IF(OR($F85=\"X\",$F85=\"x\"),IF(INDEX(BPF_Summary_Lookup,MATCH($B85,INDEX(BPF_Summary_Lookup,,#REF!),0),#REF!)=FALSE,\"\",IF(P$68=\"Electricity\",INDEX(BPF_Summary_Lookup,MATCH($B85,INDEX(BPF_Summary_Lookup,,#REF!),0),#REF!)*1000*0.000453592,IF(P$68=\"Natural Gas\",INDEX(BPF_Summary_Lookup,MATCH($B85,INDEX(BPF_Summary_Lookup,,#REF!),0),#REF!)*1000*0.000453592,\"\"))),\"\")","v":""},{"$f":"IF(OR($F85=\"X\",$F85=\"x\"),IF(INDEX(BPF_Summary_Lookup,MATCH($B85,INDEX(BPF_Summary_Lookup,,#REF!),0),#REF!)=FALSE,\"\",IF(Q$68=\"Electricity\",INDEX(BPF_Summary_Lookup,MATCH($B85,INDEX(BPF_Summary_Lookup,,#REF!),0),#REF!),IF(Q$68=\"Natural Gas\",INDEX(BPF_Summary_Lookup,MATCH($B85,INDEX(BPF_Summary_Lookup,,#REF!),0),#REF!),\"\"))),\"\")","v":""},{"$f":"IF(OR($F85=\"X\",$F85=\"x\"),IF(R$68=\"\",\"\",IF(INDEX(BPF_Summary_Lookup,MATCH($B85,INDEX(BPF_Summary_Lookup,,#REF!),0),#REF!)=FALSE,\"\",IF(R$68=\"Electricity\",$CO85,IF(R$68=\"Natural Gas\",$CQ85,\"\")))),\"\")","v":""},{"$f":"IF(OR($F85=\"X\",$F85=\"x\"),IF(S$68=\"\",\"\",IF(INDEX(BPF_Summary_Lookup,MATCH($B85,INDEX(BPF_Summary_Lookup,,#REF!),0),#REF!)=FALSE,\"\",IF(S$68=\"Electricity\",$CU85,IF(S$68=\"Natural Gas\",$CW85,\"\")))),\"\")","v":""},{"$f":"IF(OR($F85=\"X\",$F85=\"x\"),IF(INDEX(BPF_Summary_Lookup,MATCH($B85,INDEX(BPF_Summary_Lookup,,#REF!),0),#REF!)=FALSE,\"\",IF(T$68=\"Electricity\",INDEX(BPF_Summary_Lookup,MATCH($B85,INDEX(BPF_Summary_Lookup,,#REF!),0),#REF!)*1000*0.000453592,IF(T$68=\"Natural Gas\",INDEX(BPF_Summary_Lookup,MATCH($B85,INDEX(BPF_Summary_Lookup,,#REF!),0),#REF!)*1000*0.000453592,\"\"))),\"\")","v":""},{"$f":"IF(OR($F85=\"X\",$F85=\"x\"),IF(INDEX(BPF_Summary_Lookup,MATCH($B85,INDEX(BPF_Summary_Lookup,,#REF!),0),#REF!)=FALSE,\"\",IF(U$68=\"Electricity\",INDEX(BPF_Summary_Lookup,MATCH($B85,INDEX(BPF_Summary_Lookup,,#REF!),0),#REF!),IF(U$68=\"Natural Gas\",INDEX(BPF_Summary_Lookup,MATCH($B85,INDEX(BPF_Summary_Lookup,,#REF!),0),#REF!),\"\"))),\"\")","v":""},{"$f":"IF(OR($F85=\"X\",$F85=\"x\"),IF(V$68=\"\",\"\",IF(INDEX(BPF_Summary_Lookup,MATCH($B85,INDEX(BPF_Summary_Lookup,,#REF!),0),#REF!)=FALSE,\"\",IF(V$68=\"Electricity\",$CO85,IF(V$68=\"Natural Gas\",$CQ85,\"\")))),\"\")","v":""},{"$f":"IF(OR($F85=\"X\",$F85=\"x\"),IF(W$68=\"\",\"\",IF(INDEX(BPF_Summary_Lookup,MATCH($B85,INDEX(BPF_Summary_Lookup,,#REF!),0),#REF!)=FALSE,\"\",IF(W$68=\"Electricity\",$CU85,IF(W$68=\"Natural Gas\",$CW85,\"\")))),\"\")","v":""},{"$f":"IF(OR($F85=\"X\",$F85=\"x\"),IF(INDEX(BPF_Summary_Lookup,MATCH($B85,INDEX(BPF_Summary_Lookup,,#REF!),0),#REF!)=FALSE,\"\",IF(X$68=\"Electricity\",INDEX(BPF_Summary_Lookup,MATCH($B85,INDEX(BPF_Summary_Lookup,,#REF!),0),#REF!)*1000*0.000453592,IF(X$68=\"Natural Gas\",INDEX(BPF_Summary_Lookup,MATCH($B85,INDEX(BPF_Summary_Lookup,,#REF!),0),#REF!)*1000*0.000453592,\"\"))),\"\")","v":""},{"$f":"IF(OR($F85=\"X\",$F85=\"x\"),IF(INDEX(BPF_Summary_Lookup,MATCH($B85,INDEX(BPF_Summary_Lookup,,#REF!),0),#REF!)=FALSE,\"\",IF(Y$68=\"Electricity\",INDEX(BPF_Summary_Lookup,MATCH($B85,INDEX(BPF_Summary_Lookup,,#REF!),0),#REF!),IF(Y$68=\"Natural Gas\",INDEX(BPF_Summary_Lookup,MATCH($B85,INDEX(BPF_Summary_Lookup,,#REF!),0),#REF!),\"\"))),\"\")","v":""},{"$f":"IF(OR($F85=\"X\",$F85=\"x\"),IF(Z$68=\"\",\"\",IF(INDEX(BPF_Summary_Lookup,MATCH($B85,INDEX(BPF_Summary_Lookup,,#REF!),0),#REF!)=FALSE,\"\",IF(Z$68=\"Electricity\",$CO85,IF(Z$68=\"Natural Gas\",$CQ85,\"\")))),\"\")","v":""},{"$f":"IF(OR($F85=\"X\",$F85=\"x\"),IF(AA$68=\"\",\"\",IF(INDEX(BPF_Summary_Lookup,MATCH($B85,INDEX(BPF_Summary_Lookup,,#REF!),0),#REF!)=FALSE,\"\",IF(AA$68=\"Electricity\",$CU85,IF(AA$68=\"Natural Gas\",$CW85,\"\")))),\"\")","v":""},{"$f":"IF(OR($F85=\"X\",$F85=\"x\"),IF(INDEX(BPF_Summary_Lookup,MATCH($B85,INDEX(BPF_Summary_Lookup,,#REF!),0),#REF!)=FALSE,\"\",IF(AB$68=\"Electricity\",INDEX(BPF_Summary_Lookup,MATCH($B85,INDEX(BPF_Summary_Lookup,,#REF!),0),#REF!)*1000*0.000453592,IF(AB$68=\"Natural Gas\",INDEX(BPF_Summary_Lookup,MATCH($B85,INDEX(BPF_Summary_Lookup,,#REF!),0),#REF!)*1000*0.000453592,\"\"))),\"\")","v":""},{"$f":"IF(OR($F85=\"X\",$F85=\"x\"),IF(INDEX(BPF_Summary_Lookup,MATCH($B85,INDEX(BPF_Summary_Lookup,,#REF!),0),#REF!)=FALSE,\"\",IF(AC$68=\"Electricity\",INDEX(BPF_Summary_Lookup,MATCH($B85,INDEX(BPF_Summary_Lookup,,#REF!),0),#REF!),IF(AC$68=\"Natural Gas\",INDEX(BPF_Summary_Lookup,MATCH($B85,INDEX(BPF_Summary_Lookup,,#REF!),0),#REF!),\"\"))),\"\")","v":""},{"$f":"IF(OR($F85=\"X\",$F85=\"x\"),IF(AD$68=\"\",\"\",IF(INDEX(BPF_Summary_Lookup,MATCH($B85,INDEX(BPF_Summary_Lookup,,#REF!),0),#REF!)=FALSE,\"\",IF(AD$68=\"Electricity\",$CO85,IF(AD$68=\"Natural Gas\",$CQ85,\"\")))),\"\")","v":""},{"$f":"IF(OR($F85=\"X\",$F85=\"x\"),IF(AE$68=\"\",\"\",IF(INDEX(BPF_Summary_Lookup,MATCH($B85,INDEX(BPF_Summary_Lookup,,#REF!),0),#REF!)=FALSE,\"\",IF(AE$68=\"Electricity\",$CU85,IF(AE$68=\"Natural Gas\",$CW85,\"\")))),\"\")","v":""},{"$f":"IF(OR($F85=\"X\",$F85=\"x\"),IF(INDEX(BPF_Summary_Lookup,MATCH($B85,INDEX(BPF_Summary_Lookup,,#REF!),0),#REF!)=FALSE,\"\",IF(AF$68=\"Electricity\",INDEX(BPF_Summary_Lookup,MATCH($B85,INDEX(BPF_Summary_Lookup,,#REF!),0),#REF!)*1000*0.000453592,IF(AF$68=\"Natural Gas\",INDEX(BPF_Summary_Lookup,MATCH($B85,INDEX(BPF_Summary_Lookup,,#REF!),0),#REF!)*1000*0.000453592,\"\"))),\"\")","v":""},{"$f":"IF(OR($F85=\"X\",$F85=\"x\"),IF(INDEX(BPF_Summary_Lookup,MATCH($B85,INDEX(BPF_Summary_Lookup,,#REF!),0),#REF!)=FALSE,\"\",IF(AG$68=\"Electricity\",INDEX(BPF_Summary_Lookup,MATCH($B85,INDEX(BPF_Summary_Lookup,,#REF!),0),#REF!),IF(AG$68=\"Natural Gas\",INDEX(BPF_Summary_Lookup,MATCH($B85,INDEX(BPF_Summary_Lookup,,#REF!),0),#REF!),\"\"))),\"\")","v":""},{"$f":"IF(OR($F85=\"X\",$F85=\"x\"),IF(AH$68=\"\",\"\",IF(INDEX(BPF_Summary_Lookup,MATCH($B85,INDEX(BPF_Summary_Lookup,,#REF!),0),#REF!)=FALSE,\"\",IF(AH$68=\"Electricity\",$CO85,IF(AH$68=\"Natural Gas\",$CQ85,\"\")))),\"\")","v":""},{"$f":"IF(OR($F85=\"X\",$F85=\"x\"),IF(AI$68=\"\",\"\",IF(INDEX(BPF_Summary_Lookup,MATCH($B85,INDEX(BPF_Summary_Lookup,,#REF!),0),#REF!)=FALSE,\"\",IF(AI$68=\"Electricity\",$CU85,IF(AI$68=\"Natural Gas\",$CW85,\"\")))),\"\")","v":""},{"$f":"IF(OR($F85=\"X\",$F85=\"x\"),IF(INDEX(BPF_Summary_Lookup,MATCH($B85,INDEX(BPF_Summary_Lookup,,#REF!),0),#REF!)=FALSE,\"\",IF(AJ$68=\"Electricity\",INDEX(BPF_Summary_Lookup,MATCH($B85,INDEX(BPF_Summary_Lookup,,#REF!),0),#REF!)*1000*0.000453592,IF(AJ$68=\"Natural Gas\",INDEX(BPF_Summary_Lookup,MATCH($B85,INDEX(BPF_Summary_Lookup,,#REF!),0),#REF!)*1000*0.000453592,\"\"))),\"\")","v":""},{"$f":"IF(OR($F85=\"X\",$F85=\"x\"),IF(INDEX(BPF_Summary_Lookup,MATCH($B85,INDEX(BPF_Summary_Lookup,,#REF!),0),#REF!)=FALSE,\"\",IF(AK$68=\"Electricity\",INDEX(BPF_Summary_Lookup,MATCH($B85,INDEX(BPF_Summary_Lookup,,#REF!),0),#REF!),IF(AK$68=\"Natural Gas\",INDEX(BPF_Summary_Lookup,MATCH($B85,INDEX(BPF_Summary_Lookup,,#REF!),0),#REF!),\"\"))),\"\")","v":""},{"$f":"IF(OR($F85=\"X\",$F85=\"x\"),IF(AL$68=\"\",\"\",IF(INDEX(BPF_Summary_Lookup,MATCH($B85,INDEX(BPF_Summary_Lookup,,#REF!),0),#REF!)=FALSE,\"\",IF(AL$68=\"Electricity\",$CO85,IF(AL$68=\"Natural Gas\",$CQ85,\"\")))),\"\")","v":""},{"$f":"IF(OR($F85=\"X\",$F85=\"x\"),IF(AM$68=\"\",\"\",IF(INDEX(BPF_Summary_Lookup,MATCH($B85,INDEX(BPF_Summary_Lookup,,#REF!),0),#REF!)=FALSE,\"\",IF(AM$68=\"Electricity\",$CU85,IF(AM$68=\"Natural Gas\",$CW85,\"\")))),\"\")","v":""},{"$f":"IF(OR($F85=\"X\",$F85=\"x\"),IF(INDEX(BPF_Summary_Lookup,MATCH($B85,INDEX(BPF_Summary_Lookup,,#REF!),0),#REF!)=FALSE,\"\",IF(AN$68=\"Electricity\",INDEX(BPF_Summary_Lookup,MATCH($B85,INDEX(BPF_Summary_Lookup,,#REF!),0),#REF!)*1000*0.000453592,IF(AN$68=\"Natural Gas\",INDEX(BPF_Summary_Lookup,MATCH($B85,INDEX(BPF_Summary_Lookup,,#REF!),0),#REF!)*1000*0.000453592,\"\"))),\"\")","v":""},{"$f":"IF(OR($F85=\"X\",$F85=\"x\"),IF(INDEX(BPF_Summary_Lookup,MATCH($B85,INDEX(BPF_Summary_Lookup,,#REF!),0),#REF!)=FALSE,\"\",IF(AO$68=\"Electricity\",INDEX(BPF_Summary_Lookup,MATCH($B85,INDEX(BPF_Summary_Lookup,,#REF!),0),#REF!),IF(AO$68=\"Natural Gas\",INDEX(BPF_Summary_Lookup,MATCH($B85,INDEX(BPF_Summary_Lookup,,#REF!),0),#REF!),\"\"))),\"\")","v":""},{"$f":"IF(OR($F85=\"X\",$F85=\"x\"),IF(AP$68=\"\",\"\",IF(INDEX(BPF_Summary_Lookup,MATCH($B85,INDEX(BPF_Summary_Lookup,,#REF!),0),#REF!)=FALSE,\"\",IF(AP$68=\"Electricity\",$CO85,IF(AP$68=\"Natural Gas\",$CQ85,\"\")))),\"\")","v":""},{"$f":"IF(OR($F85=\"X\",$F85=\"x\"),IF(AQ$68=\"\",\"\",IF(INDEX(BPF_Summary_Lookup,MATCH($B85,INDEX(BPF_Summary_Lookup,,#REF!),0),#REF!)=FALSE,\"\",IF(AQ$68=\"Electricity\",$CU85,IF(AQ$68=\"Natural Gas\",$CW85,\"\")))),\"\")","v":""},{"$f":"IF(OR($F85=\"X\",$F85=\"x\"),IF(INDEX(BPF_Summary_Lookup,MATCH($B85,INDEX(BPF_Summary_Lookup,,#REF!),0),#REF!)=FALSE,\"\",IF(AR$68=\"Electricity\",INDEX(BPF_Summary_Lookup,MATCH($B85,INDEX(BPF_Summary_Lookup,,#REF!),0),#REF!)*1000*0.000453592,IF(AR$68=\"Natural Gas\",INDEX(BPF_Summary_Lookup,MATCH($B85,INDEX(BPF_Summary_Lookup,,#REF!),0),#REF!)*1000*0.000453592,\"\"))),\"\")","v":""},{"$f":"IF(OR($F85=\"X\",$F85=\"x\"),IF(INDEX(BPF_Summary_Lookup,MATCH($B85,INDEX(BPF_Summary_Lookup,,#REF!),0),#REF!)=FALSE,\"\",IF(AS$68=\"Electricity\",INDEX(BPF_Summary_Lookup,MATCH($B85,INDEX(BPF_Summary_Lookup,,#REF!),0),#REF!),IF(AS$68=\"Natural Gas\",INDEX(BPF_Summary_Lookup,MATCH($B85,INDEX(BPF_Summary_Lookup,,#REF!),0),#REF!),\"\"))),\"\")","v":""},{"$f":"IF(OR($F85=\"X\",$F85=\"x\"),IF(AT$68=\"\",\"\",IF(INDEX(BPF_Summary_Lookup,MATCH($B85,INDEX(BPF_Summary_Lookup,,#REF!),0),#REF!)=FALSE,\"\",IF(AT$68=\"Electricity\",$CO85,IF(AT$68=\"Natural Gas\",$CQ85,\"\")))),\"\")","v":""},null,null,null,{"$f":"IF(OR($F85=\"X\",$F85=\"x\"),IF(G$68=\"\",\"\",IF(INDEX(BPF_Summary_Lookup,MATCH($B85,INDEX(BPF_Summary_Lookup,,#REF!),0),#REF!)=FALSE,\"\",IF(G$68=\"Electricity\",$CU85,IF(G$68=\"Natural Gas\",$CW85,\"\")))),\"\")","v":""},{"$f":"IF(OR($F85=\"X\",$F85=\"x\"),IF(INDEX(BPF_Summary_Lookup,MATCH($B85,INDEX(BPF_Summary_Lookup,,#REF!),0),#REF!)=FALSE,\"\",IF(H$68=\"Electricity\",INDEX(BPF_Summary_Lookup,MATCH($B85,INDEX(BPF_Summary_Lookup,,#REF!),0),#REF!)*1000*0.000453592,IF(H$68=\"Natural Gas\",INDEX(BPF_Summary_Lookup,MATCH($B85,INDEX(BPF_Summary_Lookup,,#REF!),0),#REF!)*1000*0.000453592,\"\"))),\"\")","v":""},{"$f":"IF(OR($F85=\"X\",$F85=\"x\"),IF(INDEX(BPF_Summary_Lookup,MATCH($B85,INDEX(BPF_Summary_Lookup,,#REF!),0),#REF!)=FALSE,\"\",IF(I$68=\"Electricity\",INDEX(BPF_Summary_Lookup,MATCH($B85,INDEX(BPF_Summary_Lookup,,#REF!),0),#REF!),IF(I$68=\"Natural Gas\",INDEX(BPF_Summary_Lookup,MATCH($B85,INDEX(BPF_Summary_Lookup,,#REF!),0),#REF!),\"\"))),\"\")","v":""},{"$f":"IF(OR($F85=\"X\",$F85=\"x\"),IF(J$68=\"\",\"\",IF(INDEX(BPF_Summary_Lookup,MATCH($B85,INDEX(BPF_Summary_Lookup,,#REF!),0),#REF!)=FALSE,\"\",IF(J$68=\"Electricity\",$CO85,IF(J$68=\"Natural Gas\",$CQ85,\"\")))),\"\")","v":""},{"$f":"IF(OR($F85=\"X\",$F85=\"x\"),IF(K$68=\"\",\"\",IF(INDEX(BPF_Summary_Lookup,MATCH($B85,INDEX(BPF_Summary_Lookup,,#REF!),0),#REF!)=FALSE,\"\",IF(K$68=\"Electricity\",$CU85,IF(K$68=\"Natural Gas\",$CW85,\"\")))),\"\")","v":""},{"$f":"IF(OR($F85=\"X\",$F85=\"x\"),IF(INDEX(BPF_Summary_Lookup,MATCH($B85,INDEX(BPF_Summary_Lookup,,#REF!),0),#REF!)=FALSE,\"\",IF(L$68=\"Electricity\",INDEX(BPF_Summary_Lookup,MATCH($B85,INDEX(BPF_Summary_Lookup,,#REF!),0),#REF!)*1000*0.000453592,IF(L$68=\"Natural Gas\",INDEX(BPF_Summary_Lookup,MATCH($B85,INDEX(BPF_Summary_Lookup,,#REF!),0),#REF!)*1000*0.000453592,\"\"))),\"\")","v":""},{"$f":"IF(OR($F85=\"X\",$F85=\"x\"),IF(INDEX(BPF_Summary_Lookup,MATCH($B85,INDEX(BPF_Summary_Lookup,,#REF!),0),#REF!)=FALSE,\"\",IF(M$68=\"Electricity\",INDEX(BPF_Summary_Lookup,MATCH($B85,INDEX(BPF_Summary_Lookup,,#REF!),0),#REF!),IF(M$68=\"Natural Gas\",INDEX(BPF_Summary_Lookup,MATCH($B85,INDEX(BPF_Summary_Lookup,,#REF!),0),#REF!),\"\"))),\"\")","v":""},{"$f":"IF(OR($F85=\"X\",$F85=\"x\"),IF(N$68=\"\",\"\",IF(INDEX(BPF_Summary_Lookup,MATCH($B85,INDEX(BPF_Summary_Lookup,,#REF!),0),#REF!)=FALSE,\"\",IF(N$68=\"Electricity\",$CO85,IF(N$68=\"Natural Gas\",$CQ85,\"\")))),\"\")","v":""},{"$f":"IF(OR($F85=\"X\",$F85=\"x\"),IF(O$68=\"\",\"\",IF(INDEX(BPF_Summary_Lookup,MATCH($B85,INDEX(BPF_Summary_Lookup,,#REF!),0),#REF!)=FALSE,\"\",IF(O$68=\"Electricity\",$CU85,IF(O$68=\"Natural Gas\",$CW85,\"\")))),\"\")","v":""},{"$f":"IF(OR($F85=\"X\",$F85=\"x\"),IF(INDEX(BPF_Summary_Lookup,MATCH($B85,INDEX(BPF_Summary_Lookup,,#REF!),0),#REF!)=FALSE,\"\",IF(P$68=\"Electricity\",INDEX(BPF_Summary_Lookup,MATCH($B85,INDEX(BPF_Summary_Lookup,,#REF!),0),#REF!)*1000*0.000453592,IF(P$68=\"Natural Gas\",INDEX(BPF_Summary_Lookup,MATCH($B85,INDEX(BPF_Summary_Lookup,,#REF!),0),#REF!)*1000*0.000453592,\"\"))),\"\")","v":""},{"$f":"IF(OR($F85=\"X\",$F85=\"x\"),IF(INDEX(BPF_Summary_Lookup,MATCH($B85,INDEX(BPF_Summary_Lookup,,#REF!),0),#REF!)=FALSE,\"\",IF(Q$68=\"Electricity\",INDEX(BPF_Summary_Lookup,MATCH($B85,INDEX(BPF_Summary_Lookup,,#REF!),0),#REF!),IF(Q$68=\"Natural Gas\",INDEX(BPF_Summary_Lookup,MATCH($B85,INDEX(BPF_Summary_Lookup,,#REF!),0),#REF!),\"\"))),\"\")","v":""},{"$f":"IF(OR($F85=\"X\",$F85=\"x\"),IF(R$68=\"\",\"\",IF(INDEX(BPF_Summary_Lookup,MATCH($B85,INDEX(BPF_Summary_Lookup,,#REF!),0),#REF!)=FALSE,\"\",IF(R$68=\"Electricity\",$CO85,IF(R$68=\"Natural Gas\",$CQ85,\"\")))),\"\")","v":""},{"$f":"IF(OR($F85=\"X\",$F85=\"x\"),IF(S$68=\"\",\"\",IF(INDEX(BPF_Summary_Lookup,MATCH($B85,INDEX(BPF_Summary_Lookup,,#REF!),0),#REF!)=FALSE,\"\",IF(S$68=\"Electricity\",$CU85,IF(S$68=\"Natural Gas\",$CW85,\"\")))),\"\")","v":""},{"$f":"IF(OR($F85=\"X\",$F85=\"x\"),IF(INDEX(BPF_Summary_Lookup,MATCH($B85,INDEX(BPF_Summary_Lookup,,#REF!),0),#REF!)=FALSE,\"\",IF(T$68=\"Electricity\",INDEX(BPF_Summary_Lookup,MATCH($B85,INDEX(BPF_Summary_Lookup,,#REF!),0),#REF!)*1000*0.000453592,IF(T$68=\"Natural Gas\",INDEX(BPF_Summary_Lookup,MATCH($B85,INDEX(BPF_Summary_Lookup,,#REF!),0),#REF!)*1000*0.000453592,\"\"))),\"\")","v":""},{"$f":"IF(OR($F85=\"X\",$F85=\"x\"),IF(INDEX(BPF_Summary_Lookup,MATCH($B85,INDEX(BPF_Summary_Lookup,,#REF!),0),#REF!)=FALSE,\"\",IF(U$68=\"Electricity\",INDEX(BPF_Summary_Lookup,MATCH($B85,INDEX(BPF_Summary_Lookup,,#REF!),0),#REF!),IF(U$68=\"Natural Gas\",INDEX(BPF_Summary_Lookup,MATCH($B85,INDEX(BPF_Summary_Lookup,,#REF!),0),#REF!),\"\"))),\"\")","v":""},{"$f":"IF(OR($F85=\"X\",$F85=\"x\"),IF(V$68=\"\",\"\",IF(INDEX(BPF_Summary_Lookup,MATCH($B85,INDEX(BPF_Summary_Lookup,,#REF!),0),#REF!)=FALSE,\"\",IF(V$68=\"Electricity\",$CO85,IF(V$68=\"Natural Gas\",$CQ85,\"\")))),\"\")","v":""},{"$f":"IF(OR($F85=\"X\",$F85=\"x\"),IF(W$68=\"\",\"\",IF(INDEX(BPF_Summary_Lookup,MATCH($B85,INDEX(BPF_Summary_Lookup,,#REF!),0),#REF!)=FALSE,\"\",IF(W$68=\"Electricity\",$CU85,IF(W$68=\"Natural Gas\",$CW85,\"\")))),\"\")","v":""},{"$f":"IF(OR($F85=\"X\",$F85=\"x\"),IF(INDEX(BPF_Summary_Lookup,MATCH($B85,INDEX(BPF_Summary_Lookup,,#REF!),0),#REF!)=FALSE,\"\",IF(X$68=\"Electricity\",INDEX(BPF_Summary_Lookup,MATCH($B85,INDEX(BPF_Summary_Lookup,,#REF!),0),#REF!)*1000*0.000453592,IF(X$68=\"Natural Gas\",INDEX(BPF_Summary_Lookup,MATCH($B85,INDEX(BPF_Summary_Lookup,,#REF!),0),#REF!)*1000*0.000453592,\"\"))),\"\")","v":""},{"$f":"IF(OR($F85=\"X\",$F85=\"x\"),IF(INDEX(BPF_Summary_Lookup,MATCH($B85,INDEX(BPF_Summary_Lookup,,#REF!),0),#REF!)=FALSE,\"\",IF(Y$68=\"Electricity\",INDEX(BPF_Summary_Lookup,MATCH($B85,INDEX(BPF_Summary_Lookup,,#REF!),0),#REF!),IF(Y$68=\"Natural Gas\",INDEX(BPF_Summary_Lookup,MATCH($B85,INDEX(BPF_Summary_Lookup,,#REF!),0),#REF!),\"\"))),\"\")","v":""},{"$f":"IF(OR($F85=\"X\",$F85=\"x\"),IF(Z$68=\"\",\"\",IF(INDEX(BPF_Summary_Lookup,MATCH($B85,INDEX(BPF_Summary_Lookup,,#REF!),0),#REF!)=FALSE,\"\",IF(Z$68=\"Electricity\",$CO85,IF(Z$68=\"Natural Gas\",$CQ85,\"\")))),\"\")","v":""},{"$f":"IF(OR($F85=\"X\",$F85=\"x\"),IF(AA$68=\"\",\"\",IF(INDEX(BPF_Summary_Lookup,MATCH($B85,INDEX(BPF_Summary_Lookup,,#REF!),0),#REF!)=FALSE,\"\",IF(AA$68=\"Electricity\",$CU85,IF(AA$68=\"Natural Gas\",$CW85,\"\")))),\"\")","v":""},{"$f":"IF(OR($F85=\"X\",$F85=\"x\"),IF(INDEX(BPF_Summary_Lookup,MATCH($B85,INDEX(BPF_Summary_Lookup,,#REF!),0),#REF!)=FALSE,\"\",IF(AB$68=\"Electricity\",INDEX(BPF_Summary_Lookup,MATCH($B85,INDEX(BPF_Summary_Lookup,,#REF!),0),#REF!)*1000*0.000453592,IF(AB$68=\"Natural Gas\",INDEX(BPF_Summary_Lookup,MATCH($B85,INDEX(BPF_Summary_Lookup,,#REF!),0),#REF!)*1000*0.000453592,\"\"))),\"\")","v":""},{"$f":"IF(OR($F85=\"X\",$F85=\"x\"),IF(INDEX(BPF_Summary_Lookup,MATCH($B85,INDEX(BPF_Summary_Lookup,,#REF!),0),#REF!)=FALSE,\"\",IF(AC$68=\"Electricity\",INDEX(BPF_Summary_Lookup,MATCH($B85,INDEX(BPF_Summary_Lookup,,#REF!),0),#REF!),IF(AC$68=\"Natural Gas\",INDEX(BPF_Summary_Lookup,MATCH($B85,INDEX(BPF_Summary_Lookup,,#REF!),0),#REF!),\"\"))),\"\")","v":""},{"$f":"IF(OR($F85=\"X\",$F85=\"x\"),IF(AD$68=\"\",\"\",IF(INDEX(BPF_Summary_Lookup,MATCH($B85,INDEX(BPF_Summary_Lookup,,#REF!),0),#REF!)=FALSE,\"\",IF(AD$68=\"Electricity\",$CO85,IF(AD$68=\"Natural Gas\",$CQ85,\"\")))),\"\")","v":""},{"$f":"IF(OR($F85=\"X\",$F85=\"x\"),IF(AE$68=\"\",\"\",IF(INDEX(BPF_Summary_Lookup,MATCH($B85,INDEX(BPF_Summary_Lookup,,#REF!),0),#REF!)=FALSE,\"\",IF(AE$68=\"Electricity\",$CU85,IF(AE$68=\"Natural Gas\",$CW85,\"\")))),\"\")","v":""},{"$f":"IF(OR($F85=\"X\",$F85=\"x\"),IF(INDEX(BPF_Summary_Lookup,MATCH($B85,INDEX(BPF_Summary_Lookup,,#REF!),0),#REF!)=FALSE,\"\",IF(AF$68=\"Electricity\",INDEX(BPF_Summary_Lookup,MATCH($B85,INDEX(BPF_Summary_Lookup,,#REF!),0),#REF!)*1000*0.000453592,IF(AF$68=\"Natural Gas\",INDEX(BPF_Summary_Lookup,MATCH($B85,INDEX(BPF_Summary_Lookup,,#REF!),0),#REF!)*1000*0.000453592,\"\"))),\"\")","v":""},{"$f":"IF(OR($F85=\"X\",$F85=\"x\"),IF(INDEX(BPF_Summary_Lookup,MATCH($B85,INDEX(BPF_Summary_Lookup,,#REF!),0),#REF!)=FALSE,\"\",IF(AG$68=\"Electricity\",INDEX(BPF_Summary_Lookup,MATCH($B85,INDEX(BPF_Summary_Lookup,,#REF!),0),#REF!),IF(AG$68=\"Natural Gas\",INDEX(BPF_Summary_Lookup,MATCH($B85,INDEX(BPF_Summary_Lookup,,#REF!),0),#REF!),\"\"))),\"\")","v":""},{"$f":"IF(OR($F85=\"X\",$F85=\"x\"),IF(AH$68=\"\",\"\",IF(INDEX(BPF_Summary_Lookup,MATCH($B85,INDEX(BPF_Summary_Lookup,,#REF!),0),#REF!)=FALSE,\"\",IF(AH$68=\"Electricity\",$CO85,IF(AH$68=\"Natural Gas\",$CQ85,\"\")))),\"\")","v":""},{"$f":"IF(OR($F85=\"X\",$F85=\"x\"),IF(AI$68=\"\",\"\",IF(INDEX(BPF_Summary_Lookup,MATCH($B85,INDEX(BPF_Summary_Lookup,,#REF!),0),#REF!)=FALSE,\"\",IF(AI$68=\"Electricity\",$CU85,IF(AI$68=\"Natural Gas\",$CW85,\"\")))),\"\")","v":""},{"$f":"IF(OR($F85=\"X\",$F85=\"x\"),IF(INDEX(BPF_Summary_Lookup,MATCH($B85,INDEX(BPF_Summary_Lookup,,#REF!),0),#REF!)=FALSE,\"\",IF(AJ$68=\"Electricity\",INDEX(BPF_Summary_Lookup,MATCH($B85,INDEX(BPF_Summary_Lookup,,#REF!),0),#REF!)*1000*0.000453592,IF(AJ$68=\"Natural Gas\",INDEX(BPF_Summary_Lookup,MATCH($B85,INDEX(BPF_Summary_Lookup,,#REF!),0),#REF!)*1000*0.000453592,\"\"))),\"\")","v":""},{"$f":"IF(OR($F85=\"X\",$F85=\"x\"),IF(INDEX(BPF_Summary_Lookup,MATCH($B85,INDEX(BPF_Summary_Lookup,,#REF!),0),#REF!)=FALSE,\"\",IF(AK$68=\"Electricity\",INDEX(BPF_Summary_Lookup,MATCH($B85,INDEX(BPF_Summary_Lookup,,#REF!),0),#REF!),IF(AK$68=\"Natural Gas\",INDEX(BPF_Summary_Lookup,MATCH($B85,INDEX(BPF_Summary_Lookup,,#REF!),0),#REF!),\"\"))),\"\")","v":""},{"$f":"IF(OR($F85=\"X\",$F85=\"x\"),IF(AL$68=\"\",\"\",IF(INDEX(BPF_Summary_Lookup,MATCH($B85,INDEX(BPF_Summary_Lookup,,#REF!),0),#REF!)=FALSE,\"\",IF(AL$68=\"Electricity\",$CO85,IF(AL$68=\"Natural Gas\",$CQ85,\"\")))),\"\")","v":""},{"$f":"IF(OR($F85=\"X\",$F85=\"x\"),IF(AM$68=\"\",\"\",IF(INDEX(BPF_Summary_Lookup,MATCH($B85,INDEX(BPF_Summary_Lookup,,#REF!),0),#REF!)=FALSE,\"\",IF(AM$68=\"Electricity\",$CU85,IF(AM$68=\"Natural Gas\",$CW85,\"\")))),\"\")","v":""},{"$f":"IF(OR($F85=\"X\",$F85=\"x\"),IF(INDEX(BPF_Summary_Lookup,MATCH($B85,INDEX(BPF_Summary_Lookup,,#REF!),0),#REF!)=FALSE,\"\",IF(AN$68=\"Electricity\",INDEX(BPF_Summary_Lookup,MATCH($B85,INDEX(BPF_Summary_Lookup,,#REF!),0),#REF!)*1000*0.000453592,IF(AN$68=\"Natural Gas\",INDEX(BPF_Summary_Lookup,MATCH($B85,INDEX(BPF_Summary_Lookup,,#REF!),0),#REF!)*1000*0.000453592,\"\"))),\"\")","v":""},{"$f":"IF(OR($F85=\"X\",$F85=\"x\"),IF(INDEX(BPF_Summary_Lookup,MATCH($B85,INDEX(BPF_Summary_Lookup,,#REF!),0),#REF!)=FALSE,\"\",IF(AO$68=\"Electricity\",INDEX(BPF_Summary_Lookup,MATCH($B85,INDEX(BPF_Summary_Lookup,,#REF!),0),#REF!),IF(AO$68=\"Natural Gas\",INDEX(BPF_Summary_Lookup,MATCH($B85,INDEX(BPF_Summary_Lookup,,#REF!),0),#REF!),\"\"))),\"\")","v":""},{"$f":"IF(OR($F85=\"X\",$F85=\"x\"),IF(AP$68=\"\",\"\",IF(INDEX(BPF_Summary_Lookup,MATCH($B85,INDEX(BPF_Summary_Lookup,,#REF!),0),#REF!)=FALSE,\"\",IF(AP$68=\"Electricity\",$CO85,IF(AP$68=\"Natural Gas\",$CQ85,\"\")))),\"\")","v":""},{"$f":"IF(OR($F85=\"X\",$F85=\"x\"),IF(AQ$68=\"\",\"\",IF(INDEX(BPF_Summary_Lookup,MATCH($B85,INDEX(BPF_Summary_Lookup,,#REF!),0),#REF!)=FALSE,\"\",IF(AQ$68=\"Electricity\",$CU85,IF(AQ$68=\"Natural Gas\",$CW85,\"\")))),\"\")","v":""},{"$f":"IF(OR($F85=\"X\",$F85=\"x\"),IF(INDEX(BPF_Summary_Lookup,MATCH($B85,INDEX(BPF_Summary_Lookup,,#REF!),0),#REF!)=FALSE,\"\",IF(AR$68=\"Electricity\",INDEX(BPF_Summary_Lookup,MATCH($B85,INDEX(BPF_Summary_Lookup,,#REF!),0),#REF!)*1000*0.000453592,IF(AR$68=\"Natural Gas\",INDEX(BPF_Summary_Lookup,MATCH($B85,INDEX(BPF_Summary_Lookup,,#REF!),0),#REF!)*1000*0.000453592,\"\"))),\"\")","v":""},{"$f":"IF(OR($F85=\"X\",$F85=\"x\"),IF(INDEX(BPF_Summary_Lookup,MATCH($B85,INDEX(BPF_Summary_Lookup,,#REF!),0),#REF!)=FALSE,\"\",IF(AS$68=\"Electricity\",INDEX(BPF_Summary_Lookup,MATCH($B85,INDEX(BPF_Summary_Lookup,,#REF!),0),#REF!),IF(AS$68=\"Natural Gas\",INDEX(BPF_Summary_Lookup,MATCH($B85,INDEX(BPF_Summary_Lookup,,#REF!),0),#REF!),\"\"))),\"\")","v":""},{"$f":"IF(OR($F85=\"X\",$F85=\"x\"),IF(AT$68=\"\",\"\",IF(INDEX(BPF_Summary_Lookup,MATCH($B85,INDEX(BPF_Summary_Lookup,,#REF!),0),#REF!)=FALSE,\"\",IF(AT$68=\"Electricity\",$CO85,IF(AT$68=\"Natural Gas\",$CQ85,\"\")))),\"\")","v":""},{"$f":"IF(OR($F85=\"X\",$F85=\"x\"),IF(INDEX(BPF_Summary_Lookup,MATCH($B85,INDEX(BPF_Summary_Lookup,,#REF!),0),#REF!)=FALSE,\"\",INDEX(BPF_Summary_Lookup,MATCH($B85,INDEX(BPF_Summary_Lookup,,#REF!),0),#REF!)),\"\")","v":""},{"$f":"IF(OR($F85=\"X\",$F85=\"x\"),IF(INDEX(BPF_Summary_Lookup,MATCH($B85,INDEX(BPF_Summary_Lookup,,#REF!),0),#REF!)=FALSE,\"\",INDEX(BPF_Summary_Lookup,MATCH($B85,INDEX(BPF_Summary_Lookup,,#REF!),0),#REF!)),\"\")","v":""},{"$f":"IFERROR(INDEX(Ref_UnitConversions_Energy_Content_kBtu_Unit,IFERROR(MATCH($CL$72&INDEX(RE_EC_EnergyTypes,MATCH($CL$72,INDEX(RE_EC_EnergyTypes,,1),0),2),Ref_UnitConversions_Energy_Units_Lookup,0),MATCH(\"All\"&INDEX(RE_EC_EnergyTypes,MATCH($CL$72,INDEX(RE_EC_EnergyTypes,,1),0),2),Ref_UnitConversions_Energy_Units_Lookup,0)),)/CL85,\"\")","v":""},"",{"$f":"IFERROR(INDEX(Ref_UnitConversions_Energy_Content_kBtu_Unit,IFERROR(MATCH($CM$72&INDEX(RE_EC_EnergyTypes,MATCH($CM$72,INDEX(RE_EC_EnergyTypes,,1),0),2),Ref_UnitConversions_Energy_Units_Lookup,0),MATCH(\"All\"&INDEX(RE_EC_EnergyTypes,MATCH($CM$72,INDEX(RE_EC_EnergyTypes,,1),0),2),Ref_UnitConversions_Energy_Units_Lookup,0)),)/CM85,\"\")","v":""},"",{"$f":"IF(OR($F85=\"X\",$F85=\"x\"),IF(INDEX(BPF_Summary_Lookup,MATCH($B85,INDEX(BPF_Summary_Lookup,,#REF!),0),#REF!)=FALSE,\"\",INDEX(BPF_Summary_Lookup,MATCH($B85,INDEX(BPF_Summary_Lookup,,#REF!),0),#REF!)),\"\")","v":""},{"$f":"IF(OR($F85=\"X\",$F85=\"x\"),IF(INDEX(BPF_Summary_Lookup,MATCH($B85,INDEX(BPF_Summary_Lookup,,#REF!),0),#REF!)=FALSE,\"\",INDEX(BPF_Summary_Lookup,MATCH($B85,INDEX(BPF_Summary_Lookup,,#REF!),0),#REF!)),\"\")","v":""},{"$f":"IFERROR(INDEX(Ref_UnitConversions_Energy_Content_kBtu_Unit,IFERROR(MATCH($CL$72&INDEX(RE_EC_EnergyTypes,MATCH($CL$72,INDEX(RE_EC_EnergyTypes,,1),0),2),Ref_UnitConversions_Energy_Units_Lookup,0),MATCH(\"All\"&INDEX(RE_EC_EnergyTypes,MATCH($CL$72,INDEX(RE_EC_EnergyTypes,,1),0),2),Ref_UnitConversions_Energy_Units_Lookup,0)),),\"\")","v":3.4119999999999999},"",{"$f":"IFERROR(INDEX(Ref_UnitConversions_Energy_Content_kBtu_Unit,IFERROR(MATCH($CM$72&INDEX(RE_EC_EnergyTypes,MATCH($CM$72,INDEX(RE_EC_EnergyTypes,,1),0),2),Ref_UnitConversions_Energy_Units_Lookup,0),MATCH(\"All\"&INDEX(RE_EC_EnergyTypes,MATCH($CM$72,INDEX(RE_EC_EnergyTypes,,1),0),2),Ref_UnitConversions_Energy_Units_Lookup,0)),),\"\")","v":102.9},""]
[null,13,{"$f":"IF(INDEX(ProgSetup_Program_List,B86,)=\"\",5/0, IF(ProgSetup_Miscellaneous_Customization=TRUE,1,5/0))","v":{"$error":"#DIV/0!"}},null,{"$f":"INDEX(ProgSetup_Program_List,B86,1)& \"\"","v":""},null,{"$f":"IF(OR($F86=\"X\",$F86=\"x\"),IF(G$68=\"\",\"\",IF(INDEX(BPF_Summary_Lookup,MATCH($B86,INDEX(BPF_Summary_Lookup,,#REF!),0),#REF!)=FALSE,\"\",IF(G$68=\"Electricity\",$CU86,IF(G$68=\"Natural Gas\",$CW86,\"\")))),\"\")","v":""},{"$f":"IF(OR($F86=\"X\",$F86=\"x\"),IF(INDEX(BPF_Summary_Lookup,MATCH($B86,INDEX(BPF_Summary_Lookup,,#REF!),0),#REF!)=FALSE,\"\",IF(H$68=\"Electricity\",INDEX(BPF_Summary_Lookup,MATCH($B86,INDEX(BPF_Summary_Lookup,,#REF!),0),#REF!)*1000*0.000453592,IF(H$68=\"Natural Gas\",INDEX(BPF_Summary_Lookup,MATCH($B86,INDEX(BPF_Summary_Lookup,,#REF!),0),#REF!)*1000*0.000453592,\"\"))),\"\")","v":""},{"$f":"IF(OR($F86=\"X\",$F86=\"x\"),IF(INDEX(BPF_Summary_Lookup,MATCH($B86,INDEX(BPF_Summary_Lookup,,#REF!),0),#REF!)=FALSE,\"\",IF(I$68=\"Electricity\",INDEX(BPF_Summary_Lookup,MATCH($B86,INDEX(BPF_Summary_Lookup,,#REF!),0),#REF!),IF(I$68=\"Natural Gas\",INDEX(BPF_Summary_Lookup,MATCH($B86,INDEX(BPF_Summary_Lookup,,#REF!),0),#REF!),\"\"))),\"\")","v":""},{"$f":"IF(OR($F86=\"X\",$F86=\"x\"),IF(J$68=\"\",\"\",IF(INDEX(BPF_Summary_Lookup,MATCH($B86,INDEX(BPF_Summary_Lookup,,#REF!),0),#REF!)=FALSE,\"\",IF(J$68=\"Electricity\",$CO86,IF(J$68=\"Natural Gas\",$CQ86,\"\")))),\"\")","v":""},{"$f":"IF(OR($F86=\"X\",$F86=\"x\"),IF(K$68=\"\",\"\",IF(INDEX(BPF_Summary_Lookup,MATCH($B86,INDEX(BPF_Summary_Lookup,,#REF!),0),#REF!)=FALSE,\"\",IF(K$68=\"Electricity\",$CU86,IF(K$68=\"Natural Gas\",$CW86,\"\")))),\"\")","v":""},{"$f":"IF(OR($F86=\"X\",$F86=\"x\"),IF(INDEX(BPF_Summary_Lookup,MATCH($B86,INDEX(BPF_Summary_Lookup,,#REF!),0),#REF!)=FALSE,\"\",IF(L$68=\"Electricity\",INDEX(BPF_Summary_Lookup,MATCH($B86,INDEX(BPF_Summary_Lookup,,#REF!),0),#REF!)*1000*0.000453592,IF(L$68=\"Natural Gas\",INDEX(BPF_Summary_Lookup,MATCH($B86,INDEX(BPF_Summary_Lookup,,#REF!),0),#REF!)*1000*0.000453592,\"\"))),\"\")","v":""},{"$f":"IF(OR($F86=\"X\",$F86=\"x\"),IF(INDEX(BPF_Summary_Lookup,MATCH($B86,INDEX(BPF_Summary_Lookup,,#REF!),0),#REF!)=FALSE,\"\",IF(M$68=\"Electricity\",INDEX(BPF_Summary_Lookup,MATCH($B86,INDEX(BPF_Summary_Lookup,,#REF!),0),#REF!),IF(M$68=\"Natural Gas\",INDEX(BPF_Summary_Lookup,MATCH($B86,INDEX(BPF_Summary_Lookup,,#REF!),0),#REF!),\"\"))),\"\")","v":""},{"$f":"IF(OR($F86=\"X\",$F86=\"x\"),IF(N$68=\"\",\"\",IF(INDEX(BPF_Summary_Lookup,MATCH($B86,INDEX(BPF_Summary_Lookup,,#REF!),0),#REF!)=FALSE,\"\",IF(N$68=\"Electricity\",$CO86,IF(N$68=\"Natural Gas\",$CQ86,\"\")))),\"\")","v":""},{"$f":"IF(OR($F86=\"X\",$F86=\"x\"),IF(O$68=\"\",\"\",IF(INDEX(BPF_Summary_Lookup,MATCH($B86,INDEX(BPF_Summary_Lookup,,#REF!),0),#REF!)=FALSE,\"\",IF(O$68=\"Electricity\",$CU86,IF(O$68=\"Natural Gas\",$CW86,\"\")))),\"\")","v":""},{"$f":"IF(OR($F86=\"X\",$F86=\"x\"),IF(INDEX(BPF_Summary_Lookup,MATCH($B86,INDEX(BPF_Summary_Lookup,,#REF!),0),#REF!)=FALSE,\"\",IF(P$68=\"Electricity\",INDEX(BPF_Summary_Lookup,MATCH($B86,INDEX(BPF_Summary_Lookup,,#REF!),0),#REF!)*1000*0.000453592,IF(P$68=\"Natural Gas\",INDEX(BPF_Summary_Lookup,MATCH($B86,INDEX(BPF_Summary_Lookup,,#REF!),0),#REF!)*1000*0.000453592,\"\"))),\"\")","v":""},{"$f":"IF(OR($F86=\"X\",$F86=\"x\"),IF(INDEX(BPF_Summary_Lookup,MATCH($B86,INDEX(BPF_Summary_Lookup,,#REF!),0),#REF!)=FALSE,\"\",IF(Q$68=\"Electricity\",INDEX(BPF_Summary_Lookup,MATCH($B86,INDEX(BPF_Summary_Lookup,,#REF!),0),#REF!),IF(Q$68=\"Natural Gas\",INDEX(BPF_Summary_Lookup,MATCH($B86,INDEX(BPF_Summary_Lookup,,#REF!),0),#REF!),\"\"))),\"\")","v":""},{"$f":"IF(OR($F86=\"X\",$F86=\"x\"),IF(R$68=\"\",\"\",IF(INDEX(BPF_Summary_Lookup,MATCH($B86,INDEX(BPF_Summary_Lookup,,#REF!),0),#REF!)=FALSE,\"\",IF(R$68=\"Electricity\",$CO86,IF(R$68=\"Natural Gas\",$CQ86,\"\")))),\"\")","v":""},{"$f":"IF(OR($F86=\"X\",$F86=\"x\"),IF(S$68=\"\",\"\",IF(INDEX(BPF_Summary_Lookup,MATCH($B86,INDEX(BPF_Summary_Lookup,,#REF!),0),#REF!)=FALSE,\"\",IF(S$68=\"Electricity\",$CU86,IF(S$68=\"Natural Gas\",$CW86,\"\")))),\"\")","v":""},{"$f":"IF(OR($F86=\"X\",$F86=\"x\"),IF(INDEX(BPF_Summary_Lookup,MATCH($B86,INDEX(BPF_Summary_Lookup,,#REF!),0),#REF!)=FALSE,\"\",IF(T$68=\"Electricity\",INDEX(BPF_Summary_Lookup,MATCH($B86,INDEX(BPF_Summary_Lookup,,#REF!),0),#REF!)*1000*0.000453592,IF(T$68=\"Natural Gas\",INDEX(BPF_Summary_Lookup,MATCH($B86,INDEX(BPF_Summary_Lookup,,#REF!),0),#REF!)*1000*0.000453592,\"\"))),\"\")","v":""},{"$f":"IF(OR($F86=\"X\",$F86=\"x\"),IF(INDEX(BPF_Summary_Lookup,MATCH($B86,INDEX(BPF_Summary_Lookup,,#REF!),0),#REF!)=FALSE,\"\",IF(U$68=\"Electricity\",INDEX(BPF_Summary_Lookup,MATCH($B86,INDEX(BPF_Summary_Lookup,,#REF!),0),#REF!),IF(U$68=\"Natural Gas\",INDEX(BPF_Summary_Lookup,MATCH($B86,INDEX(BPF_Summary_Lookup,,#REF!),0),#REF!),\"\"))),\"\")","v":""},{"$f":"IF(OR($F86=\"X\",$F86=\"x\"),IF(V$68=\"\",\"\",IF(INDEX(BPF_Summary_Lookup,MATCH($B86,INDEX(BPF_Summary_Lookup,,#REF!),0),#REF!)=FALSE,\"\",IF(V$68=\"Electricity\",$CO86,IF(V$68=\"Natural Gas\",$CQ86,\"\")))),\"\")","v":""},{"$f":"IF(OR($F86=\"X\",$F86=\"x\"),IF(W$68=\"\",\"\",IF(INDEX(BPF_Summary_Lookup,MATCH($B86,INDEX(BPF_Summary_Lookup,,#REF!),0),#REF!)=FALSE,\"\",IF(W$68=\"Electricity\",$CU86,IF(W$68=\"Natural Gas\",$CW86,\"\")))),\"\")","v":""},{"$f":"IF(OR($F86=\"X\",$F86=\"x\"),IF(INDEX(BPF_Summary_Lookup,MATCH($B86,INDEX(BPF_Summary_Lookup,,#REF!),0),#REF!)=FALSE,\"\",IF(X$68=\"Electricity\",INDEX(BPF_Summary_Lookup,MATCH($B86,INDEX(BPF_Summary_Lookup,,#REF!),0),#REF!)*1000*0.000453592,IF(X$68=\"Natural Gas\",INDEX(BPF_Summary_Lookup,MATCH($B86,INDEX(BPF_Summary_Lookup,,#REF!),0),#REF!)*1000*0.000453592,\"\"))),\"\")","v":""},{"$f":"IF(OR($F86=\"X\",$F86=\"x\"),IF(INDEX(BPF_Summary_Lookup,MATCH($B86,INDEX(BPF_Summary_Lookup,,#REF!),0),#REF!)=FALSE,\"\",IF(Y$68=\"Electricity\",INDEX(BPF_Summary_Lookup,MATCH($B86,INDEX(BPF_Summary_Lookup,,#REF!),0),#REF!),IF(Y$68=\"Natural Gas\",INDEX(BPF_Summary_Lookup,MATCH($B86,INDEX(BPF_Summary_Lookup,,#REF!),0),#REF!),\"\"))),\"\")","v":""},{"$f":"IF(OR($F86=\"X\",$F86=\"x\"),IF(Z$68=\"\",\"\",IF(INDEX(BPF_Summary_Lookup,MATCH($B86,INDEX(BPF_Summary_Lookup,,#REF!),0),#REF!)=FALSE,\"\",IF(Z$68=\"Electricity\",$CO86,IF(Z$68=\"Natural Gas\",$CQ86,\"\")))),\"\")","v":""},{"$f":"IF(OR($F86=\"X\",$F86=\"x\"),IF(AA$68=\"\",\"\",IF(INDEX(BPF_Summary_Lookup,MATCH($B86,INDEX(BPF_Summary_Lookup,,#REF!),0),#REF!)=FALSE,\"\",IF(AA$68=\"Electricity\",$CU86,IF(AA$68=\"Natural Gas\",$CW86,\"\")))),\"\")","v":""},{"$f":"IF(OR($F86=\"X\",$F86=\"x\"),IF(INDEX(BPF_Summary_Lookup,MATCH($B86,INDEX(BPF_Summary_Lookup,,#REF!),0),#REF!)=FALSE,\"\",IF(AB$68=\"Electricity\",INDEX(BPF_Summary_Lookup,MATCH($B86,INDEX(BPF_Summary_Lookup,,#REF!),0),#REF!)*1000*0.000453592,IF(AB$68=\"Natural Gas\",INDEX(BPF_Summary_Lookup,MATCH($B86,INDEX(BPF_Summary_Lookup,,#REF!),0),#REF!)*1000*0.000453592,\"\"))),\"\")","v":""},{"$f":"IF(OR($F86=\"X\",$F86=\"x\"),IF(INDEX(BPF_Summary_Lookup,MATCH($B86,INDEX(BPF_Summary_Lookup,,#REF!),0),#REF!)=FALSE,\"\",IF(AC$68=\"Electricity\",INDEX(BPF_Summary_Lookup,MATCH($B86,INDEX(BPF_Summary_Lookup,,#REF!),0),#REF!),IF(AC$68=\"Natural Gas\",INDEX(BPF_Summary_Lookup,MATCH($B86,INDEX(BPF_Summary_Lookup,,#REF!),0),#REF!),\"\"))),\"\")","v":""},{"$f":"IF(OR($F86=\"X\",$F86=\"x\"),IF(AD$68=\"\",\"\",IF(INDEX(BPF_Summary_Lookup,MATCH($B86,INDEX(BPF_Summary_Lookup,,#REF!),0),#REF!)=FALSE,\"\",IF(AD$68=\"Electricity\",$CO86,IF(AD$68=\"Natural Gas\",$CQ86,\"\")))),\"\")","v":""},{"$f":"IF(OR($F86=\"X\",$F86=\"x\"),IF(AE$68=\"\",\"\",IF(INDEX(BPF_Summary_Lookup,MATCH($B86,INDEX(BPF_Summary_Lookup,,#REF!),0),#REF!)=FALSE,\"\",IF(AE$68=\"Electricity\",$CU86,IF(AE$68=\"Natural Gas\",$CW86,\"\")))),\"\")","v":""},{"$f":"IF(OR($F86=\"X\",$F86=\"x\"),IF(INDEX(BPF_Summary_Lookup,MATCH($B86,INDEX(BPF_Summary_Lookup,,#REF!),0),#REF!)=FALSE,\"\",IF(AF$68=\"Electricity\",INDEX(BPF_Summary_Lookup,MATCH($B86,INDEX(BPF_Summary_Lookup,,#REF!),0),#REF!)*1000*0.000453592,IF(AF$68=\"Natural Gas\",INDEX(BPF_Summary_Lookup,MATCH($B86,INDEX(BPF_Summary_Lookup,,#REF!),0),#REF!)*1000*0.000453592,\"\"))),\"\")","v":""},{"$f":"IF(OR($F86=\"X\",$F86=\"x\"),IF(INDEX(BPF_Summary_Lookup,MATCH($B86,INDEX(BPF_Summary_Lookup,,#REF!),0),#REF!)=FALSE,\"\",IF(AG$68=\"Electricity\",INDEX(BPF_Summary_Lookup,MATCH($B86,INDEX(BPF_Summary_Lookup,,#REF!),0),#REF!),IF(AG$68=\"Natural Gas\",INDEX(BPF_Summary_Lookup,MATCH($B86,INDEX(BPF_Summary_Lookup,,#REF!),0),#REF!),\"\"))),\"\")","v":""},{"$f":"IF(OR($F86=\"X\",$F86=\"x\"),IF(AH$68=\"\",\"\",IF(INDEX(BPF_Summary_Lookup,MATCH($B86,INDEX(BPF_Summary_Lookup,,#REF!),0),#REF!)=FALSE,\"\",IF(AH$68=\"Electricity\",$CO86,IF(AH$68=\"Natural Gas\",$CQ86,\"\")))),\"\")","v":""},{"$f":"IF(OR($F86=\"X\",$F86=\"x\"),IF(AI$68=\"\",\"\",IF(INDEX(BPF_Summary_Lookup,MATCH($B86,INDEX(BPF_Summary_Lookup,,#REF!),0),#REF!)=FALSE,\"\",IF(AI$68=\"Electricity\",$CU86,IF(AI$68=\"Natural Gas\",$CW86,\"\")))),\"\")","v":""},{"$f":"IF(OR($F86=\"X\",$F86=\"x\"),IF(INDEX(BPF_Summary_Lookup,MATCH($B86,INDEX(BPF_Summary_Lookup,,#REF!),0),#REF!)=FALSE,\"\",IF(AJ$68=\"Electricity\",INDEX(BPF_Summary_Lookup,MATCH($B86,INDEX(BPF_Summary_Lookup,,#REF!),0),#REF!)*1000*0.000453592,IF(AJ$68=\"Natural Gas\",INDEX(BPF_Summary_Lookup,MATCH($B86,INDEX(BPF_Summary_Lookup,,#REF!),0),#REF!)*1000*0.000453592,\"\"))),\"\")","v":""},{"$f":"IF(OR($F86=\"X\",$F86=\"x\"),IF(INDEX(BPF_Summary_Lookup,MATCH($B86,INDEX(BPF_Summary_Lookup,,#REF!),0),#REF!)=FALSE,\"\",IF(AK$68=\"Electricity\",INDEX(BPF_Summary_Lookup,MATCH($B86,INDEX(BPF_Summary_Lookup,,#REF!),0),#REF!),IF(AK$68=\"Natural Gas\",INDEX(BPF_Summary_Lookup,MATCH($B86,INDEX(BPF_Summary_Lookup,,#REF!),0),#REF!),\"\"))),\"\")","v":""},{"$f":"IF(OR($F86=\"X\",$F86=\"x\"),IF(AL$68=\"\",\"\",IF(INDEX(BPF_Summary_Lookup,MATCH($B86,INDEX(BPF_Summary_Lookup,,#REF!),0),#REF!)=FALSE,\"\",IF(AL$68=\"Electricity\",$CO86,IF(AL$68=\"Natural Gas\",$CQ86,\"\")))),\"\")","v":""},{"$f":"IF(OR($F86=\"X\",$F86=\"x\"),IF(AM$68=\"\",\"\",IF(INDEX(BPF_Summary_Lookup,MATCH($B86,INDEX(BPF_Summary_Lookup,,#REF!),0),#REF!)=FALSE,\"\",IF(AM$68=\"Electricity\",$CU86,IF(AM$68=\"Natural Gas\",$CW86,\"\")))),\"\")","v":""},{"$f":"IF(OR($F86=\"X\",$F86=\"x\"),IF(INDEX(BPF_Summary_Lookup,MATCH($B86,INDEX(BPF_Summary_Lookup,,#REF!),0),#REF!)=FALSE,\"\",IF(AN$68=\"Electricity\",INDEX(BPF_Summary_Lookup,MATCH($B86,INDEX(BPF_Summary_Lookup,,#REF!),0),#REF!)*1000*0.000453592,IF(AN$68=\"Natural Gas\",INDEX(BPF_Summary_Lookup,MATCH($B86,INDEX(BPF_Summary_Lookup,,#REF!),0),#REF!)*1000*0.000453592,\"\"))),\"\")","v":""},{"$f":"IF(OR($F86=\"X\",$F86=\"x\"),IF(INDEX(BPF_Summary_Lookup,MATCH($B86,INDEX(BPF_Summary_Lookup,,#REF!),0),#REF!)=FALSE,\"\",IF(AO$68=\"Electricity\",INDEX(BPF_Summary_Lookup,MATCH($B86,INDEX(BPF_Summary_Lookup,,#REF!),0),#REF!),IF(AO$68=\"Natural Gas\",INDEX(BPF_Summary_Lookup,MATCH($B86,INDEX(BPF_Summary_Lookup,,#REF!),0),#REF!),\"\"))),\"\")","v":""},{"$f":"IF(OR($F86=\"X\",$F86=\"x\"),IF(AP$68=\"\",\"\",IF(INDEX(BPF_Summary_Lookup,MATCH($B86,INDEX(BPF_Summary_Lookup,,#REF!),0),#REF!)=FALSE,\"\",IF(AP$68=\"Electricity\",$CO86,IF(AP$68=\"Natural Gas\",$CQ86,\"\")))),\"\")","v":""},{"$f":"IF(OR($F86=\"X\",$F86=\"x\"),IF(AQ$68=\"\",\"\",IF(INDEX(BPF_Summary_Lookup,MATCH($B86,INDEX(BPF_Summary_Lookup,,#REF!),0),#REF!)=FALSE,\"\",IF(AQ$68=\"Electricity\",$CU86,IF(AQ$68=\"Natural Gas\",$CW86,\"\")))),\"\")","v":""},{"$f":"IF(OR($F86=\"X\",$F86=\"x\"),IF(INDEX(BPF_Summary_Lookup,MATCH($B86,INDEX(BPF_Summary_Lookup,,#REF!),0),#REF!)=FALSE,\"\",IF(AR$68=\"Electricity\",INDEX(BPF_Summary_Lookup,MATCH($B86,INDEX(BPF_Summary_Lookup,,#REF!),0),#REF!)*1000*0.000453592,IF(AR$68=\"Natural Gas\",INDEX(BPF_Summary_Lookup,MATCH($B86,INDEX(BPF_Summary_Lookup,,#REF!),0),#REF!)*1000*0.000453592,\"\"))),\"\")","v":""},{"$f":"IF(OR($F86=\"X\",$F86=\"x\"),IF(INDEX(BPF_Summary_Lookup,MATCH($B86,INDEX(BPF_Summary_Lookup,,#REF!),0),#REF!)=FALSE,\"\",IF(AS$68=\"Electricity\",INDEX(BPF_Summary_Lookup,MATCH($B86,INDEX(BPF_Summary_Lookup,,#REF!),0),#REF!),IF(AS$68=\"Natural Gas\",INDEX(BPF_Summary_Lookup,MATCH($B86,INDEX(BPF_Summary_Lookup,,#REF!),0),#REF!),\"\"))),\"\")","v":""},{"$f":"IF(OR($F86=\"X\",$F86=\"x\"),IF(AT$68=\"\",\"\",IF(INDEX(BPF_Summary_Lookup,MATCH($B86,INDEX(BPF_Summary_Lookup,,#REF!),0),#REF!)=FALSE,\"\",IF(AT$68=\"Electricity\",$CO86,IF(AT$68=\"Natural Gas\",$CQ86,\"\")))),\"\")","v":""},null,null,null,{"$f":"IF(OR($F86=\"X\",$F86=\"x\"),IF(G$68=\"\",\"\",IF(INDEX(BPF_Summary_Lookup,MATCH($B86,INDEX(BPF_Summary_Lookup,,#REF!),0),#REF!)=FALSE,\"\",IF(G$68=\"Electricity\",$CU86,IF(G$68=\"Natural Gas\",$CW86,\"\")))),\"\")","v":""},{"$f":"IF(OR($F86=\"X\",$F86=\"x\"),IF(INDEX(BPF_Summary_Lookup,MATCH($B86,INDEX(BPF_Summary_Lookup,,#REF!),0),#REF!)=FALSE,\"\",IF(H$68=\"Electricity\",INDEX(BPF_Summary_Lookup,MATCH($B86,INDEX(BPF_Summary_Lookup,,#REF!),0),#REF!)*1000*0.000453592,IF(H$68=\"Natural Gas\",INDEX(BPF_Summary_Lookup,MATCH($B86,INDEX(BPF_Summary_Lookup,,#REF!),0),#REF!)*1000*0.000453592,\"\"))),\"\")","v":""},{"$f":"IF(OR($F86=\"X\",$F86=\"x\"),IF(INDEX(BPF_Summary_Lookup,MATCH($B86,INDEX(BPF_Summary_Lookup,,#REF!),0),#REF!)=FALSE,\"\",IF(I$68=\"Electricity\",INDEX(BPF_Summary_Lookup,MATCH($B86,INDEX(BPF_Summary_Lookup,,#REF!),0),#REF!),IF(I$68=\"Natural Gas\",INDEX(BPF_Summary_Lookup,MATCH($B86,INDEX(BPF_Summary_Lookup,,#REF!),0),#REF!),\"\"))),\"\")","v":""},{"$f":"IF(OR($F86=\"X\",$F86=\"x\"),IF(J$68=\"\",\"\",IF(INDEX(BPF_Summary_Lookup,MATCH($B86,INDEX(BPF_Summary_Lookup,,#REF!),0),#REF!)=FALSE,\"\",IF(J$68=\"Electricity\",$CO86,IF(J$68=\"Natural Gas\",$CQ86,\"\")))),\"\")","v":""},{"$f":"IF(OR($F86=\"X\",$F86=\"x\"),IF(K$68=\"\",\"\",IF(INDEX(BPF_Summary_Lookup,MATCH($B86,INDEX(BPF_Summary_Lookup,,#REF!),0),#REF!)=FALSE,\"\",IF(K$68=\"Electricity\",$CU86,IF(K$68=\"Natural Gas\",$CW86,\"\")))),\"\")","v":""},{"$f":"IF(OR($F86=\"X\",$F86=\"x\"),IF(INDEX(BPF_Summary_Lookup,MATCH($B86,INDEX(BPF_Summary_Lookup,,#REF!),0),#REF!)=FALSE,\"\",IF(L$68=\"Electricity\",INDEX(BPF_Summary_Lookup,MATCH($B86,INDEX(BPF_Summary_Lookup,,#REF!),0),#REF!)*1000*0.000453592,IF(L$68=\"Natural Gas\",INDEX(BPF_Summary_Lookup,MATCH($B86,INDEX(BPF_Summary_Lookup,,#REF!),0),#REF!)*1000*0.000453592,\"\"))),\"\")","v":""},{"$f":"IF(OR($F86=\"X\",$F86=\"x\"),IF(INDEX(BPF_Summary_Lookup,MATCH($B86,INDEX(BPF_Summary_Lookup,,#REF!),0),#REF!)=FALSE,\"\",IF(M$68=\"Electricity\",INDEX(BPF_Summary_Lookup,MATCH($B86,INDEX(BPF_Summary_Lookup,,#REF!),0),#REF!),IF(M$68=\"Natural Gas\",INDEX(BPF_Summary_Lookup,MATCH($B86,INDEX(BPF_Summary_Lookup,,#REF!),0),#REF!),\"\"))),\"\")","v":""},{"$f":"IF(OR($F86=\"X\",$F86=\"x\"),IF(N$68=\"\",\"\",IF(INDEX(BPF_Summary_Lookup,MATCH($B86,INDEX(BPF_Summary_Lookup,,#REF!),0),#REF!)=FALSE,\"\",IF(N$68=\"Electricity\",$CO86,IF(N$68=\"Natural Gas\",$CQ86,\"\")))),\"\")","v":""},{"$f":"IF(OR($F86=\"X\",$F86=\"x\"),IF(O$68=\"\",\"\",IF(INDEX(BPF_Summary_Lookup,MATCH($B86,INDEX(BPF_Summary_Lookup,,#REF!),0),#REF!)=FALSE,\"\",IF(O$68=\"Electricity\",$CU86,IF(O$68=\"Natural Gas\",$CW86,\"\")))),\"\")","v":""},{"$f":"IF(OR($F86=\"X\",$F86=\"x\"),IF(INDEX(BPF_Summary_Lookup,MATCH($B86,INDEX(BPF_Summary_Lookup,,#REF!),0),#REF!)=FALSE,\"\",IF(P$68=\"Electricity\",INDEX(BPF_Summary_Lookup,MATCH($B86,INDEX(BPF_Summary_Lookup,,#REF!),0),#REF!)*1000*0.000453592,IF(P$68=\"Natural Gas\",INDEX(BPF_Summary_Lookup,MATCH($B86,INDEX(BPF_Summary_Lookup,,#REF!),0),#REF!)*1000*0.000453592,\"\"))),\"\")","v":""},{"$f":"IF(OR($F86=\"X\",$F86=\"x\"),IF(INDEX(BPF_Summary_Lookup,MATCH($B86,INDEX(BPF_Summary_Lookup,,#REF!),0),#REF!)=FALSE,\"\",IF(Q$68=\"Electricity\",INDEX(BPF_Summary_Lookup,MATCH($B86,INDEX(BPF_Summary_Lookup,,#REF!),0),#REF!),IF(Q$68=\"Natural Gas\",INDEX(BPF_Summary_Lookup,MATCH($B86,INDEX(BPF_Summary_Lookup,,#REF!),0),#REF!),\"\"))),\"\")","v":""},{"$f":"IF(OR($F86=\"X\",$F86=\"x\"),IF(R$68=\"\",\"\",IF(INDEX(BPF_Summary_Lookup,MATCH($B86,INDEX(BPF_Summary_Lookup,,#REF!),0),#REF!)=FALSE,\"\",IF(R$68=\"Electricity\",$CO86,IF(R$68=\"Natural Gas\",$CQ86,\"\")))),\"\")","v":""},{"$f":"IF(OR($F86=\"X\",$F86=\"x\"),IF(S$68=\"\",\"\",IF(INDEX(BPF_Summary_Lookup,MATCH($B86,INDEX(BPF_Summary_Lookup,,#REF!),0),#REF!)=FALSE,\"\",IF(S$68=\"Electricity\",$CU86,IF(S$68=\"Natural Gas\",$CW86,\"\")))),\"\")","v":""},{"$f":"IF(OR($F86=\"X\",$F86=\"x\"),IF(INDEX(BPF_Summary_Lookup,MATCH($B86,INDEX(BPF_Summary_Lookup,,#REF!),0),#REF!)=FALSE,\"\",IF(T$68=\"Electricity\",INDEX(BPF_Summary_Lookup,MATCH($B86,INDEX(BPF_Summary_Lookup,,#REF!),0),#REF!)*1000*0.000453592,IF(T$68=\"Natural Gas\",INDEX(BPF_Summary_Lookup,MATCH($B86,INDEX(BPF_Summary_Lookup,,#REF!),0),#REF!)*1000*0.000453592,\"\"))),\"\")","v":""},{"$f":"IF(OR($F86=\"X\",$F86=\"x\"),IF(INDEX(BPF_Summary_Lookup,MATCH($B86,INDEX(BPF_Summary_Lookup,,#REF!),0),#REF!)=FALSE,\"\",IF(U$68=\"Electricity\",INDEX(BPF_Summary_Lookup,MATCH($B86,INDEX(BPF_Summary_Lookup,,#REF!),0),#REF!),IF(U$68=\"Natural Gas\",INDEX(BPF_Summary_Lookup,MATCH($B86,INDEX(BPF_Summary_Lookup,,#REF!),0),#REF!),\"\"))),\"\")","v":""},{"$f":"IF(OR($F86=\"X\",$F86=\"x\"),IF(V$68=\"\",\"\",IF(INDEX(BPF_Summary_Lookup,MATCH($B86,INDEX(BPF_Summary_Lookup,,#REF!),0),#REF!)=FALSE,\"\",IF(V$68=\"Electricity\",$CO86,IF(V$68=\"Natural Gas\",$CQ86,\"\")))),\"\")","v":""},{"$f":"IF(OR($F86=\"X\",$F86=\"x\"),IF(W$68=\"\",\"\",IF(INDEX(BPF_Summary_Lookup,MATCH($B86,INDEX(BPF_Summary_Lookup,,#REF!),0),#REF!)=FALSE,\"\",IF(W$68=\"Electricity\",$CU86,IF(W$68=\"Natural Gas\",$CW86,\"\")))),\"\")","v":""},{"$f":"IF(OR($F86=\"X\",$F86=\"x\"),IF(INDEX(BPF_Summary_Lookup,MATCH($B86,INDEX(BPF_Summary_Lookup,,#REF!),0),#REF!)=FALSE,\"\",IF(X$68=\"Electricity\",INDEX(BPF_Summary_Lookup,MATCH($B86,INDEX(BPF_Summary_Lookup,,#REF!),0),#REF!)*1000*0.000453592,IF(X$68=\"Natural Gas\",INDEX(BPF_Summary_Lookup,MATCH($B86,INDEX(BPF_Summary_Lookup,,#REF!),0),#REF!)*1000*0.000453592,\"\"))),\"\")","v":""},{"$f":"IF(OR($F86=\"X\",$F86=\"x\"),IF(INDEX(BPF_Summary_Lookup,MATCH($B86,INDEX(BPF_Summary_Lookup,,#REF!),0),#REF!)=FALSE,\"\",IF(Y$68=\"Electricity\",INDEX(BPF_Summary_Lookup,MATCH($B86,INDEX(BPF_Summary_Lookup,,#REF!),0),#REF!),IF(Y$68=\"Natural Gas\",INDEX(BPF_Summary_Lookup,MATCH($B86,INDEX(BPF_Summary_Lookup,,#REF!),0),#REF!),\"\"))),\"\")","v":""},{"$f":"IF(OR($F86=\"X\",$F86=\"x\"),IF(Z$68=\"\",\"\",IF(INDEX(BPF_Summary_Lookup,MATCH($B86,INDEX(BPF_Summary_Lookup,,#REF!),0),#REF!)=FALSE,\"\",IF(Z$68=\"Electricity\",$CO86,IF(Z$68=\"Natural Gas\",$CQ86,\"\")))),\"\")","v":""},{"$f":"IF(OR($F86=\"X\",$F86=\"x\"),IF(AA$68=\"\",\"\",IF(INDEX(BPF_Summary_Lookup,MATCH($B86,INDEX(BPF_Summary_Lookup,,#REF!),0),#REF!)=FALSE,\"\",IF(AA$68=\"Electricity\",$CU86,IF(AA$68=\"Natural Gas\",$CW86,\"\")))),\"\")","v":""},{"$f":"IF(OR($F86=\"X\",$F86=\"x\"),IF(INDEX(BPF_Summary_Lookup,MATCH($B86,INDEX(BPF_Summary_Lookup,,#REF!),0),#REF!)=FALSE,\"\",IF(AB$68=\"Electricity\",INDEX(BPF_Summary_Lookup,MATCH($B86,INDEX(BPF_Summary_Lookup,,#REF!),0),#REF!)*1000*0.000453592,IF(AB$68=\"Natural Gas\",INDEX(BPF_Summary_Lookup,MATCH($B86,INDEX(BPF_Summary_Lookup,,#REF!),0),#REF!)*1000*0.000453592,\"\"))),\"\")","v":""},{"$f":"IF(OR($F86=\"X\",$F86=\"x\"),IF(INDEX(BPF_Summary_Lookup,MATCH($B86,INDEX(BPF_Summary_Lookup,,#REF!),0),#REF!)=FALSE,\"\",IF(AC$68=\"Electricity\",INDEX(BPF_Summary_Lookup,MATCH($B86,INDEX(BPF_Summary_Lookup,,#REF!),0),#REF!),IF(AC$68=\"Natural Gas\",INDEX(BPF_Summary_Lookup,MATCH($B86,INDEX(BPF_Summary_Lookup,,#REF!),0),#REF!),\"\"))),\"\")","v":""},{"$f":"IF(OR($F86=\"X\",$F86=\"x\"),IF(AD$68=\"\",\"\",IF(INDEX(BPF_Summary_Lookup,MATCH($B86,INDEX(BPF_Summary_Lookup,,#REF!),0),#REF!)=FALSE,\"\",IF(AD$68=\"Electricity\",$CO86,IF(AD$68=\"Natural Gas\",$CQ86,\"\")))),\"\")","v":""},{"$f":"IF(OR($F86=\"X\",$F86=\"x\"),IF(AE$68=\"\",\"\",IF(INDEX(BPF_Summary_Lookup,MATCH($B86,INDEX(BPF_Summary_Lookup,,#REF!),0),#REF!)=FALSE,\"\",IF(AE$68=\"Electricity\",$CU86,IF(AE$68=\"Natural Gas\",$CW86,\"\")))),\"\")","v":""},{"$f":"IF(OR($F86=\"X\",$F86=\"x\"),IF(INDEX(BPF_Summary_Lookup,MATCH($B86,INDEX(BPF_Summary_Lookup,,#REF!),0),#REF!)=FALSE,\"\",IF(AF$68=\"Electricity\",INDEX(BPF_Summary_Lookup,MATCH($B86,INDEX(BPF_Summary_Lookup,,#REF!),0),#REF!)*1000*0.000453592,IF(AF$68=\"Natural Gas\",INDEX(BPF_Summary_Lookup,MATCH($B86,INDEX(BPF_Summary_Lookup,,#REF!),0),#REF!)*1000*0.000453592,\"\"))),\"\")","v":""},{"$f":"IF(OR($F86=\"X\",$F86=\"x\"),IF(INDEX(BPF_Summary_Lookup,MATCH($B86,INDEX(BPF_Summary_Lookup,,#REF!),0),#REF!)=FALSE,\"\",IF(AG$68=\"Electricity\",INDEX(BPF_Summary_Lookup,MATCH($B86,INDEX(BPF_Summary_Lookup,,#REF!),0),#REF!),IF(AG$68=\"Natural Gas\",INDEX(BPF_Summary_Lookup,MATCH($B86,INDEX(BPF_Summary_Lookup,,#REF!),0),#REF!),\"\"))),\"\")","v":""},{"$f":"IF(OR($F86=\"X\",$F86=\"x\"),IF(AH$68=\"\",\"\",IF(INDEX(BPF_Summary_Lookup,MATCH($B86,INDEX(BPF_Summary_Lookup,,#REF!),0),#REF!)=FALSE,\"\",IF(AH$68=\"Electricity\",$CO86,IF(AH$68=\"Natural Gas\",$CQ86,\"\")))),\"\")","v":""},{"$f":"IF(OR($F86=\"X\",$F86=\"x\"),IF(AI$68=\"\",\"\",IF(INDEX(BPF_Summary_Lookup,MATCH($B86,INDEX(BPF_Summary_Lookup,,#REF!),0),#REF!)=FALSE,\"\",IF(AI$68=\"Electricity\",$CU86,IF(AI$68=\"Natural Gas\",$CW86,\"\")))),\"\")","v":""},{"$f":"IF(OR($F86=\"X\",$F86=\"x\"),IF(INDEX(BPF_Summary_Lookup,MATCH($B86,INDEX(BPF_Summary_Lookup,,#REF!),0),#REF!)=FALSE,\"\",IF(AJ$68=\"Electricity\",INDEX(BPF_Summary_Lookup,MATCH($B86,INDEX(BPF_Summary_Lookup,,#REF!),0),#REF!)*1000*0.000453592,IF(AJ$68=\"Natural Gas\",INDEX(BPF_Summary_Lookup,MATCH($B86,INDEX(BPF_Summary_Lookup,,#REF!),0),#REF!)*1000*0.000453592,\"\"))),\"\")","v":""},{"$f":"IF(OR($F86=\"X\",$F86=\"x\"),IF(INDEX(BPF_Summary_Lookup,MATCH($B86,INDEX(BPF_Summary_Lookup,,#REF!),0),#REF!)=FALSE,\"\",IF(AK$68=\"Electricity\",INDEX(BPF_Summary_Lookup,MATCH($B86,INDEX(BPF_Summary_Lookup,,#REF!),0),#REF!),IF(AK$68=\"Natural Gas\",INDEX(BPF_Summary_Lookup,MATCH($B86,INDEX(BPF_Summary_Lookup,,#REF!),0),#REF!),\"\"))),\"\")","v":""},{"$f":"IF(OR($F86=\"X\",$F86=\"x\"),IF(AL$68=\"\",\"\",IF(INDEX(BPF_Summary_Lookup,MATCH($B86,INDEX(BPF_Summary_Lookup,,#REF!),0),#REF!)=FALSE,\"\",IF(AL$68=\"Electricity\",$CO86,IF(AL$68=\"Natural Gas\",$CQ86,\"\")))),\"\")","v":""},{"$f":"IF(OR($F86=\"X\",$F86=\"x\"),IF(AM$68=\"\",\"\",IF(INDEX(BPF_Summary_Lookup,MATCH($B86,INDEX(BPF_Summary_Lookup,,#REF!),0),#REF!)=FALSE,\"\",IF(AM$68=\"Electricity\",$CU86,IF(AM$68=\"Natural Gas\",$CW86,\"\")))),\"\")","v":""},{"$f":"IF(OR($F86=\"X\",$F86=\"x\"),IF(INDEX(BPF_Summary_Lookup,MATCH($B86,INDEX(BPF_Summary_Lookup,,#REF!),0),#REF!)=FALSE,\"\",IF(AN$68=\"Electricity\",INDEX(BPF_Summary_Lookup,MATCH($B86,INDEX(BPF_Summary_Lookup,,#REF!),0),#REF!)*1000*0.000453592,IF(AN$68=\"Natural Gas\",INDEX(BPF_Summary_Lookup,MATCH($B86,INDEX(BPF_Summary_Lookup,,#REF!),0),#REF!)*1000*0.000453592,\"\"))),\"\")","v":""},{"$f":"IF(OR($F86=\"X\",$F86=\"x\"),IF(INDEX(BPF_Summary_Lookup,MATCH($B86,INDEX(BPF_Summary_Lookup,,#REF!),0),#REF!)=FALSE,\"\",IF(AO$68=\"Electricity\",INDEX(BPF_Summary_Lookup,MATCH($B86,INDEX(BPF_Summary_Lookup,,#REF!),0),#REF!),IF(AO$68=\"Natural Gas\",INDEX(BPF_Summary_Lookup,MATCH($B86,INDEX(BPF_Summary_Lookup,,#REF!),0),#REF!),\"\"))),\"\")","v":""},{"$f":"IF(OR($F86=\"X\",$F86=\"x\"),IF(AP$68=\"\",\"\",IF(INDEX(BPF_Summary_Lookup,MATCH($B86,INDEX(BPF_Summary_Lookup,,#REF!),0),#REF!)=FALSE,\"\",IF(AP$68=\"Electricity\",$CO86,IF(AP$68=\"Natural Gas\",$CQ86,\"\")))),\"\")","v":""},{"$f":"IF(OR($F86=\"X\",$F86=\"x\"),IF(AQ$68=\"\",\"\",IF(INDEX(BPF_Summary_Lookup,MATCH($B86,INDEX(BPF_Summary_Lookup,,#REF!),0),#REF!)=FALSE,\"\",IF(AQ$68=\"Electricity\",$CU86,IF(AQ$68=\"Natural Gas\",$CW86,\"\")))),\"\")","v":""},{"$f":"IF(OR($F86=\"X\",$F86=\"x\"),IF(INDEX(BPF_Summary_Lookup,MATCH($B86,INDEX(BPF_Summary_Lookup,,#REF!),0),#REF!)=FALSE,\"\",IF(AR$68=\"Electricity\",INDEX(BPF_Summary_Lookup,MATCH($B86,INDEX(BPF_Summary_Lookup,,#REF!),0),#REF!)*1000*0.000453592,IF(AR$68=\"Natural Gas\",INDEX(BPF_Summary_Lookup,MATCH($B86,INDEX(BPF_Summary_Lookup,,#REF!),0),#REF!)*1000*0.000453592,\"\"))),\"\")","v":""},{"$f":"IF(OR($F86=\"X\",$F86=\"x\"),IF(INDEX(BPF_Summary_Lookup,MATCH($B86,INDEX(BPF_Summary_Lookup,,#REF!),0),#REF!)=FALSE,\"\",IF(AS$68=\"Electricity\",INDEX(BPF_Summary_Lookup,MATCH($B86,INDEX(BPF_Summary_Lookup,,#REF!),0),#REF!),IF(AS$68=\"Natural Gas\",INDEX(BPF_Summary_Lookup,MATCH($B86,INDEX(BPF_Summary_Lookup,,#REF!),0),#REF!),\"\"))),\"\")","v":""},{"$f":"IF(OR($F86=\"X\",$F86=\"x\"),IF(AT$68=\"\",\"\",IF(INDEX(BPF_Summary_Lookup,MATCH($B86,INDEX(BPF_Summary_Lookup,,#REF!),0),#REF!)=FALSE,\"\",IF(AT$68=\"Electricity\",$CO86,IF(AT$68=\"Natural Gas\",$CQ86,\"\")))),\"\")","v":""},{"$f":"IF(OR($F86=\"X\",$F86=\"x\"),IF(INDEX(BPF_Summary_Lookup,MATCH($B86,INDEX(BPF_Summary_Lookup,,#REF!),0),#REF!)=FALSE,\"\",INDEX(BPF_Summary_Lookup,MATCH($B86,INDEX(BPF_Summary_Lookup,,#REF!),0),#REF!)),\"\")","v":""},{"$f":"IF(OR($F86=\"X\",$F86=\"x\"),IF(INDEX(BPF_Summary_Lookup,MATCH($B86,INDEX(BPF_Summary_Lookup,,#REF!),0),#REF!)=FALSE,\"\",INDEX(BPF_Summary_Lookup,MATCH($B86,INDEX(BPF_Summary_Lookup,,#REF!),0),#REF!)),\"\")","v":""},{"$f":"IFERROR(INDEX(Ref_UnitConversions_Energy_Content_kBtu_Unit,IFERROR(MATCH($CL$72&INDEX(RE_EC_EnergyTypes,MATCH($CL$72,INDEX(RE_EC_EnergyTypes,,1),0),2),Ref_UnitConversions_Energy_Units_Lookup,0),MATCH(\"All\"&INDEX(RE_EC_EnergyTypes,MATCH($CL$72,INDEX(RE_EC_EnergyTypes,,1),0),2),Ref_UnitConversions_Energy_Units_Lookup,0)),)/CL86,\"\")","v":""},"",{"$f":"IFERROR(INDEX(Ref_UnitConversions_Energy_Content_kBtu_Unit,IFERROR(MATCH($CM$72&INDEX(RE_EC_EnergyTypes,MATCH($CM$72,INDEX(RE_EC_EnergyTypes,,1),0),2),Ref_UnitConversions_Energy_Units_Lookup,0),MATCH(\"All\"&INDEX(RE_EC_EnergyTypes,MATCH($CM$72,INDEX(RE_EC_EnergyTypes,,1),0),2),Ref_UnitConversions_Energy_Units_Lookup,0)),)/CM86,\"\")","v":""},"",{"$f":"IF(OR($F86=\"X\",$F86=\"x\"),IF(INDEX(BPF_Summary_Lookup,MATCH($B86,INDEX(BPF_Summary_Lookup,,#REF!),0),#REF!)=FALSE,\"\",INDEX(BPF_Summary_Lookup,MATCH($B86,INDEX(BPF_Summary_Lookup,,#REF!),0),#REF!)),\"\")","v":""},{"$f":"IF(OR($F86=\"X\",$F86=\"x\"),IF(INDEX(BPF_Summary_Lookup,MATCH($B86,INDEX(BPF_Summary_Lookup,,#REF!),0),#REF!)=FALSE,\"\",INDEX(BPF_Summary_Lookup,MATCH($B86,INDEX(BPF_Summary_Lookup,,#REF!),0),#REF!)),\"\")","v":""},{"$f":"IFERROR(INDEX(Ref_UnitConversions_Energy_Content_kBtu_Unit,IFERROR(MATCH($CL$72&INDEX(RE_EC_EnergyTypes,MATCH($CL$72,INDEX(RE_EC_EnergyTypes,,1),0),2),Ref_UnitConversions_Energy_Units_Lookup,0),MATCH(\"All\"&INDEX(RE_EC_EnergyTypes,MATCH($CL$72,INDEX(RE_EC_EnergyTypes,,1),0),2),Ref_UnitConversions_Energy_Units_Lookup,0)),),\"\")","v":3.4119999999999999},"",{"$f":"IFERROR(INDEX(Ref_UnitConversions_Energy_Content_kBtu_Unit,IFERROR(MATCH($CM$72&INDEX(RE_EC_EnergyTypes,MATCH($CM$72,INDEX(RE_EC_EnergyTypes,,1),0),2),Ref_UnitConversions_Energy_Units_Lookup,0),MATCH(\"All\"&INDEX(RE_EC_EnergyTypes,MATCH($CM$72,INDEX(RE_EC_EnergyTypes,,1),0),2),Ref_UnitConversions_Energy_Units_Lookup,0)),),\"\")","v":102.9},""]
[null,14,{"$f":"IF(INDEX(ProgSetup_Program_List,B87,)=\"\",5/0, IF(ProgSetup_Miscellaneous_Customization=TRUE,1,5/0))","v":{"$error":"#DIV/0!"}},null,{"$f":"INDEX(ProgSetup_Program_List,B87,1)& \"\"","v":""},null,{"$f":"IF(OR($F87=\"X\",$F87=\"x\"),IF(G$68=\"\",\"\",IF(INDEX(BPF_Summary_Lookup,MATCH($B87,INDEX(BPF_Summary_Lookup,,#REF!),0),#REF!)=FALSE,\"\",IF(G$68=\"Electricity\",$CU87,IF(G$68=\"Natural Gas\",$CW87,\"\")))),\"\")","v":""},{"$f":"IF(OR($F87=\"X\",$F87=\"x\"),IF(INDEX(BPF_Summary_Lookup,MATCH($B87,INDEX(BPF_Summary_Lookup,,#REF!),0),#REF!)=FALSE,\"\",IF(H$68=\"Electricity\",INDEX(BPF_Summary_Lookup,MATCH($B87,INDEX(BPF_Summary_Lookup,,#REF!),0),#REF!)*1000*0.000453592,IF(H$68=\"Natural Gas\",INDEX(BPF_Summary_Lookup,MATCH($B87,INDEX(BPF_Summary_Lookup,,#REF!),0),#REF!)*1000*0.000453592,\"\"))),\"\")","v":""},{"$f":"IF(OR($F87=\"X\",$F87=\"x\"),IF(INDEX(BPF_Summary_Lookup,MATCH($B87,INDEX(BPF_Summary_Lookup,,#REF!),0),#REF!)=FALSE,\"\",IF(I$68=\"Electricity\",INDEX(BPF_Summary_Lookup,MATCH($B87,INDEX(BPF_Summary_Lookup,,#REF!),0),#REF!),IF(I$68=\"Natural Gas\",INDEX(BPF_Summary_Lookup,MATCH($B87,INDEX(BPF_Summary_Lookup,,#REF!),0),#REF!),\"\"))),\"\")","v":""},{"$f":"IF(OR($F87=\"X\",$F87=\"x\"),IF(J$68=\"\",\"\",IF(INDEX(BPF_Summary_Lookup,MATCH($B87,INDEX(BPF_Summary_Lookup,,#REF!),0),#REF!)=FALSE,\"\",IF(J$68=\"Electricity\",$CO87,IF(J$68=\"Natural Gas\",$CQ87,\"\")))),\"\")","v":""},{"$f":"IF(OR($F87=\"X\",$F87=\"x\"),IF(K$68=\"\",\"\",IF(INDEX(BPF_Summary_Lookup,MATCH($B87,INDEX(BPF_Summary_Lookup,,#REF!),0),#REF!)=FALSE,\"\",IF(K$68=\"Electricity\",$CU87,IF(K$68=\"Natural Gas\",$CW87,\"\")))),\"\")","v":""},{"$f":"IF(OR($F87=\"X\",$F87=\"x\"),IF(INDEX(BPF_Summary_Lookup,MATCH($B87,INDEX(BPF_Summary_Lookup,,#REF!),0),#REF!)=FALSE,\"\",IF(L$68=\"Electricity\",INDEX(BPF_Summary_Lookup,MATCH($B87,INDEX(BPF_Summary_Lookup,,#REF!),0),#REF!)*1000*0.000453592,IF(L$68=\"Natural Gas\",INDEX(BPF_Summary_Lookup,MATCH($B87,INDEX(BPF_Summary_Lookup,,#REF!),0),#REF!)*1000*0.000453592,\"\"))),\"\")","v":""},{"$f":"IF(OR($F87=\"X\",$F87=\"x\"),IF(INDEX(BPF_Summary_Lookup,MATCH($B87,INDEX(BPF_Summary_Lookup,,#REF!),0),#REF!)=FALSE,\"\",IF(M$68=\"Electricity\",INDEX(BPF_Summary_Lookup,MATCH($B87,INDEX(BPF_Summary_Lookup,,#REF!),0),#REF!),IF(M$68=\"Natural Gas\",INDEX(BPF_Summary_Lookup,MATCH($B87,INDEX(BPF_Summary_Lookup,,#REF!),0),#REF!),\"\"))),\"\")","v":""},{"$f":"IF(OR($F87=\"X\",$F87=\"x\"),IF(N$68=\"\",\"\",IF(INDEX(BPF_Summary_Lookup,MATCH($B87,INDEX(BPF_Summary_Lookup,,#REF!),0),#REF!)=FALSE,\"\",IF(N$68=\"Electricity\",$CO87,IF(N$68=\"Natural Gas\",$CQ87,\"\")))),\"\")","v":""},{"$f":"IF(OR($F87=\"X\",$F87=\"x\"),IF(O$68=\"\",\"\",IF(INDEX(BPF_Summary_Lookup,MATCH($B87,INDEX(BPF_Summary_Lookup,,#REF!),0),#REF!)=FALSE,\"\",IF(O$68=\"Electricity\",$CU87,IF(O$68=\"Natural Gas\",$CW87,\"\")))),\"\")","v":""},{"$f":"IF(OR($F87=\"X\",$F87=\"x\"),IF(INDEX(BPF_Summary_Lookup,MATCH($B87,INDEX(BPF_Summary_Lookup,,#REF!),0),#REF!)=FALSE,\"\",IF(P$68=\"Electricity\",INDEX(BPF_Summary_Lookup,MATCH($B87,INDEX(BPF_Summary_Lookup,,#REF!),0),#REF!)*1000*0.000453592,IF(P$68=\"Natural Gas\",INDEX(BPF_Summary_Lookup,MATCH($B87,INDEX(BPF_Summary_Lookup,,#REF!),0),#REF!)*1000*0.000453592,\"\"))),\"\")","v":""},{"$f":"IF(OR($F87=\"X\",$F87=\"x\"),IF(INDEX(BPF_Summary_Lookup,MATCH($B87,INDEX(BPF_Summary_Lookup,,#REF!),0),#REF!)=FALSE,\"\",IF(Q$68=\"Electricity\",INDEX(BPF_Summary_Lookup,MATCH($B87,INDEX(BPF_Summary_Lookup,,#REF!),0),#REF!),IF(Q$68=\"Natural Gas\",INDEX(BPF_Summary_Lookup,MATCH($B87,INDEX(BPF_Summary_Lookup,,#REF!),0),#REF!),\"\"))),\"\")","v":""},{"$f":"IF(OR($F87=\"X\",$F87=\"x\"),IF(R$68=\"\",\"\",IF(INDEX(BPF_Summary_Lookup,MATCH($B87,INDEX(BPF_Summary_Lookup,,#REF!),0),#REF!)=FALSE,\"\",IF(R$68=\"Electricity\",$CO87,IF(R$68=\"Natural Gas\",$CQ87,\"\")))),\"\")","v":""},{"$f":"IF(OR($F87=\"X\",$F87=\"x\"),IF(S$68=\"\",\"\",IF(INDEX(BPF_Summary_Lookup,MATCH($B87,INDEX(BPF_Summary_Lookup,,#REF!),0),#REF!)=FALSE,\"\",IF(S$68=\"Electricity\",$CU87,IF(S$68=\"Natural Gas\",$CW87,\"\")))),\"\")","v":""},{"$f":"IF(OR($F87=\"X\",$F87=\"x\"),IF(INDEX(BPF_Summary_Lookup,MATCH($B87,INDEX(BPF_Summary_Lookup,,#REF!),0),#REF!)=FALSE,\"\",IF(T$68=\"Electricity\",INDEX(BPF_Summary_Lookup,MATCH($B87,INDEX(BPF_Summary_Lookup,,#REF!),0),#REF!)*1000*0.000453592,IF(T$68=\"Natural Gas\",INDEX(BPF_Summary_Lookup,MATCH($B87,INDEX(BPF_Summary_Lookup,,#REF!),0),#REF!)*1000*0.000453592,\"\"))),\"\")","v":""},{"$f":"IF(OR($F87=\"X\",$F87=\"x\"),IF(INDEX(BPF_Summary_Lookup,MATCH($B87,INDEX(BPF_Summary_Lookup,,#REF!),0),#REF!)=FALSE,\"\",IF(U$68=\"Electricity\",INDEX(BPF_Summary_Lookup,MATCH($B87,INDEX(BPF_Summary_Lookup,,#REF!),0),#REF!),IF(U$68=\"Natural Gas\",INDEX(BPF_Summary_Lookup,MATCH($B87,INDEX(BPF_Summary_Lookup,,#REF!),0),#REF!),\"\"))),\"\")","v":""},{"$f":"IF(OR($F87=\"X\",$F87=\"x\"),IF(V$68=\"\",\"\",IF(INDEX(BPF_Summary_Lookup,MATCH($B87,INDEX(BPF_Summary_Lookup,,#REF!),0),#REF!)=FALSE,\"\",IF(V$68=\"Electricity\",$CO87,IF(V$68=\"Natural Gas\",$CQ87,\"\")))),\"\")","v":""},{"$f":"IF(OR($F87=\"X\",$F87=\"x\"),IF(W$68=\"\",\"\",IF(INDEX(BPF_Summary_Lookup,MATCH($B87,INDEX(BPF_Summary_Lookup,,#REF!),0),#REF!)=FALSE,\"\",IF(W$68=\"Electricity\",$CU87,IF(W$68=\"Natural Gas\",$CW87,\"\")))),\"\")","v":""},{"$f":"IF(OR($F87=\"X\",$F87=\"x\"),IF(INDEX(BPF_Summary_Lookup,MATCH($B87,INDEX(BPF_Summary_Lookup,,#REF!),0),#REF!)=FALSE,\"\",IF(X$68=\"Electricity\",INDEX(BPF_Summary_Lookup,MATCH($B87,INDEX(BPF_Summary_Lookup,,#REF!),0),#REF!)*1000*0.000453592,IF(X$68=\"Natural Gas\",INDEX(BPF_Summary_Lookup,MATCH($B87,INDEX(BPF_Summary_Lookup,,#REF!),0),#REF!)*1000*0.000453592,\"\"))),\"\")","v":""},{"$f":"IF(OR($F87=\"X\",$F87=\"x\"),IF(INDEX(BPF_Summary_Lookup,MATCH($B87,INDEX(BPF_Summary_Lookup,,#REF!),0),#REF!)=FALSE,\"\",IF(Y$68=\"Electricity\",INDEX(BPF_Summary_Lookup,MATCH($B87,INDEX(BPF_Summary_Lookup,,#REF!),0),#REF!),IF(Y$68=\"Natural Gas\",INDEX(BPF_Summary_Lookup,MATCH($B87,INDEX(BPF_Summary_Lookup,,#REF!),0),#REF!),\"\"))),\"\")","v":""},{"$f":"IF(OR($F87=\"X\",$F87=\"x\"),IF(Z$68=\"\",\"\",IF(INDEX(BPF_Summary_Lookup,MATCH($B87,INDEX(BPF_Summary_Lookup,,#REF!),0),#REF!)=FALSE,\"\",IF(Z$68=\"Electricity\",$CO87,IF(Z$68=\"Natural Gas\",$CQ87,\"\")))),\"\")","v":""},{"$f":"IF(OR($F87=\"X\",$F87=\"x\"),IF(AA$68=\"\",\"\",IF(INDEX(BPF_Summary_Lookup,MATCH($B87,INDEX(BPF_Summary_Lookup,,#REF!),0),#REF!)=FALSE,\"\",IF(AA$68=\"Electricity\",$CU87,IF(AA$68=\"Natural Gas\",$CW87,\"\")))),\"\")","v":""},{"$f":"IF(OR($F87=\"X\",$F87=\"x\"),IF(INDEX(BPF_Summary_Lookup,MATCH($B87,INDEX(BPF_Summary_Lookup,,#REF!),0),#REF!)=FALSE,\"\",IF(AB$68=\"Electricity\",INDEX(BPF_Summary_Lookup,MATCH($B87,INDEX(BPF_Summary_Lookup,,#REF!),0),#REF!)*1000*0.000453592,IF(AB$68=\"Natural Gas\",INDEX(BPF_Summary_Lookup,MATCH($B87,INDEX(BPF_Summary_Lookup,,#REF!),0),#REF!)*1000*0.000453592,\"\"))),\"\")","v":""},{"$f":"IF(OR($F87=\"X\",$F87=\"x\"),IF(INDEX(BPF_Summary_Lookup,MATCH($B87,INDEX(BPF_Summary_Lookup,,#REF!),0),#REF!)=FALSE,\"\",IF(AC$68=\"Electricity\",INDEX(BPF_Summary_Lookup,MATCH($B87,INDEX(BPF_Summary_Lookup,,#REF!),0),#REF!),IF(AC$68=\"Natural Gas\",INDEX(BPF_Summary_Lookup,MATCH($B87,INDEX(BPF_Summary_Lookup,,#REF!),0),#REF!),\"\"))),\"\")","v":""},{"$f":"IF(OR($F87=\"X\",$F87=\"x\"),IF(AD$68=\"\",\"\",IF(INDEX(BPF_Summary_Lookup,MATCH($B87,INDEX(BPF_Summary_Lookup,,#REF!),0),#REF!)=FALSE,\"\",IF(AD$68=\"Electricity\",$CO87,IF(AD$68=\"Natural Gas\",$CQ87,\"\")))),\"\")","v":""},{"$f":"IF(OR($F87=\"X\",$F87=\"x\"),IF(AE$68=\"\",\"\",IF(INDEX(BPF_Summary_Lookup,MATCH($B87,INDEX(BPF_Summary_Lookup,,#REF!),0),#REF!)=FALSE,\"\",IF(AE$68=\"Electricity\",$CU87,IF(AE$68=\"Natural Gas\",$CW87,\"\")))),\"\")","v":""},{"$f":"IF(OR($F87=\"X\",$F87=\"x\"),IF(INDEX(BPF_Summary_Lookup,MATCH($B87,INDEX(BPF_Summary_Lookup,,#REF!),0),#REF!)=FALSE,\"\",IF(AF$68=\"Electricity\",INDEX(BPF_Summary_Lookup,MATCH($B87,INDEX(BPF_Summary_Lookup,,#REF!),0),#REF!)*1000*0.000453592,IF(AF$68=\"Natural Gas\",INDEX(BPF_Summary_Lookup,MATCH($B87,INDEX(BPF_Summary_Lookup,,#REF!),0),#REF!)*1000*0.000453592,\"\"))),\"\")","v":""},{"$f":"IF(OR($F87=\"X\",$F87=\"x\"),IF(INDEX(BPF_Summary_Lookup,MATCH($B87,INDEX(BPF_Summary_Lookup,,#REF!),0),#REF!)=FALSE,\"\",IF(AG$68=\"Electricity\",INDEX(BPF_Summary_Lookup,MATCH($B87,INDEX(BPF_Summary_Lookup,,#REF!),0),#REF!),IF(AG$68=\"Natural Gas\",INDEX(BPF_Summary_Lookup,MATCH($B87,INDEX(BPF_Summary_Lookup,,#REF!),0),#REF!),\"\"))),\"\")","v":""},{"$f":"IF(OR($F87=\"X\",$F87=\"x\"),IF(AH$68=\"\",\"\",IF(INDEX(BPF_Summary_Lookup,MATCH($B87,INDEX(BPF_Summary_Lookup,,#REF!),0),#REF!)=FALSE,\"\",IF(AH$68=\"Electricity\",$CO87,IF(AH$68=\"Natural Gas\",$CQ87,\"\")))),\"\")","v":""},{"$f":"IF(OR($F87=\"X\",$F87=\"x\"),IF(AI$68=\"\",\"\",IF(INDEX(BPF_Summary_Lookup,MATCH($B87,INDEX(BPF_Summary_Lookup,,#REF!),0),#REF!)=FALSE,\"\",IF(AI$68=\"Electricity\",$CU87,IF(AI$68=\"Natural Gas\",$CW87,\"\")))),\"\")","v":""},{"$f":"IF(OR($F87=\"X\",$F87=\"x\"),IF(INDEX(BPF_Summary_Lookup,MATCH($B87,INDEX(BPF_Summary_Lookup,,#REF!),0),#REF!)=FALSE,\"\",IF(AJ$68=\"Electricity\",INDEX(BPF_Summary_Lookup,MATCH($B87,INDEX(BPF_Summary_Lookup,,#REF!),0),#REF!)*1000*0.000453592,IF(AJ$68=\"Natural Gas\",INDEX(BPF_Summary_Lookup,MATCH($B87,INDEX(BPF_Summary_Lookup,,#REF!),0),#REF!)*1000*0.000453592,\"\"))),\"\")","v":""},{"$f":"IF(OR($F87=\"X\",$F87=\"x\"),IF(INDEX(BPF_Summary_Lookup,MATCH($B87,INDEX(BPF_Summary_Lookup,,#REF!),0),#REF!)=FALSE,\"\",IF(AK$68=\"Electricity\",INDEX(BPF_Summary_Lookup,MATCH($B87,INDEX(BPF_Summary_Lookup,,#REF!),0),#REF!),IF(AK$68=\"Natural Gas\",INDEX(BPF_Summary_Lookup,MATCH($B87,INDEX(BPF_Summary_Lookup,,#REF!),0),#REF!),\"\"))),\"\")","v":""},{"$f":"IF(OR($F87=\"X\",$F87=\"x\"),IF(AL$68=\"\",\"\",IF(INDEX(BPF_Summary_Lookup,MATCH($B87,INDEX(BPF_Summary_Lookup,,#REF!),0),#REF!)=FALSE,\"\",IF(AL$68=\"Electricity\",$CO87,IF(AL$68=\"Natural Gas\",$CQ87,\"\")))),\"\")","v":""},{"$f":"IF(OR($F87=\"X\",$F87=\"x\"),IF(AM$68=\"\",\"\",IF(INDEX(BPF_Summary_Lookup,MATCH($B87,INDEX(BPF_Summary_Lookup,,#REF!),0),#REF!)=FALSE,\"\",IF(AM$68=\"Electricity\",$CU87,IF(AM$68=\"Natural Gas\",$CW87,\"\")))),\"\")","v":""},{"$f":"IF(OR($F87=\"X\",$F87=\"x\"),IF(INDEX(BPF_Summary_Lookup,MATCH($B87,INDEX(BPF_Summary_Lookup,,#REF!),0),#REF!)=FALSE,\"\",IF(AN$68=\"Electricity\",INDEX(BPF_Summary_Lookup,MATCH($B87,INDEX(BPF_Summary_Lookup,,#REF!),0),#REF!)*1000*0.000453592,IF(AN$68=\"Natural Gas\",INDEX(BPF_Summary_Lookup,MATCH($B87,INDEX(BPF_Summary_Lookup,,#REF!),0),#REF!)*1000*0.000453592,\"\"))),\"\")","v":""},{"$f":"IF(OR($F87=\"X\",$F87=\"x\"),IF(INDEX(BPF_Summary_Lookup,MATCH($B87,INDEX(BPF_Summary_Lookup,,#REF!),0),#REF!)=FALSE,\"\",IF(AO$68=\"Electricity\",INDEX(BPF_Summary_Lookup,MATCH($B87,INDEX(BPF_Summary_Lookup,,#REF!),0),#REF!),IF(AO$68=\"Natural Gas\",INDEX(BPF_Summary_Lookup,MATCH($B87,INDEX(BPF_Summary_Lookup,,#REF!),0),#REF!),\"\"))),\"\")","v":""},{"$f":"IF(OR($F87=\"X\",$F87=\"x\"),IF(AP$68=\"\",\"\",IF(INDEX(BPF_Summary_Lookup,MATCH($B87,INDEX(BPF_Summary_Lookup,,#REF!),0),#REF!)=FALSE,\"\",IF(AP$68=\"Electricity\",$CO87,IF(AP$68=\"Natural Gas\",$CQ87,\"\")))),\"\")","v":""},{"$f":"IF(OR($F87=\"X\",$F87=\"x\"),IF(AQ$68=\"\",\"\",IF(INDEX(BPF_Summary_Lookup,MATCH($B87,INDEX(BPF_Summary_Lookup,,#REF!),0),#REF!)=FALSE,\"\",IF(AQ$68=\"Electricity\",$CU87,IF(AQ$68=\"Natural Gas\",$CW87,\"\")))),\"\")","v":""},{"$f":"IF(OR($F87=\"X\",$F87=\"x\"),IF(INDEX(BPF_Summary_Lookup,MATCH($B87,INDEX(BPF_Summary_Lookup,,#REF!),0),#REF!)=FALSE,\"\",IF(AR$68=\"Electricity\",INDEX(BPF_Summary_Lookup,MATCH($B87,INDEX(BPF_Summary_Lookup,,#REF!),0),#REF!)*1000*0.000453592,IF(AR$68=\"Natural Gas\",INDEX(BPF_Summary_Lookup,MATCH($B87,INDEX(BPF_Summary_Lookup,,#REF!),0),#REF!)*1000*0.000453592,\"\"))),\"\")","v":""},{"$f":"IF(OR($F87=\"X\",$F87=\"x\"),IF(INDEX(BPF_Summary_Lookup,MATCH($B87,INDEX(BPF_Summary_Lookup,,#REF!),0),#REF!)=FALSE,\"\",IF(AS$68=\"Electricity\",INDEX(BPF_Summary_Lookup,MATCH($B87,INDEX(BPF_Summary_Lookup,,#REF!),0),#REF!),IF(AS$68=\"Natural Gas\",INDEX(BPF_Summary_Lookup,MATCH($B87,INDEX(BPF_Summary_Lookup,,#REF!),0),#REF!),\"\"))),\"\")","v":""},{"$f":"IF(OR($F87=\"X\",$F87=\"x\"),IF(AT$68=\"\",\"\",IF(INDEX(BPF_Summary_Lookup,MATCH($B87,INDEX(BPF_Summary_Lookup,,#REF!),0),#REF!)=FALSE,\"\",IF(AT$68=\"Electricity\",$CO87,IF(AT$68=\"Natural Gas\",$CQ87,\"\")))),\"\")","v":""},null,null,null,{"$f":"IF(OR($F87=\"X\",$F87=\"x\"),IF(G$68=\"\",\"\",IF(INDEX(BPF_Summary_Lookup,MATCH($B87,INDEX(BPF_Summary_Lookup,,#REF!),0),#REF!)=FALSE,\"\",IF(G$68=\"Electricity\",$CU87,IF(G$68=\"Natural Gas\",$CW87,\"\")))),\"\")","v":""},{"$f":"IF(OR($F87=\"X\",$F87=\"x\"),IF(INDEX(BPF_Summary_Lookup,MATCH($B87,INDEX(BPF_Summary_Lookup,,#REF!),0),#REF!)=FALSE,\"\",IF(H$68=\"Electricity\",INDEX(BPF_Summary_Lookup,MATCH($B87,INDEX(BPF_Summary_Lookup,,#REF!),0),#REF!)*1000*0.000453592,IF(H$68=\"Natural Gas\",INDEX(BPF_Summary_Lookup,MATCH($B87,INDEX(BPF_Summary_Lookup,,#REF!),0),#REF!)*1000*0.000453592,\"\"))),\"\")","v":""},{"$f":"IF(OR($F87=\"X\",$F87=\"x\"),IF(INDEX(BPF_Summary_Lookup,MATCH($B87,INDEX(BPF_Summary_Lookup,,#REF!),0),#REF!)=FALSE,\"\",IF(I$68=\"Electricity\",INDEX(BPF_Summary_Lookup,MATCH($B87,INDEX(BPF_Summary_Lookup,,#REF!),0),#REF!),IF(I$68=\"Natural Gas\",INDEX(BPF_Summary_Lookup,MATCH($B87,INDEX(BPF_Summary_Lookup,,#REF!),0),#REF!),\"\"))),\"\")","v":""},{"$f":"IF(OR($F87=\"X\",$F87=\"x\"),IF(J$68=\"\",\"\",IF(INDEX(BPF_Summary_Lookup,MATCH($B87,INDEX(BPF_Summary_Lookup,,#REF!),0),#REF!)=FALSE,\"\",IF(J$68=\"Electricity\",$CO87,IF(J$68=\"Natural Gas\",$CQ87,\"\")))),\"\")","v":""},{"$f":"IF(OR($F87=\"X\",$F87=\"x\"),IF(K$68=\"\",\"\",IF(INDEX(BPF_Summary_Lookup,MATCH($B87,INDEX(BPF_Summary_Lookup,,#REF!),0),#REF!)=FALSE,\"\",IF(K$68=\"Electricity\",$CU87,IF(K$68=\"Natural Gas\",$CW87,\"\")))),\"\")","v":""},{"$f":"IF(OR($F87=\"X\",$F87=\"x\"),IF(INDEX(BPF_Summary_Lookup,MATCH($B87,INDEX(BPF_Summary_Lookup,,#REF!),0),#REF!)=FALSE,\"\",IF(L$68=\"Electricity\",INDEX(BPF_Summary_Lookup,MATCH($B87,INDEX(BPF_Summary_Lookup,,#REF!),0),#REF!)*1000*0.000453592,IF(L$68=\"Natural Gas\",INDEX(BPF_Summary_Lookup,MATCH($B87,INDEX(BPF_Summary_Lookup,,#REF!),0),#REF!)*1000*0.000453592,\"\"))),\"\")","v":""},{"$f":"IF(OR($F87=\"X\",$F87=\"x\"),IF(INDEX(BPF_Summary_Lookup,MATCH($B87,INDEX(BPF_Summary_Lookup,,#REF!),0),#REF!)=FALSE,\"\",IF(M$68=\"Electricity\",INDEX(BPF_Summary_Lookup,MATCH($B87,INDEX(BPF_Summary_Lookup,,#REF!),0),#REF!),IF(M$68=\"Natural Gas\",INDEX(BPF_Summary_Lookup,MATCH($B87,INDEX(BPF_Summary_Lookup,,#REF!),0),#REF!),\"\"))),\"\")","v":""},{"$f":"IF(OR($F87=\"X\",$F87=\"x\"),IF(N$68=\"\",\"\",IF(INDEX(BPF_Summary_Lookup,MATCH($B87,INDEX(BPF_Summary_Lookup,,#REF!),0),#REF!)=FALSE,\"\",IF(N$68=\"Electricity\",$CO87,IF(N$68=\"Natural Gas\",$CQ87,\"\")))),\"\")","v":""},{"$f":"IF(OR($F87=\"X\",$F87=\"x\"),IF(O$68=\"\",\"\",IF(INDEX(BPF_Summary_Lookup,MATCH($B87,INDEX(BPF_Summary_Lookup,,#REF!),0),#REF!)=FALSE,\"\",IF(O$68=\"Electricity\",$CU87,IF(O$68=\"Natural Gas\",$CW87,\"\")))),\"\")","v":""},{"$f":"IF(OR($F87=\"X\",$F87=\"x\"),IF(INDEX(BPF_Summary_Lookup,MATCH($B87,INDEX(BPF_Summary_Lookup,,#REF!),0),#REF!)=FALSE,\"\",IF(P$68=\"Electricity\",INDEX(BPF_Summary_Lookup,MATCH($B87,INDEX(BPF_Summary_Lookup,,#REF!),0),#REF!)*1000*0.000453592,IF(P$68=\"Natural Gas\",INDEX(BPF_Summary_Lookup,MATCH($B87,INDEX(BPF_Summary_Lookup,,#REF!),0),#REF!)*1000*0.000453592,\"\"))),\"\")","v":""},{"$f":"IF(OR($F87=\"X\",$F87=\"x\"),IF(INDEX(BPF_Summary_Lookup,MATCH($B87,INDEX(BPF_Summary_Lookup,,#REF!),0),#REF!)=FALSE,\"\",IF(Q$68=\"Electricity\",INDEX(BPF_Summary_Lookup,MATCH($B87,INDEX(BPF_Summary_Lookup,,#REF!),0),#REF!),IF(Q$68=\"Natural Gas\",INDEX(BPF_Summary_Lookup,MATCH($B87,INDEX(BPF_Summary_Lookup,,#REF!),0),#REF!),\"\"))),\"\")","v":""},{"$f":"IF(OR($F87=\"X\",$F87=\"x\"),IF(R$68=\"\",\"\",IF(INDEX(BPF_Summary_Lookup,MATCH($B87,INDEX(BPF_Summary_Lookup,,#REF!),0),#REF!)=FALSE,\"\",IF(R$68=\"Electricity\",$CO87,IF(R$68=\"Natural Gas\",$CQ87,\"\")))),\"\")","v":""},{"$f":"IF(OR($F87=\"X\",$F87=\"x\"),IF(S$68=\"\",\"\",IF(INDEX(BPF_Summary_Lookup,MATCH($B87,INDEX(BPF_Summary_Lookup,,#REF!),0),#REF!)=FALSE,\"\",IF(S$68=\"Electricity\",$CU87,IF(S$68=\"Natural Gas\",$CW87,\"\")))),\"\")","v":""},{"$f":"IF(OR($F87=\"X\",$F87=\"x\"),IF(INDEX(BPF_Summary_Lookup,MATCH($B87,INDEX(BPF_Summary_Lookup,,#REF!),0),#REF!)=FALSE,\"\",IF(T$68=\"Electricity\",INDEX(BPF_Summary_Lookup,MATCH($B87,INDEX(BPF_Summary_Lookup,,#REF!),0),#REF!)*1000*0.000453592,IF(T$68=\"Natural Gas\",INDEX(BPF_Summary_Lookup,MATCH($B87,INDEX(BPF_Summary_Lookup,,#REF!),0),#REF!)*1000*0.000453592,\"\"))),\"\")","v":""},{"$f":"IF(OR($F87=\"X\",$F87=\"x\"),IF(INDEX(BPF_Summary_Lookup,MATCH($B87,INDEX(BPF_Summary_Lookup,,#REF!),0),#REF!)=FALSE,\"\",IF(U$68=\"Electricity\",INDEX(BPF_Summary_Lookup,MATCH($B87,INDEX(BPF_Summary_Lookup,,#REF!),0),#REF!),IF(U$68=\"Natural Gas\",INDEX(BPF_Summary_Lookup,MATCH($B87,INDEX(BPF_Summary_Lookup,,#REF!),0),#REF!),\"\"))),\"\")","v":""},{"$f":"IF(OR($F87=\"X\",$F87=\"x\"),IF(V$68=\"\",\"\",IF(INDEX(BPF_Summary_Lookup,MATCH($B87,INDEX(BPF_Summary_Lookup,,#REF!),0),#REF!)=FALSE,\"\",IF(V$68=\"Electricity\",$CO87,IF(V$68=\"Natural Gas\",$CQ87,\"\")))),\"\")","v":""},{"$f":"IF(OR($F87=\"X\",$F87=\"x\"),IF(W$68=\"\",\"\",IF(INDEX(BPF_Summary_Lookup,MATCH($B87,INDEX(BPF_Summary_Lookup,,#REF!),0),#REF!)=FALSE,\"\",IF(W$68=\"Electricity\",$CU87,IF(W$68=\"Natural Gas\",$CW87,\"\")))),\"\")","v":""},{"$f":"IF(OR($F87=\"X\",$F87=\"x\"),IF(INDEX(BPF_Summary_Lookup,MATCH($B87,INDEX(BPF_Summary_Lookup,,#REF!),0),#REF!)=FALSE,\"\",IF(X$68=\"Electricity\",INDEX(BPF_Summary_Lookup,MATCH($B87,INDEX(BPF_Summary_Lookup,,#REF!),0),#REF!)*1000*0.000453592,IF(X$68=\"Natural Gas\",INDEX(BPF_Summary_Lookup,MATCH($B87,INDEX(BPF_Summary_Lookup,,#REF!),0),#REF!)*1000*0.000453592,\"\"))),\"\")","v":""},{"$f":"IF(OR($F87=\"X\",$F87=\"x\"),IF(INDEX(BPF_Summary_Lookup,MATCH($B87,INDEX(BPF_Summary_Lookup,,#REF!),0),#REF!)=FALSE,\"\",IF(Y$68=\"Electricity\",INDEX(BPF_Summary_Lookup,MATCH($B87,INDEX(BPF_Summary_Lookup,,#REF!),0),#REF!),IF(Y$68=\"Natural Gas\",INDEX(BPF_Summary_Lookup,MATCH($B87,INDEX(BPF_Summary_Lookup,,#REF!),0),#REF!),\"\"))),\"\")","v":""},{"$f":"IF(OR($F87=\"X\",$F87=\"x\"),IF(Z$68=\"\",\"\",IF(INDEX(BPF_Summary_Lookup,MATCH($B87,INDEX(BPF_Summary_Lookup,,#REF!),0),#REF!)=FALSE,\"\",IF(Z$68=\"Electricity\",$CO87,IF(Z$68=\"Natural Gas\",$CQ87,\"\")))),\"\")","v":""},{"$f":"IF(OR($F87=\"X\",$F87=\"x\"),IF(AA$68=\"\",\"\",IF(INDEX(BPF_Summary_Lookup,MATCH($B87,INDEX(BPF_Summary_Lookup,,#REF!),0),#REF!)=FALSE,\"\",IF(AA$68=\"Electricity\",$CU87,IF(AA$68=\"Natural Gas\",$CW87,\"\")))),\"\")","v":""},{"$f":"IF(OR($F87=\"X\",$F87=\"x\"),IF(INDEX(BPF_Summary_Lookup,MATCH($B87,INDEX(BPF_Summary_Lookup,,#REF!),0),#REF!)=FALSE,\"\",IF(AB$68=\"Electricity\",INDEX(BPF_Summary_Lookup,MATCH($B87,INDEX(BPF_Summary_Lookup,,#REF!),0),#REF!)*1000*0.000453592,IF(AB$68=\"Natural Gas\",INDEX(BPF_Summary_Lookup,MATCH($B87,INDEX(BPF_Summary_Lookup,,#REF!),0),#REF!)*1000*0.000453592,\"\"))),\"\")","v":""},{"$f":"IF(OR($F87=\"X\",$F87=\"x\"),IF(INDEX(BPF_Summary_Lookup,MATCH($B87,INDEX(BPF_Summary_Lookup,,#REF!),0),#REF!)=FALSE,\"\",IF(AC$68=\"Electricity\",INDEX(BPF_Summary_Lookup,MATCH($B87,INDEX(BPF_Summary_Lookup,,#REF!),0),#REF!),IF(AC$68=\"Natural Gas\",INDEX(BPF_Summary_Lookup,MATCH($B87,INDEX(BPF_Summary_Lookup,,#REF!),0),#REF!),\"\"))),\"\")","v":""},{"$f":"IF(OR($F87=\"X\",$F87=\"x\"),IF(AD$68=\"\",\"\",IF(INDEX(BPF_Summary_Lookup,MATCH($B87,INDEX(BPF_Summary_Lookup,,#REF!),0),#REF!)=FALSE,\"\",IF(AD$68=\"Electricity\",$CO87,IF(AD$68=\"Natural Gas\",$CQ87,\"\")))),\"\")","v":""},{"$f":"IF(OR($F87=\"X\",$F87=\"x\"),IF(AE$68=\"\",\"\",IF(INDEX(BPF_Summary_Lookup,MATCH($B87,INDEX(BPF_Summary_Lookup,,#REF!),0),#REF!)=FALSE,\"\",IF(AE$68=\"Electricity\",$CU87,IF(AE$68=\"Natural Gas\",$CW87,\"\")))),\"\")","v":""},{"$f":"IF(OR($F87=\"X\",$F87=\"x\"),IF(INDEX(BPF_Summary_Lookup,MATCH($B87,INDEX(BPF_Summary_Lookup,,#REF!),0),#REF!)=FALSE,\"\",IF(AF$68=\"Electricity\",INDEX(BPF_Summary_Lookup,MATCH($B87,INDEX(BPF_Summary_Lookup,,#REF!),0),#REF!)*1000*0.000453592,IF(AF$68=\"Natural Gas\",INDEX(BPF_Summary_Lookup,MATCH($B87,INDEX(BPF_Summary_Lookup,,#REF!),0),#REF!)*1000*0.000453592,\"\"))),\"\")","v":""},{"$f":"IF(OR($F87=\"X\",$F87=\"x\"),IF(INDEX(BPF_Summary_Lookup,MATCH($B87,INDEX(BPF_Summary_Lookup,,#REF!),0),#REF!)=FALSE,\"\",IF(AG$68=\"Electricity\",INDEX(BPF_Summary_Lookup,MATCH($B87,INDEX(BPF_Summary_Lookup,,#REF!),0),#REF!),IF(AG$68=\"Natural Gas\",INDEX(BPF_Summary_Lookup,MATCH($B87,INDEX(BPF_Summary_Lookup,,#REF!),0),#REF!),\"\"))),\"\")","v":""},{"$f":"IF(OR($F87=\"X\",$F87=\"x\"),IF(AH$68=\"\",\"\",IF(INDEX(BPF_Summary_Lookup,MATCH($B87,INDEX(BPF_Summary_Lookup,,#REF!),0),#REF!)=FALSE,\"\",IF(AH$68=\"Electricity\",$CO87,IF(AH$68=\"Natural Gas\",$CQ87,\"\")))),\"\")","v":""},{"$f":"IF(OR($F87=\"X\",$F87=\"x\"),IF(AI$68=\"\",\"\",IF(INDEX(BPF_Summary_Lookup,MATCH($B87,INDEX(BPF_Summary_Lookup,,#REF!),0),#REF!)=FALSE,\"\",IF(AI$68=\"Electricity\",$CU87,IF(AI$68=\"Natural Gas\",$CW87,\"\")))),\"\")","v":""},{"$f":"IF(OR($F87=\"X\",$F87=\"x\"),IF(INDEX(BPF_Summary_Lookup,MATCH($B87,INDEX(BPF_Summary_Lookup,,#REF!),0),#REF!)=FALSE,\"\",IF(AJ$68=\"Electricity\",INDEX(BPF_Summary_Lookup,MATCH($B87,INDEX(BPF_Summary_Lookup,,#REF!),0),#REF!)*1000*0.000453592,IF(AJ$68=\"Natural Gas\",INDEX(BPF_Summary_Lookup,MATCH($B87,INDEX(BPF_Summary_Lookup,,#REF!),0),#REF!)*1000*0.000453592,\"\"))),\"\")","v":""},{"$f":"IF(OR($F87=\"X\",$F87=\"x\"),IF(INDEX(BPF_Summary_Lookup,MATCH($B87,INDEX(BPF_Summary_Lookup,,#REF!),0),#REF!)=FALSE,\"\",IF(AK$68=\"Electricity\",INDEX(BPF_Summary_Lookup,MATCH($B87,INDEX(BPF_Summary_Lookup,,#REF!),0),#REF!),IF(AK$68=\"Natural Gas\",INDEX(BPF_Summary_Lookup,MATCH($B87,INDEX(BPF_Summary_Lookup,,#REF!),0),#REF!),\"\"))),\"\")","v":""},{"$f":"IF(OR($F87=\"X\",$F87=\"x\"),IF(AL$68=\"\",\"\",IF(INDEX(BPF_Summary_Lookup,MATCH($B87,INDEX(BPF_Summary_Lookup,,#REF!),0),#REF!)=FALSE,\"\",IF(AL$68=\"Electricity\",$CO87,IF(AL$68=\"Natural Gas\",$CQ87,\"\")))),\"\")","v":""},{"$f":"IF(OR($F87=\"X\",$F87=\"x\"),IF(AM$68=\"\",\"\",IF(INDEX(BPF_Summary_Lookup,MATCH($B87,INDEX(BPF_Summary_Lookup,,#REF!),0),#REF!)=FALSE,\"\",IF(AM$68=\"Electricity\",$CU87,IF(AM$68=\"Natural Gas\",$CW87,\"\")))),\"\")","v":""},{"$f":"IF(OR($F87=\"X\",$F87=\"x\"),IF(INDEX(BPF_Summary_Lookup,MATCH($B87,INDEX(BPF_Summary_Lookup,,#REF!),0),#REF!)=FALSE,\"\",IF(AN$68=\"Electricity\",INDEX(BPF_Summary_Lookup,MATCH($B87,INDEX(BPF_Summary_Lookup,,#REF!),0),#REF!)*1000*0.000453592,IF(AN$68=\"Natural Gas\",INDEX(BPF_Summary_Lookup,MATCH($B87,INDEX(BPF_Summary_Lookup,,#REF!),0),#REF!)*1000*0.000453592,\"\"))),\"\")","v":""},{"$f":"IF(OR($F87=\"X\",$F87=\"x\"),IF(INDEX(BPF_Summary_Lookup,MATCH($B87,INDEX(BPF_Summary_Lookup,,#REF!),0),#REF!)=FALSE,\"\",IF(AO$68=\"Electricity\",INDEX(BPF_Summary_Lookup,MATCH($B87,INDEX(BPF_Summary_Lookup,,#REF!),0),#REF!),IF(AO$68=\"Natural Gas\",INDEX(BPF_Summary_Lookup,MATCH($B87,INDEX(BPF_Summary_Lookup,,#REF!),0),#REF!),\"\"))),\"\")","v":""},{"$f":"IF(OR($F87=\"X\",$F87=\"x\"),IF(AP$68=\"\",\"\",IF(INDEX(BPF_Summary_Lookup,MATCH($B87,INDEX(BPF_Summary_Lookup,,#REF!),0),#REF!)=FALSE,\"\",IF(AP$68=\"Electricity\",$CO87,IF(AP$68=\"Natural Gas\",$CQ87,\"\")))),\"\")","v":""},{"$f":"IF(OR($F87=\"X\",$F87=\"x\"),IF(AQ$68=\"\",\"\",IF(INDEX(BPF_Summary_Lookup,MATCH($B87,INDEX(BPF_Summary_Lookup,,#REF!),0),#REF!)=FALSE,\"\",IF(AQ$68=\"Electricity\",$CU87,IF(AQ$68=\"Natural Gas\",$CW87,\"\")))),\"\")","v":""},{"$f":"IF(OR($F87=\"X\",$F87=\"x\"),IF(INDEX(BPF_Summary_Lookup,MATCH($B87,INDEX(BPF_Summary_Lookup,,#REF!),0),#REF!)=FALSE,\"\",IF(AR$68=\"Electricity\",INDEX(BPF_Summary_Lookup,MATCH($B87,INDEX(BPF_Summary_Lookup,,#REF!),0),#REF!)*1000*0.000453592,IF(AR$68=\"Natural Gas\",INDEX(BPF_Summary_Lookup,MATCH($B87,INDEX(BPF_Summary_Lookup,,#REF!),0),#REF!)*1000*0.000453592,\"\"))),\"\")","v":""},{"$f":"IF(OR($F87=\"X\",$F87=\"x\"),IF(INDEX(BPF_Summary_Lookup,MATCH($B87,INDEX(BPF_Summary_Lookup,,#REF!),0),#REF!)=FALSE,\"\",IF(AS$68=\"Electricity\",INDEX(BPF_Summary_Lookup,MATCH($B87,INDEX(BPF_Summary_Lookup,,#REF!),0),#REF!),IF(AS$68=\"Natural Gas\",INDEX(BPF_Summary_Lookup,MATCH($B87,INDEX(BPF_Summary_Lookup,,#REF!),0),#REF!),\"\"))),\"\")","v":""},{"$f":"IF(OR($F87=\"X\",$F87=\"x\"),IF(AT$68=\"\",\"\",IF(INDEX(BPF_Summary_Lookup,MATCH($B87,INDEX(BPF_Summary_Lookup,,#REF!),0),#REF!)=FALSE,\"\",IF(AT$68=\"Electricity\",$CO87,IF(AT$68=\"Natural Gas\",$CQ87,\"\")))),\"\")","v":""},{"$f":"IF(OR($F87=\"X\",$F87=\"x\"),IF(INDEX(BPF_Summary_Lookup,MATCH($B87,INDEX(BPF_Summary_Lookup,,#REF!),0),#REF!)=FALSE,\"\",INDEX(BPF_Summary_Lookup,MATCH($B87,INDEX(BPF_Summary_Lookup,,#REF!),0),#REF!)),\"\")","v":""},{"$f":"IF(OR($F87=\"X\",$F87=\"x\"),IF(INDEX(BPF_Summary_Lookup,MATCH($B87,INDEX(BPF_Summary_Lookup,,#REF!),0),#REF!)=FALSE,\"\",INDEX(BPF_Summary_Lookup,MATCH($B87,INDEX(BPF_Summary_Lookup,,#REF!),0),#REF!)),\"\")","v":""},{"$f":"IFERROR(INDEX(Ref_UnitConversions_Energy_Content_kBtu_Unit,IFERROR(MATCH($CL$72&INDEX(RE_EC_EnergyTypes,MATCH($CL$72,INDEX(RE_EC_EnergyTypes,,1),0),2),Ref_UnitConversions_Energy_Units_Lookup,0),MATCH(\"All\"&INDEX(RE_EC_EnergyTypes,MATCH($CL$72,INDEX(RE_EC_EnergyTypes,,1),0),2),Ref_UnitConversions_Energy_Units_Lookup,0)),)/CL87,\"\")","v":""},"",{"$f":"IFERROR(INDEX(Ref_UnitConversions_Energy_Content_kBtu_Unit,IFERROR(MATCH($CM$72&INDEX(RE_EC_EnergyTypes,MATCH($CM$72,INDEX(RE_EC_EnergyTypes,,1),0),2),Ref_UnitConversions_Energy_Units_Lookup,0),MATCH(\"All\"&INDEX(RE_EC_EnergyTypes,MATCH($CM$72,INDEX(RE_EC_EnergyTypes,,1),0),2),Ref_UnitConversions_Energy_Units_Lookup,0)),)/CM87,\"\")","v":""},"",{"$f":"IF(OR($F87=\"X\",$F87=\"x\"),IF(INDEX(BPF_Summary_Lookup,MATCH($B87,INDEX(BPF_Summary_Lookup,,#REF!),0),#REF!)=FALSE,\"\",INDEX(BPF_Summary_Lookup,MATCH($B87,INDEX(BPF_Summary_Lookup,,#REF!),0),#REF!)),\"\")","v":""},{"$f":"IF(OR($F87=\"X\",$F87=\"x\"),IF(INDEX(BPF_Summary_Lookup,MATCH($B87,INDEX(BPF_Summary_Lookup,,#REF!),0),#REF!)=FALSE,\"\",INDEX(BPF_Summary_Lookup,MATCH($B87,INDEX(BPF_Summary_Lookup,,#REF!),0),#REF!)),\"\")","v":""},{"$f":"IFERROR(INDEX(Ref_UnitConversions_Energy_Content_kBtu_Unit,IFERROR(MATCH($CL$72&INDEX(RE_EC_EnergyTypes,MATCH($CL$72,INDEX(RE_EC_EnergyTypes,,1),0),2),Ref_UnitConversions_Energy_Units_Lookup,0),MATCH(\"All\"&INDEX(RE_EC_EnergyTypes,MATCH($CL$72,INDEX(RE_EC_EnergyTypes,,1),0),2),Ref_UnitConversions_Energy_Units_Lookup,0)),),\"\")","v":3.4119999999999999},"",{"$f":"IFERROR(INDEX(Ref_UnitConversions_Energy_Content_kBtu_Unit,IFERROR(MATCH($CM$72&INDEX(RE_EC_EnergyTypes,MATCH($CM$72,INDEX(RE_EC_EnergyTypes,,1),0),2),Ref_UnitConversions_Energy_Units_Lookup,0),MATCH(\"All\"&INDEX(RE_EC_EnergyTypes,MATCH($CM$72,INDEX(RE_EC_EnergyTypes,,1),0),2),Ref_UnitConversions_Energy_Units_Lookup,0)),),\"\")","v":102.9},""]
[null,15,{"$f":"IF(INDEX(ProgSetup_Program_List,B88,)=\"\",5/0, IF(ProgSetup_Miscellaneous_Customization=TRUE,1,5/0))","v":{"$error":"#DIV/0!"}},null,{"$f":"INDEX(ProgSetup_Program_List,B88,1)& \"\"","v":""},null,{"$f":"IF(OR($F88=\"X\",$F88=\"x\"),IF(G$68=\"\",\"\",IF(INDEX(BPF_Summary_Lookup,MATCH($B88,INDEX(BPF_Summary_Lookup,,#REF!),0),#REF!)=FALSE,\"\",IF(G$68=\"Electricity\",$CU88,IF(G$68=\"Natural Gas\",$CW88,\"\")))),\"\")","v":""},{"$f":"IF(OR($F88=\"X\",$F88=\"x\"),IF(INDEX(BPF_Summary_Lookup,MATCH($B88,INDEX(BPF_Summary_Lookup,,#REF!),0),#REF!)=FALSE,\"\",IF(H$68=\"Electricity\",INDEX(BPF_Summary_Lookup,MATCH($B88,INDEX(BPF_Summary_Lookup,,#REF!),0),#REF!)*1000*0.000453592,IF(H$68=\"Natural Gas\",INDEX(BPF_Summary_Lookup,MATCH($B88,INDEX(BPF_Summary_Lookup,,#REF!),0),#REF!)*1000*0.000453592,\"\"))),\"\")","v":""},{"$f":"IF(OR($F88=\"X\",$F88=\"x\"),IF(INDEX(BPF_Summary_Lookup,MATCH($B88,INDEX(BPF_Summary_Lookup,,#REF!),0),#REF!)=FALSE,\"\",IF(I$68=\"Electricity\",INDEX(BPF_Summary_Lookup,MATCH($B88,INDEX(BPF_Summary_Lookup,,#REF!),0),#REF!),IF(I$68=\"Natural Gas\",INDEX(BPF_Summary_Lookup,MATCH($B88,INDEX(BPF_Summary_Lookup,,#REF!),0),#REF!),\"\"))),\"\")","v":""},{"$f":"IF(OR($F88=\"X\",$F88=\"x\"),IF(J$68=\"\",\"\",IF(INDEX(BPF_Summary_Lookup,MATCH($B88,INDEX(BPF_Summary_Lookup,,#REF!),0),#REF!)=FALSE,\"\",IF(J$68=\"Electricity\",$CO88,IF(J$68=\"Natural Gas\",$CQ88,\"\")))),\"\")","v":""},{"$f":"IF(OR($F88=\"X\",$F88=\"x\"),IF(K$68=\"\",\"\",IF(INDEX(BPF_Summary_Lookup,MATCH($B88,INDEX(BPF_Summary_Lookup,,#REF!),0),#REF!)=FALSE,\"\",IF(K$68=\"Electricity\",$CU88,IF(K$68=\"Natural Gas\",$CW88,\"\")))),\"\")","v":""},{"$f":"IF(OR($F88=\"X\",$F88=\"x\"),IF(INDEX(BPF_Summary_Lookup,MATCH($B88,INDEX(BPF_Summary_Lookup,,#REF!),0),#REF!)=FALSE,\"\",IF(L$68=\"Electricity\",INDEX(BPF_Summary_Lookup,MATCH($B88,INDEX(BPF_Summary_Lookup,,#REF!),0),#REF!)*1000*0.000453592,IF(L$68=\"Natural Gas\",INDEX(BPF_Summary_Lookup,MATCH($B88,INDEX(BPF_Summary_Lookup,,#REF!),0),#REF!)*1000*0.000453592,\"\"))),\"\")","v":""},{"$f":"IF(OR($F88=\"X\",$F88=\"x\"),IF(INDEX(BPF_Summary_Lookup,MATCH($B88,INDEX(BPF_Summary_Lookup,,#REF!),0),#REF!)=FALSE,\"\",IF(M$68=\"Electricity\",INDEX(BPF_Summary_Lookup,MATCH($B88,INDEX(BPF_Summary_Lookup,,#REF!),0),#REF!),IF(M$68=\"Natural Gas\",INDEX(BPF_Summary_Lookup,MATCH($B88,INDEX(BPF_Summary_Lookup,,#REF!),0),#REF!),\"\"))),\"\")","v":""},{"$f":"IF(OR($F88=\"X\",$F88=\"x\"),IF(N$68=\"\",\"\",IF(INDEX(BPF_Summary_Lookup,MATCH($B88,INDEX(BPF_Summary_Lookup,,#REF!),0),#REF!)=FALSE,\"\",IF(N$68=\"Electricity\",$CO88,IF(N$68=\"Natural Gas\",$CQ88,\"\")))),\"\")","v":""},{"$f":"IF(OR($F88=\"X\",$F88=\"x\"),IF(O$68=\"\",\"\",IF(INDEX(BPF_Summary_Lookup,MATCH($B88,INDEX(BPF_Summary_Lookup,,#REF!),0),#REF!)=FALSE,\"\",IF(O$68=\"Electricity\",$CU88,IF(O$68=\"Natural Gas\",$CW88,\"\")))),\"\")","v":""},{"$f":"IF(OR($F88=\"X\",$F88=\"x\"),IF(INDEX(BPF_Summary_Lookup,MATCH($B88,INDEX(BPF_Summary_Lookup,,#REF!),0),#REF!)=FALSE,\"\",IF(P$68=\"Electricity\",INDEX(BPF_Summary_Lookup,MATCH($B88,INDEX(BPF_Summary_Lookup,,#REF!),0),#REF!)*1000*0.000453592,IF(P$68=\"Natural Gas\",INDEX(BPF_Summary_Lookup,MATCH($B88,INDEX(BPF_Summary_Lookup,,#REF!),0),#REF!)*1000*0.000453592,\"\"))),\"\")","v":""},{"$f":"IF(OR($F88=\"X\",$F88=\"x\"),IF(INDEX(BPF_Summary_Lookup,MATCH($B88,INDEX(BPF_Summary_Lookup,,#REF!),0),#REF!)=FALSE,\"\",IF(Q$68=\"Electricity\",INDEX(BPF_Summary_Lookup,MATCH($B88,INDEX(BPF_Summary_Lookup,,#REF!),0),#REF!),IF(Q$68=\"Natural Gas\",INDEX(BPF_Summary_Lookup,MATCH($B88,INDEX(BPF_Summary_Lookup,,#REF!),0),#REF!),\"\"))),\"\")","v":""},{"$f":"IF(OR($F88=\"X\",$F88=\"x\"),IF(R$68=\"\",\"\",IF(INDEX(BPF_Summary_Lookup,MATCH($B88,INDEX(BPF_Summary_Lookup,,#REF!),0),#REF!)=FALSE,\"\",IF(R$68=\"Electricity\",$CO88,IF(R$68=\"Natural Gas\",$CQ88,\"\")))),\"\")","v":""},{"$f":"IF(OR($F88=\"X\",$F88=\"x\"),IF(S$68=\"\",\"\",IF(INDEX(BPF_Summary_Lookup,MATCH($B88,INDEX(BPF_Summary_Lookup,,#REF!),0),#REF!)=FALSE,\"\",IF(S$68=\"Electricity\",$CU88,IF(S$68=\"Natural Gas\",$CW88,\"\")))),\"\")","v":""},{"$f":"IF(OR($F88=\"X\",$F88=\"x\"),IF(INDEX(BPF_Summary_Lookup,MATCH($B88,INDEX(BPF_Summary_Lookup,,#REF!),0),#REF!)=FALSE,\"\",IF(T$68=\"Electricity\",INDEX(BPF_Summary_Lookup,MATCH($B88,INDEX(BPF_Summary_Lookup,,#REF!),0),#REF!)*1000*0.000453592,IF(T$68=\"Natural Gas\",INDEX(BPF_Summary_Lookup,MATCH($B88,INDEX(BPF_Summary_Lookup,,#REF!),0),#REF!)*1000*0.000453592,\"\"))),\"\")","v":""},{"$f":"IF(OR($F88=\"X\",$F88=\"x\"),IF(INDEX(BPF_Summary_Lookup,MATCH($B88,INDEX(BPF_Summary_Lookup,,#REF!),0),#REF!)=FALSE,\"\",IF(U$68=\"Electricity\",INDEX(BPF_Summary_Lookup,MATCH($B88,INDEX(BPF_Summary_Lookup,,#REF!),0),#REF!),IF(U$68=\"Natural Gas\",INDEX(BPF_Summary_Lookup,MATCH($B88,INDEX(BPF_Summary_Lookup,,#REF!),0),#REF!),\"\"))),\"\")","v":""},{"$f":"IF(OR($F88=\"X\",$F88=\"x\"),IF(V$68=\"\",\"\",IF(INDEX(BPF_Summary_Lookup,MATCH($B88,INDEX(BPF_Summary_Lookup,,#REF!),0),#REF!)=FALSE,\"\",IF(V$68=\"Electricity\",$CO88,IF(V$68=\"Natural Gas\",$CQ88,\"\")))),\"\")","v":""},{"$f":"IF(OR($F88=\"X\",$F88=\"x\"),IF(W$68=\"\",\"\",IF(INDEX(BPF_Summary_Lookup,MATCH($B88,INDEX(BPF_Summary_Lookup,,#REF!),0),#REF!)=FALSE,\"\",IF(W$68=\"Electricity\",$CU88,IF(W$68=\"Natural Gas\",$CW88,\"\")))),\"\")","v":""},{"$f":"IF(OR($F88=\"X\",$F88=\"x\"),IF(INDEX(BPF_Summary_Lookup,MATCH($B88,INDEX(BPF_Summary_Lookup,,#REF!),0),#REF!)=FALSE,\"\",IF(X$68=\"Electricity\",INDEX(BPF_Summary_Lookup,MATCH($B88,INDEX(BPF_Summary_Lookup,,#REF!),0),#REF!)*1000*0.000453592,IF(X$68=\"Natural Gas\",INDEX(BPF_Summary_Lookup,MATCH($B88,INDEX(BPF_Summary_Lookup,,#REF!),0),#REF!)*1000*0.000453592,\"\"))),\"\")","v":""},{"$f":"IF(OR($F88=\"X\",$F88=\"x\"),IF(INDEX(BPF_Summary_Lookup,MATCH($B88,INDEX(BPF_Summary_Lookup,,#REF!),0),#REF!)=FALSE,\"\",IF(Y$68=\"Electricity\",INDEX(BPF_Summary_Lookup,MATCH($B88,INDEX(BPF_Summary_Lookup,,#REF!),0),#REF!),IF(Y$68=\"Natural Gas\",INDEX(BPF_Summary_Lookup,MATCH($B88,INDEX(BPF_Summary_Lookup,,#REF!),0),#REF!),\"\"))),\"\")","v":""},{"$f":"IF(OR($F88=\"X\",$F88=\"x\"),IF(Z$68=\"\",\"\",IF(INDEX(BPF_Summary_Lookup,MATCH($B88,INDEX(BPF_Summary_Lookup,,#REF!),0),#REF!)=FALSE,\"\",IF(Z$68=\"Electricity\",$CO88,IF(Z$68=\"Natural Gas\",$CQ88,\"\")))),\"\")","v":""},{"$f":"IF(OR($F88=\"X\",$F88=\"x\"),IF(AA$68=\"\",\"\",IF(INDEX(BPF_Summary_Lookup,MATCH($B88,INDEX(BPF_Summary_Lookup,,#REF!),0),#REF!)=FALSE,\"\",IF(AA$68=\"Electricity\",$CU88,IF(AA$68=\"Natural Gas\",$CW88,\"\")))),\"\")","v":""},{"$f":"IF(OR($F88=\"X\",$F88=\"x\"),IF(INDEX(BPF_Summary_Lookup,MATCH($B88,INDEX(BPF_Summary_Lookup,,#REF!),0),#REF!)=FALSE,\"\",IF(AB$68=\"Electricity\",INDEX(BPF_Summary_Lookup,MATCH($B88,INDEX(BPF_Summary_Lookup,,#REF!),0),#REF!)*1000*0.000453592,IF(AB$68=\"Natural Gas\",INDEX(BPF_Summary_Lookup,MATCH($B88,INDEX(BPF_Summary_Lookup,,#REF!),0),#REF!)*1000*0.000453592,\"\"))),\"\")","v":""},{"$f":"IF(OR($F88=\"X\",$F88=\"x\"),IF(INDEX(BPF_Summary_Lookup,MATCH($B88,INDEX(BPF_Summary_Lookup,,#REF!),0),#REF!)=FALSE,\"\",IF(AC$68=\"Electricity\",INDEX(BPF_Summary_Lookup,MATCH($B88,INDEX(BPF_Summary_Lookup,,#REF!),0),#REF!),IF(AC$68=\"Natural Gas\",INDEX(BPF_Summary_Lookup,MATCH($B88,INDEX(BPF_Summary_Lookup,,#REF!),0),#REF!),\"\"))),\"\")","v":""},{"$f":"IF(OR($F88=\"X\",$F88=\"x\"),IF(AD$68=\"\",\"\",IF(INDEX(BPF_Summary_Lookup,MATCH($B88,INDEX(BPF_Summary_Lookup,,#REF!),0),#REF!)=FALSE,\"\",IF(AD$68=\"Electricity\",$CO88,IF(AD$68=\"Natural Gas\",$CQ88,\"\")))),\"\")","v":""},{"$f":"IF(OR($F88=\"X\",$F88=\"x\"),IF(AE$68=\"\",\"\",IF(INDEX(BPF_Summary_Lookup,MATCH($B88,INDEX(BPF_Summary_Lookup,,#REF!),0),#REF!)=FALSE,\"\",IF(AE$68=\"Electricity\",$CU88,IF(AE$68=\"Natural Gas\",$CW88,\"\")))),\"\")","v":""},{"$f":"IF(OR($F88=\"X\",$F88=\"x\"),IF(INDEX(BPF_Summary_Lookup,MATCH($B88,INDEX(BPF_Summary_Lookup,,#REF!),0),#REF!)=FALSE,\"\",IF(AF$68=\"Electricity\",INDEX(BPF_Summary_Lookup,MATCH($B88,INDEX(BPF_Summary_Lookup,,#REF!),0),#REF!)*1000*0.000453592,IF(AF$68=\"Natural Gas\",INDEX(BPF_Summary_Lookup,MATCH($B88,INDEX(BPF_Summary_Lookup,,#REF!),0),#REF!)*1000*0.000453592,\"\"))),\"\")","v":""},{"$f":"IF(OR($F88=\"X\",$F88=\"x\"),IF(INDEX(BPF_Summary_Lookup,MATCH($B88,INDEX(BPF_Summary_Lookup,,#REF!),0),#REF!)=FALSE,\"\",IF(AG$68=\"Electricity\",INDEX(BPF_Summary_Lookup,MATCH($B88,INDEX(BPF_Summary_Lookup,,#REF!),0),#REF!),IF(AG$68=\"Natural Gas\",INDEX(BPF_Summary_Lookup,MATCH($B88,INDEX(BPF_Summary_Lookup,,#REF!),0),#REF!),\"\"))),\"\")","v":""},{"$f":"IF(OR($F88=\"X\",$F88=\"x\"),IF(AH$68=\"\",\"\",IF(INDEX(BPF_Summary_Lookup,MATCH($B88,INDEX(BPF_Summary_Lookup,,#REF!),0),#REF!)=FALSE,\"\",IF(AH$68=\"Electricity\",$CO88,IF(AH$68=\"Natural Gas\",$CQ88,\"\")))),\"\")","v":""},{"$f":"IF(OR($F88=\"X\",$F88=\"x\"),IF(AI$68=\"\",\"\",IF(INDEX(BPF_Summary_Lookup,MATCH($B88,INDEX(BPF_Summary_Lookup,,#REF!),0),#REF!)=FALSE,\"\",IF(AI$68=\"Electricity\",$CU88,IF(AI$68=\"Natural Gas\",$CW88,\"\")))),\"\")","v":""},{"$f":"IF(OR($F88=\"X\",$F88=\"x\"),IF(INDEX(BPF_Summary_Lookup,MATCH($B88,INDEX(BPF_Summary_Lookup,,#REF!),0),#REF!)=FALSE,\"\",IF(AJ$68=\"Electricity\",INDEX(BPF_Summary_Lookup,MATCH($B88,INDEX(BPF_Summary_Lookup,,#REF!),0),#REF!)*1000*0.000453592,IF(AJ$68=\"Natural Gas\",INDEX(BPF_Summary_Lookup,MATCH($B88,INDEX(BPF_Summary_Lookup,,#REF!),0),#REF!)*1000*0.000453592,\"\"))),\"\")","v":""},{"$f":"IF(OR($F88=\"X\",$F88=\"x\"),IF(INDEX(BPF_Summary_Lookup,MATCH($B88,INDEX(BPF_Summary_Lookup,,#REF!),0),#REF!)=FALSE,\"\",IF(AK$68=\"Electricity\",INDEX(BPF_Summary_Lookup,MATCH($B88,INDEX(BPF_Summary_Lookup,,#REF!),0),#REF!),IF(AK$68=\"Natural Gas\",INDEX(BPF_Summary_Lookup,MATCH($B88,INDEX(BPF_Summary_Lookup,,#REF!),0),#REF!),\"\"))),\"\")","v":""},{"$f":"IF(OR($F88=\"X\",$F88=\"x\"),IF(AL$68=\"\",\"\",IF(INDEX(BPF_Summary_Lookup,MATCH($B88,INDEX(BPF_Summary_Lookup,,#REF!),0),#REF!)=FALSE,\"\",IF(AL$68=\"Electricity\",$CO88,IF(AL$68=\"Natural Gas\",$CQ88,\"\")))),\"\")","v":""},{"$f":"IF(OR($F88=\"X\",$F88=\"x\"),IF(AM$68=\"\",\"\",IF(INDEX(BPF_Summary_Lookup,MATCH($B88,INDEX(BPF_Summary_Lookup,,#REF!),0),#REF!)=FALSE,\"\",IF(AM$68=\"Electricity\",$CU88,IF(AM$68=\"Natural Gas\",$CW88,\"\")))),\"\")","v":""},{"$f":"IF(OR($F88=\"X\",$F88=\"x\"),IF(INDEX(BPF_Summary_Lookup,MATCH($B88,INDEX(BPF_Summary_Lookup,,#REF!),0),#REF!)=FALSE,\"\",IF(AN$68=\"Electricity\",INDEX(BPF_Summary_Lookup,MATCH($B88,INDEX(BPF_Summary_Lookup,,#REF!),0),#REF!)*1000*0.000453592,IF(AN$68=\"Natural Gas\",INDEX(BPF_Summary_Lookup,MATCH($B88,INDEX(BPF_Summary_Lookup,,#REF!),0),#REF!)*1000*0.000453592,\"\"))),\"\")","v":""},{"$f":"IF(OR($F88=\"X\",$F88=\"x\"),IF(INDEX(BPF_Summary_Lookup,MATCH($B88,INDEX(BPF_Summary_Lookup,,#REF!),0),#REF!)=FALSE,\"\",IF(AO$68=\"Electricity\",INDEX(BPF_Summary_Lookup,MATCH($B88,INDEX(BPF_Summary_Lookup,,#REF!),0),#REF!),IF(AO$68=\"Natural Gas\",INDEX(BPF_Summary_Lookup,MATCH($B88,INDEX(BPF_Summary_Lookup,,#REF!),0),#REF!),\"\"))),\"\")","v":""},{"$f":"IF(OR($F88=\"X\",$F88=\"x\"),IF(AP$68=\"\",\"\",IF(INDEX(BPF_Summary_Lookup,MATCH($B88,INDEX(BPF_Summary_Lookup,,#REF!),0),#REF!)=FALSE,\"\",IF(AP$68=\"Electricity\",$CO88,IF(AP$68=\"Natural Gas\",$CQ88,\"\")))),\"\")","v":""},{"$f":"IF(OR($F88=\"X\",$F88=\"x\"),IF(AQ$68=\"\",\"\",IF(INDEX(BPF_Summary_Lookup,MATCH($B88,INDEX(BPF_Summary_Lookup,,#REF!),0),#REF!)=FALSE,\"\",IF(AQ$68=\"Electricity\",$CU88,IF(AQ$68=\"Natural Gas\",$CW88,\"\")))),\"\")","v":""},{"$f":"IF(OR($F88=\"X\",$F88=\"x\"),IF(INDEX(BPF_Summary_Lookup,MATCH($B88,INDEX(BPF_Summary_Lookup,,#REF!),0),#REF!)=FALSE,\"\",IF(AR$68=\"Electricity\",INDEX(BPF_Summary_Lookup,MATCH($B88,INDEX(BPF_Summary_Lookup,,#REF!),0),#REF!)*1000*0.000453592,IF(AR$68=\"Natural Gas\",INDEX(BPF_Summary_Lookup,MATCH($B88,INDEX(BPF_Summary_Lookup,,#REF!),0),#REF!)*1000*0.000453592,\"\"))),\"\")","v":""},{"$f":"IF(OR($F88=\"X\",$F88=\"x\"),IF(INDEX(BPF_Summary_Lookup,MATCH($B88,INDEX(BPF_Summary_Lookup,,#REF!),0),#REF!)=FALSE,\"\",IF(AS$68=\"Electricity\",INDEX(BPF_Summary_Lookup,MATCH($B88,INDEX(BPF_Summary_Lookup,,#REF!),0),#REF!),IF(AS$68=\"Natural Gas\",INDEX(BPF_Summary_Lookup,MATCH($B88,INDEX(BPF_Summary_Lookup,,#REF!),0),#REF!),\"\"))),\"\")","v":""},{"$f":"IF(OR($F88=\"X\",$F88=\"x\"),IF(AT$68=\"\",\"\",IF(INDEX(BPF_Summary_Lookup,MATCH($B88,INDEX(BPF_Summary_Lookup,,#REF!),0),#REF!)=FALSE,\"\",IF(AT$68=\"Electricity\",$CO88,IF(AT$68=\"Natural Gas\",$CQ88,\"\")))),\"\")","v":""},null,null,null,{"$f":"IF(OR($F88=\"X\",$F88=\"x\"),IF(G$68=\"\",\"\",IF(INDEX(BPF_Summary_Lookup,MATCH($B88,INDEX(BPF_Summary_Lookup,,#REF!),0),#REF!)=FALSE,\"\",IF(G$68=\"Electricity\",$CU88,IF(G$68=\"Natural Gas\",$CW88,\"\")))),\"\")","v":""},{"$f":"IF(OR($F88=\"X\",$F88=\"x\"),IF(INDEX(BPF_Summary_Lookup,MATCH($B88,INDEX(BPF_Summary_Lookup,,#REF!),0),#REF!)=FALSE,\"\",IF(H$68=\"Electricity\",INDEX(BPF_Summary_Lookup,MATCH($B88,INDEX(BPF_Summary_Lookup,,#REF!),0),#REF!)*1000*0.000453592,IF(H$68=\"Natural Gas\",INDEX(BPF_Summary_Lookup,MATCH($B88,INDEX(BPF_Summary_Lookup,,#REF!),0),#REF!)*1000*0.000453592,\"\"))),\"\")","v":""},{"$f":"IF(OR($F88=\"X\",$F88=\"x\"),IF(INDEX(BPF_Summary_Lookup,MATCH($B88,INDEX(BPF_Summary_Lookup,,#REF!),0),#REF!)=FALSE,\"\",IF(I$68=\"Electricity\",INDEX(BPF_Summary_Lookup,MATCH($B88,INDEX(BPF_Summary_Lookup,,#REF!),0),#REF!),IF(I$68=\"Natural Gas\",INDEX(BPF_Summary_Lookup,MATCH($B88,INDEX(BPF_Summary_Lookup,,#REF!),0),#REF!),\"\"))),\"\")","v":""},{"$f":"IF(OR($F88=\"X\",$F88=\"x\"),IF(J$68=\"\",\"\",IF(INDEX(BPF_Summary_Lookup,MATCH($B88,INDEX(BPF_Summary_Lookup,,#REF!),0),#REF!)=FALSE,\"\",IF(J$68=\"Electricity\",$CO88,IF(J$68=\"Natural Gas\",$CQ88,\"\")))),\"\")","v":""},{"$f":"IF(OR($F88=\"X\",$F88=\"x\"),IF(K$68=\"\",\"\",IF(INDEX(BPF_Summary_Lookup,MATCH($B88,INDEX(BPF_Summary_Lookup,,#REF!),0),#REF!)=FALSE,\"\",IF(K$68=\"Electricity\",$CU88,IF(K$68=\"Natural Gas\",$CW88,\"\")))),\"\")","v":""},{"$f":"IF(OR($F88=\"X\",$F88=\"x\"),IF(INDEX(BPF_Summary_Lookup,MATCH($B88,INDEX(BPF_Summary_Lookup,,#REF!),0),#REF!)=FALSE,\"\",IF(L$68=\"Electricity\",INDEX(BPF_Summary_Lookup,MATCH($B88,INDEX(BPF_Summary_Lookup,,#REF!),0),#REF!)*1000*0.000453592,IF(L$68=\"Natural Gas\",INDEX(BPF_Summary_Lookup,MATCH($B88,INDEX(BPF_Summary_Lookup,,#REF!),0),#REF!)*1000*0.000453592,\"\"))),\"\")","v":""},{"$f":"IF(OR($F88=\"X\",$F88=\"x\"),IF(INDEX(BPF_Summary_Lookup,MATCH($B88,INDEX(BPF_Summary_Lookup,,#REF!),0),#REF!)=FALSE,\"\",IF(M$68=\"Electricity\",INDEX(BPF_Summary_Lookup,MATCH($B88,INDEX(BPF_Summary_Lookup,,#REF!),0),#REF!),IF(M$68=\"Natural Gas\",INDEX(BPF_Summary_Lookup,MATCH($B88,INDEX(BPF_Summary_Lookup,,#REF!),0),#REF!),\"\"))),\"\")","v":""},{"$f":"IF(OR($F88=\"X\",$F88=\"x\"),IF(N$68=\"\",\"\",IF(INDEX(BPF_Summary_Lookup,MATCH($B88,INDEX(BPF_Summary_Lookup,,#REF!),0),#REF!)=FALSE,\"\",IF(N$68=\"Electricity\",$CO88,IF(N$68=\"Natural Gas\",$CQ88,\"\")))),\"\")","v":""},{"$f":"IF(OR($F88=\"X\",$F88=\"x\"),IF(O$68=\"\",\"\",IF(INDEX(BPF_Summary_Lookup,MATCH($B88,INDEX(BPF_Summary_Lookup,,#REF!),0),#REF!)=FALSE,\"\",IF(O$68=\"Electricity\",$CU88,IF(O$68=\"Natural Gas\",$CW88,\"\")))),\"\")","v":""},{"$f":"IF(OR($F88=\"X\",$F88=\"x\"),IF(INDEX(BPF_Summary_Lookup,MATCH($B88,INDEX(BPF_Summary_Lookup,,#REF!),0),#REF!)=FALSE,\"\",IF(P$68=\"Electricity\",INDEX(BPF_Summary_Lookup,MATCH($B88,INDEX(BPF_Summary_Lookup,,#REF!),0),#REF!)*1000*0.000453592,IF(P$68=\"Natural Gas\",INDEX(BPF_Summary_Lookup,MATCH($B88,INDEX(BPF_Summary_Lookup,,#REF!),0),#REF!)*1000*0.000453592,\"\"))),\"\")","v":""},{"$f":"IF(OR($F88=\"X\",$F88=\"x\"),IF(INDEX(BPF_Summary_Lookup,MATCH($B88,INDEX(BPF_Summary_Lookup,,#REF!),0),#REF!)=FALSE,\"\",IF(Q$68=\"Electricity\",INDEX(BPF_Summary_Lookup,MATCH($B88,INDEX(BPF_Summary_Lookup,,#REF!),0),#REF!),IF(Q$68=\"Natural Gas\",INDEX(BPF_Summary_Lookup,MATCH($B88,INDEX(BPF_Summary_Lookup,,#REF!),0),#REF!),\"\"))),\"\")","v":""},{"$f":"IF(OR($F88=\"X\",$F88=\"x\"),IF(R$68=\"\",\"\",IF(INDEX(BPF_Summary_Lookup,MATCH($B88,INDEX(BPF_Summary_Lookup,,#REF!),0),#REF!)=FALSE,\"\",IF(R$68=\"Electricity\",$CO88,IF(R$68=\"Natural Gas\",$CQ88,\"\")))),\"\")","v":""},{"$f":"IF(OR($F88=\"X\",$F88=\"x\"),IF(S$68=\"\",\"\",IF(INDEX(BPF_Summary_Lookup,MATCH($B88,INDEX(BPF_Summary_Lookup,,#REF!),0),#REF!)=FALSE,\"\",IF(S$68=\"Electricity\",$CU88,IF(S$68=\"Natural Gas\",$CW88,\"\")))),\"\")","v":""},{"$f":"IF(OR($F88=\"X\",$F88=\"x\"),IF(INDEX(BPF_Summary_Lookup,MATCH($B88,INDEX(BPF_Summary_Lookup,,#REF!),0),#REF!)=FALSE,\"\",IF(T$68=\"Electricity\",INDEX(BPF_Summary_Lookup,MATCH($B88,INDEX(BPF_Summary_Lookup,,#REF!),0),#REF!)*1000*0.000453592,IF(T$68=\"Natural Gas\",INDEX(BPF_Summary_Lookup,MATCH($B88,INDEX(BPF_Summary_Lookup,,#REF!),0),#REF!)*1000*0.000453592,\"\"))),\"\")","v":""},{"$f":"IF(OR($F88=\"X\",$F88=\"x\"),IF(INDEX(BPF_Summary_Lookup,MATCH($B88,INDEX(BPF_Summary_Lookup,,#REF!),0),#REF!)=FALSE,\"\",IF(U$68=\"Electricity\",INDEX(BPF_Summary_Lookup,MATCH($B88,INDEX(BPF_Summary_Lookup,,#REF!),0),#REF!),IF(U$68=\"Natural Gas\",INDEX(BPF_Summary_Lookup,MATCH($B88,INDEX(BPF_Summary_Lookup,,#REF!),0),#REF!),\"\"))),\"\")","v":""},{"$f":"IF(OR($F88=\"X\",$F88=\"x\"),IF(V$68=\"\",\"\",IF(INDEX(BPF_Summary_Lookup,MATCH($B88,INDEX(BPF_Summary_Lookup,,#REF!),0),#REF!)=FALSE,\"\",IF(V$68=\"Electricity\",$CO88,IF(V$68=\"Natural Gas\",$CQ88,\"\")))),\"\")","v":""},{"$f":"IF(OR($F88=\"X\",$F88=\"x\"),IF(W$68=\"\",\"\",IF(INDEX(BPF_Summary_Lookup,MATCH($B88,INDEX(BPF_Summary_Lookup,,#REF!),0),#REF!)=FALSE,\"\",IF(W$68=\"Electricity\",$CU88,IF(W$68=\"Natural Gas\",$CW88,\"\")))),\"\")","v":""},{"$f":"IF(OR($F88=\"X\",$F88=\"x\"),IF(INDEX(BPF_Summary_Lookup,MATCH($B88,INDEX(BPF_Summary_Lookup,,#REF!),0),#REF!)=FALSE,\"\",IF(X$68=\"Electricity\",INDEX(BPF_Summary_Lookup,MATCH($B88,INDEX(BPF_Summary_Lookup,,#REF!),0),#REF!)*1000*0.000453592,IF(X$68=\"Natural Gas\",INDEX(BPF_Summary_Lookup,MATCH($B88,INDEX(BPF_Summary_Lookup,,#REF!),0),#REF!)*1000*0.000453592,\"\"))),\"\")","v":""},{"$f":"IF(OR($F88=\"X\",$F88=\"x\"),IF(INDEX(BPF_Summary_Lookup,MATCH($B88,INDEX(BPF_Summary_Lookup,,#REF!),0),#REF!)=FALSE,\"\",IF(Y$68=\"Electricity\",INDEX(BPF_Summary_Lookup,MATCH($B88,INDEX(BPF_Summary_Lookup,,#REF!),0),#REF!),IF(Y$68=\"Natural Gas\",INDEX(BPF_Summary_Lookup,MATCH($B88,INDEX(BPF_Summary_Lookup,,#REF!),0),#REF!),\"\"))),\"\")","v":""},{"$f":"IF(OR($F88=\"X\",$F88=\"x\"),IF(Z$68=\"\",\"\",IF(INDEX(BPF_Summary_Lookup,MATCH($B88,INDEX(BPF_Summary_Lookup,,#REF!),0),#REF!)=FALSE,\"\",IF(Z$68=\"Electricity\",$CO88,IF(Z$68=\"Natural Gas\",$CQ88,\"\")))),\"\")","v":""},{"$f":"IF(OR($F88=\"X\",$F88=\"x\"),IF(AA$68=\"\",\"\",IF(INDEX(BPF_Summary_Lookup,MATCH($B88,INDEX(BPF_Summary_Lookup,,#REF!),0),#REF!)=FALSE,\"\",IF(AA$68=\"Electricity\",$CU88,IF(AA$68=\"Natural Gas\",$CW88,\"\")))),\"\")","v":""},{"$f":"IF(OR($F88=\"X\",$F88=\"x\"),IF(INDEX(BPF_Summary_Lookup,MATCH($B88,INDEX(BPF_Summary_Lookup,,#REF!),0),#REF!)=FALSE,\"\",IF(AB$68=\"Electricity\",INDEX(BPF_Summary_Lookup,MATCH($B88,INDEX(BPF_Summary_Lookup,,#REF!),0),#REF!)*1000*0.000453592,IF(AB$68=\"Natural Gas\",INDEX(BPF_Summary_Lookup,MATCH($B88,INDEX(BPF_Summary_Lookup,,#REF!),0),#REF!)*1000*0.000453592,\"\"))),\"\")","v":""},{"$f":"IF(OR($F88=\"X\",$F88=\"x\"),IF(INDEX(BPF_Summary_Lookup,MATCH($B88,INDEX(BPF_Summary_Lookup,,#REF!),0),#REF!)=FALSE,\"\",IF(AC$68=\"Electricity\",INDEX(BPF_Summary_Lookup,MATCH($B88,INDEX(BPF_Summary_Lookup,,#REF!),0),#REF!),IF(AC$68=\"Natural Gas\",INDEX(BPF_Summary_Lookup,MATCH($B88,INDEX(BPF_Summary_Lookup,,#REF!),0),#REF!),\"\"))),\"\")","v":""},{"$f":"IF(OR($F88=\"X\",$F88=\"x\"),IF(AD$68=\"\",\"\",IF(INDEX(BPF_Summary_Lookup,MATCH($B88,INDEX(BPF_Summary_Lookup,,#REF!),0),#REF!)=FALSE,\"\",IF(AD$68=\"Electricity\",$CO88,IF(AD$68=\"Natural Gas\",$CQ88,\"\")))),\"\")","v":""},{"$f":"IF(OR($F88=\"X\",$F88=\"x\"),IF(AE$68=\"\",\"\",IF(INDEX(BPF_Summary_Lookup,MATCH($B88,INDEX(BPF_Summary_Lookup,,#REF!),0),#REF!)=FALSE,\"\",IF(AE$68=\"Electricity\",$CU88,IF(AE$68=\"Natural Gas\",$CW88,\"\")))),\"\")","v":""},{"$f":"IF(OR($F88=\"X\",$F88=\"x\"),IF(INDEX(BPF_Summary_Lookup,MATCH($B88,INDEX(BPF_Summary_Lookup,,#REF!),0),#REF!)=FALSE,\"\",IF(AF$68=\"Electricity\",INDEX(BPF_Summary_Lookup,MATCH($B88,INDEX(BPF_Summary_Lookup,,#REF!),0),#REF!)*1000*0.000453592,IF(AF$68=\"Natural Gas\",INDEX(BPF_Summary_Lookup,MATCH($B88,INDEX(BPF_Summary_Lookup,,#REF!),0),#REF!)*1000*0.000453592,\"\"))),\"\")","v":""},{"$f":"IF(OR($F88=\"X\",$F88=\"x\"),IF(INDEX(BPF_Summary_Lookup,MATCH($B88,INDEX(BPF_Summary_Lookup,,#REF!),0),#REF!)=FALSE,\"\",IF(AG$68=\"Electricity\",INDEX(BPF_Summary_Lookup,MATCH($B88,INDEX(BPF_Summary_Lookup,,#REF!),0),#REF!),IF(AG$68=\"Natural Gas\",INDEX(BPF_Summary_Lookup,MATCH($B88,INDEX(BPF_Summary_Lookup,,#REF!),0),#REF!),\"\"))),\"\")","v":""},{"$f":"IF(OR($F88=\"X\",$F88=\"x\"),IF(AH$68=\"\",\"\",IF(INDEX(BPF_Summary_Lookup,MATCH($B88,INDEX(BPF_Summary_Lookup,,#REF!),0),#REF!)=FALSE,\"\",IF(AH$68=\"Electricity\",$CO88,IF(AH$68=\"Natural Gas\",$CQ88,\"\")))),\"\")","v":""},{"$f":"IF(OR($F88=\"X\",$F88=\"x\"),IF(AI$68=\"\",\"\",IF(INDEX(BPF_Summary_Lookup,MATCH($B88,INDEX(BPF_Summary_Lookup,,#REF!),0),#REF!)=FALSE,\"\",IF(AI$68=\"Electricity\",$CU88,IF(AI$68=\"Natural Gas\",$CW88,\"\")))),\"\")","v":""},{"$f":"IF(OR($F88=\"X\",$F88=\"x\"),IF(INDEX(BPF_Summary_Lookup,MATCH($B88,INDEX(BPF_Summary_Lookup,,#REF!),0),#REF!)=FALSE,\"\",IF(AJ$68=\"Electricity\",INDEX(BPF_Summary_Lookup,MATCH($B88,INDEX(BPF_Summary_Lookup,,#REF!),0),#REF!)*1000*0.000453592,IF(AJ$68=\"Natural Gas\",INDEX(BPF_Summary_Lookup,MATCH($B88,INDEX(BPF_Summary_Lookup,,#REF!),0),#REF!)*1000*0.000453592,\"\"))),\"\")","v":""},{"$f":"IF(OR($F88=\"X\",$F88=\"x\"),IF(INDEX(BPF_Summary_Lookup,MATCH($B88,INDEX(BPF_Summary_Lookup,,#REF!),0),#REF!)=FALSE,\"\",IF(AK$68=\"Electricity\",INDEX(BPF_Summary_Lookup,MATCH($B88,INDEX(BPF_Summary_Lookup,,#REF!),0),#REF!),IF(AK$68=\"Natural Gas\",INDEX(BPF_Summary_Lookup,MATCH($B88,INDEX(BPF_Summary_Lookup,,#REF!),0),#REF!),\"\"))),\"\")","v":""},{"$f":"IF(OR($F88=\"X\",$F88=\"x\"),IF(AL$68=\"\",\"\",IF(INDEX(BPF_Summary_Lookup,MATCH($B88,INDEX(BPF_Summary_Lookup,,#REF!),0),#REF!)=FALSE,\"\",IF(AL$68=\"Electricity\",$CO88,IF(AL$68=\"Natural Gas\",$CQ88,\"\")))),\"\")","v":""},{"$f":"IF(OR($F88=\"X\",$F88=\"x\"),IF(AM$68=\"\",\"\",IF(INDEX(BPF_Summary_Lookup,MATCH($B88,INDEX(BPF_Summary_Lookup,,#REF!),0),#REF!)=FALSE,\"\",IF(AM$68=\"Electricity\",$CU88,IF(AM$68=\"Natural Gas\",$CW88,\"\")))),\"\")","v":""},{"$f":"IF(OR($F88=\"X\",$F88=\"x\"),IF(INDEX(BPF_Summary_Lookup,MATCH($B88,INDEX(BPF_Summary_Lookup,,#REF!),0),#REF!)=FALSE,\"\",IF(AN$68=\"Electricity\",INDEX(BPF_Summary_Lookup,MATCH($B88,INDEX(BPF_Summary_Lookup,,#REF!),0),#REF!)*1000*0.000453592,IF(AN$68=\"Natural Gas\",INDEX(BPF_Summary_Lookup,MATCH($B88,INDEX(BPF_Summary_Lookup,,#REF!),0),#REF!)*1000*0.000453592,\"\"))),\"\")","v":""},{"$f":"IF(OR($F88=\"X\",$F88=\"x\"),IF(INDEX(BPF_Summary_Lookup,MATCH($B88,INDEX(BPF_Summary_Lookup,,#REF!),0),#REF!)=FALSE,\"\",IF(AO$68=\"Electricity\",INDEX(BPF_Summary_Lookup,MATCH($B88,INDEX(BPF_Summary_Lookup,,#REF!),0),#REF!),IF(AO$68=\"Natural Gas\",INDEX(BPF_Summary_Lookup,MATCH($B88,INDEX(BPF_Summary_Lookup,,#REF!),0),#REF!),\"\"))),\"\")","v":""},{"$f":"IF(OR($F88=\"X\",$F88=\"x\"),IF(AP$68=\"\",\"\",IF(INDEX(BPF_Summary_Lookup,MATCH($B88,INDEX(BPF_Summary_Lookup,,#REF!),0),#REF!)=FALSE,\"\",IF(AP$68=\"Electricity\",$CO88,IF(AP$68=\"Natural Gas\",$CQ88,\"\")))),\"\")","v":""},{"$f":"IF(OR($F88=\"X\",$F88=\"x\"),IF(AQ$68=\"\",\"\",IF(INDEX(BPF_Summary_Lookup,MATCH($B88,INDEX(BPF_Summary_Lookup,,#REF!),0),#REF!)=FALSE,\"\",IF(AQ$68=\"Electricity\",$CU88,IF(AQ$68=\"Natural Gas\",$CW88,\"\")))),\"\")","v":""},{"$f":"IF(OR($F88=\"X\",$F88=\"x\"),IF(INDEX(BPF_Summary_Lookup,MATCH($B88,INDEX(BPF_Summary_Lookup,,#REF!),0),#REF!)=FALSE,\"\",IF(AR$68=\"Electricity\",INDEX(BPF_Summary_Lookup,MATCH($B88,INDEX(BPF_Summary_Lookup,,#REF!),0),#REF!)*1000*0.000453592,IF(AR$68=\"Natural Gas\",INDEX(BPF_Summary_Lookup,MATCH($B88,INDEX(BPF_Summary_Lookup,,#REF!),0),#REF!)*1000*0.000453592,\"\"))),\"\")","v":""},{"$f":"IF(OR($F88=\"X\",$F88=\"x\"),IF(INDEX(BPF_Summary_Lookup,MATCH($B88,INDEX(BPF_Summary_Lookup,,#REF!),0),#REF!)=FALSE,\"\",IF(AS$68=\"Electricity\",INDEX(BPF_Summary_Lookup,MATCH($B88,INDEX(BPF_Summary_Lookup,,#REF!),0),#REF!),IF(AS$68=\"Natural Gas\",INDEX(BPF_Summary_Lookup,MATCH($B88,INDEX(BPF_Summary_Lookup,,#REF!),0),#REF!),\"\"))),\"\")","v":""},{"$f":"IF(OR($F88=\"X\",$F88=\"x\"),IF(AT$68=\"\",\"\",IF(INDEX(BPF_Summary_Lookup,MATCH($B88,INDEX(BPF_Summary_Lookup,,#REF!),0),#REF!)=FALSE,\"\",IF(AT$68=\"Electricity\",$CO88,IF(AT$68=\"Natural Gas\",$CQ88,\"\")))),\"\")","v":""},{"$f":"IF(OR($F88=\"X\",$F88=\"x\"),IF(INDEX(BPF_Summary_Lookup,MATCH($B88,INDEX(BPF_Summary_Lookup,,#REF!),0),#REF!)=FALSE,\"\",INDEX(BPF_Summary_Lookup,MATCH($B88,INDEX(BPF_Summary_Lookup,,#REF!),0),#REF!)),\"\")","v":""},{"$f":"IF(OR($F88=\"X\",$F88=\"x\"),IF(INDEX(BPF_Summary_Lookup,MATCH($B88,INDEX(BPF_Summary_Lookup,,#REF!),0),#REF!)=FALSE,\"\",INDEX(BPF_Summary_Lookup,MATCH($B88,INDEX(BPF_Summary_Lookup,,#REF!),0),#REF!)),\"\")","v":""},{"$f":"IFERROR(INDEX(Ref_UnitConversions_Energy_Content_kBtu_Unit,IFERROR(MATCH($CL$72&INDEX(RE_EC_EnergyTypes,MATCH($CL$72,INDEX(RE_EC_EnergyTypes,,1),0),2),Ref_UnitConversions_Energy_Units_Lookup,0),MATCH(\"All\"&INDEX(RE_EC_EnergyTypes,MATCH($CL$72,INDEX(RE_EC_EnergyTypes,,1),0),2),Ref_UnitConversions_Energy_Units_Lookup,0)),)/CL88,\"\")","v":""},"",{"$f":"IFERROR(INDEX(Ref_UnitConversions_Energy_Content_kBtu_Unit,IFERROR(MATCH($CM$72&INDEX(RE_EC_EnergyTypes,MATCH($CM$72,INDEX(RE_EC_EnergyTypes,,1),0),2),Ref_UnitConversions_Energy_Units_Lookup,0),MATCH(\"All\"&INDEX(RE_EC_EnergyTypes,MATCH($CM$72,INDEX(RE_EC_EnergyTypes,,1),0),2),Ref_UnitConversions_Energy_Units_Lookup,0)),)/CM88,\"\")","v":""},"",{"$f":"IF(OR($F88=\"X\",$F88=\"x\"),IF(INDEX(BPF_Summary_Lookup,MATCH($B88,INDEX(BPF_Summary_Lookup,,#REF!),0),#REF!)=FALSE,\"\",INDEX(BPF_Summary_Lookup,MATCH($B88,INDEX(BPF_Summary_Lookup,,#REF!),0),#REF!)),\"\")","v":""},{"$f":"IF(OR($F88=\"X\",$F88=\"x\"),IF(INDEX(BPF_Summary_Lookup,MATCH($B88,INDEX(BPF_Summary_Lookup,,#REF!),0),#REF!)=FALSE,\"\",INDEX(BPF_Summary_Lookup,MATCH($B88,INDEX(BPF_Summary_Lookup,,#REF!),0),#REF!)),\"\")","v":""},{"$f":"IFERROR(INDEX(Ref_UnitConversions_Energy_Content_kBtu_Unit,IFERROR(MATCH($CL$72&INDEX(RE_EC_EnergyTypes,MATCH($CL$72,INDEX(RE_EC_EnergyTypes,,1),0),2),Ref_UnitConversions_Energy_Units_Lookup,0),MATCH(\"All\"&INDEX(RE_EC_EnergyTypes,MATCH($CL$72,INDEX(RE_EC_EnergyTypes,,1),0),2),Ref_UnitConversions_Energy_Units_Lookup,0)),),\"\")","v":3.4119999999999999},"",{"$f":"IFERROR(INDEX(Ref_UnitConversions_Energy_Content_kBtu_Unit,IFERROR(MATCH($CM$72&INDEX(RE_EC_EnergyTypes,MATCH($CM$72,INDEX(RE_EC_EnergyTypes,,1),0),2),Ref_UnitConversions_Energy_Units_Lookup,0),MATCH(\"All\"&INDEX(RE_EC_EnergyTypes,MATCH($CM$72,INDEX(RE_EC_EnergyTypes,,1),0),2),Ref_UnitConversions_Energy_Units_Lookup,0)),),\"\")","v":102.9},""]
[null,16,{"$f":"IF(INDEX(ProgSetup_Program_List,B89,)=\"\",5/0, IF(ProgSetup_Miscellaneous_Customization=TRUE,1,5/0))","v":{"$error":"#DIV/0!"}},null,{"$f":"INDEX(ProgSetup_Program_List,B89,1)& \"\"","v":""},null,{"$f":"IF(OR($F89=\"X\",$F89=\"x\"),IF(G$68=\"\",\"\",IF(INDEX(BPF_Summary_Lookup,MATCH($B89,INDEX(BPF_Summary_Lookup,,#REF!),0),#REF!)=FALSE,\"\",IF(G$68=\"Electricity\",$CU89,IF(G$68=\"Natural Gas\",$CW89,\"\")))),\"\")","v":""},{"$f":"IF(OR($F89=\"X\",$F89=\"x\"),IF(INDEX(BPF_Summary_Lookup,MATCH($B89,INDEX(BPF_Summary_Lookup,,#REF!),0),#REF!)=FALSE,\"\",IF(H$68=\"Electricity\",INDEX(BPF_Summary_Lookup,MATCH($B89,INDEX(BPF_Summary_Lookup,,#REF!),0),#REF!)*1000*0.000453592,IF(H$68=\"Natural Gas\",INDEX(BPF_Summary_Lookup,MATCH($B89,INDEX(BPF_Summary_Lookup,,#REF!),0),#REF!)*1000*0.000453592,\"\"))),\"\")","v":""},{"$f":"IF(OR($F89=\"X\",$F89=\"x\"),IF(INDEX(BPF_Summary_Lookup,MATCH($B89,INDEX(BPF_Summary_Lookup,,#REF!),0),#REF!)=FALSE,\"\",IF(I$68=\"Electricity\",INDEX(BPF_Summary_Lookup,MATCH($B89,INDEX(BPF_Summary_Lookup,,#REF!),0),#REF!),IF(I$68=\"Natural Gas\",INDEX(BPF_Summary_Lookup,MATCH($B89,INDEX(BPF_Summary_Lookup,,#REF!),0),#REF!),\"\"))),\"\")","v":""},{"$f":"IF(OR($F89=\"X\",$F89=\"x\"),IF(J$68=\"\",\"\",IF(INDEX(BPF_Summary_Lookup,MATCH($B89,INDEX(BPF_Summary_Lookup,,#REF!),0),#REF!)=FALSE,\"\",IF(J$68=\"Electricity\",$CO89,IF(J$68=\"Natural Gas\",$CQ89,\"\")))),\"\")","v":""},{"$f":"IF(OR($F89=\"X\",$F89=\"x\"),IF(K$68=\"\",\"\",IF(INDEX(BPF_Summary_Lookup,MATCH($B89,INDEX(BPF_Summary_Lookup,,#REF!),0),#REF!)=FALSE,\"\",IF(K$68=\"Electricity\",$CU89,IF(K$68=\"Natural Gas\",$CW89,\"\")))),\"\")","v":""},{"$f":"IF(OR($F89=\"X\",$F89=\"x\"),IF(INDEX(BPF_Summary_Lookup,MATCH($B89,INDEX(BPF_Summary_Lookup,,#REF!),0),#REF!)=FALSE,\"\",IF(L$68=\"Electricity\",INDEX(BPF_Summary_Lookup,MATCH($B89,INDEX(BPF_Summary_Lookup,,#REF!),0),#REF!)*1000*0.000453592,IF(L$68=\"Natural Gas\",INDEX(BPF_Summary_Lookup,MATCH($B89,INDEX(BPF_Summary_Lookup,,#REF!),0),#REF!)*1000*0.000453592,\"\"))),\"\")","v":""},{"$f":"IF(OR($F89=\"X\",$F89=\"x\"),IF(INDEX(BPF_Summary_Lookup,MATCH($B89,INDEX(BPF_Summary_Lookup,,#REF!),0),#REF!)=FALSE,\"\",IF(M$68=\"Electricity\",INDEX(BPF_Summary_Lookup,MATCH($B89,INDEX(BPF_Summary_Lookup,,#REF!),0),#REF!),IF(M$68=\"Natural Gas\",INDEX(BPF_Summary_Lookup,MATCH($B89,INDEX(BPF_Summary_Lookup,,#REF!),0),#REF!),\"\"))),\"\")","v":""},{"$f":"IF(OR($F89=\"X\",$F89=\"x\"),IF(N$68=\"\",\"\",IF(INDEX(BPF_Summary_Lookup,MATCH($B89,INDEX(BPF_Summary_Lookup,,#REF!),0),#REF!)=FALSE,\"\",IF(N$68=\"Electricity\",$CO89,IF(N$68=\"Natural Gas\",$CQ89,\"\")))),\"\")","v":""},{"$f":"IF(OR($F89=\"X\",$F89=\"x\"),IF(O$68=\"\",\"\",IF(INDEX(BPF_Summary_Lookup,MATCH($B89,INDEX(BPF_Summary_Lookup,,#REF!),0),#REF!)=FALSE,\"\",IF(O$68=\"Electricity\",$CU89,IF(O$68=\"Natural Gas\",$CW89,\"\")))),\"\")","v":""},{"$f":"IF(OR($F89=\"X\",$F89=\"x\"),IF(INDEX(BPF_Summary_Lookup,MATCH($B89,INDEX(BPF_Summary_Lookup,,#REF!),0),#REF!)=FALSE,\"\",IF(P$68=\"Electricity\",INDEX(BPF_Summary_Lookup,MATCH($B89,INDEX(BPF_Summary_Lookup,,#REF!),0),#REF!)*1000*0.000453592,IF(P$68=\"Natural Gas\",INDEX(BPF_Summary_Lookup,MATCH($B89,INDEX(BPF_Summary_Lookup,,#REF!),0),#REF!)*1000*0.000453592,\"\"))),\"\")","v":""},{"$f":"IF(OR($F89=\"X\",$F89=\"x\"),IF(INDEX(BPF_Summary_Lookup,MATCH($B89,INDEX(BPF_Summary_Lookup,,#REF!),0),#REF!)=FALSE,\"\",IF(Q$68=\"Electricity\",INDEX(BPF_Summary_Lookup,MATCH($B89,INDEX(BPF_Summary_Lookup,,#REF!),0),#REF!),IF(Q$68=\"Natural Gas\",INDEX(BPF_Summary_Lookup,MATCH($B89,INDEX(BPF_Summary_Lookup,,#REF!),0),#REF!),\"\"))),\"\")","v":""},{"$f":"IF(OR($F89=\"X\",$F89=\"x\"),IF(R$68=\"\",\"\",IF(INDEX(BPF_Summary_Lookup,MATCH($B89,INDEX(BPF_Summary_Lookup,,#REF!),0),#REF!)=FALSE,\"\",IF(R$68=\"Electricity\",$CO89,IF(R$68=\"Natural Gas\",$CQ89,\"\")))),\"\")","v":""},{"$f":"IF(OR($F89=\"X\",$F89=\"x\"),IF(S$68=\"\",\"\",IF(INDEX(BPF_Summary_Lookup,MATCH($B89,INDEX(BPF_Summary_Lookup,,#REF!),0),#REF!)=FALSE,\"\",IF(S$68=\"Electricity\",$CU89,IF(S$68=\"Natural Gas\",$CW89,\"\")))),\"\")","v":""},{"$f":"IF(OR($F89=\"X\",$F89=\"x\"),IF(INDEX(BPF_Summary_Lookup,MATCH($B89,INDEX(BPF_Summary_Lookup,,#REF!),0),#REF!)=FALSE,\"\",IF(T$68=\"Electricity\",INDEX(BPF_Summary_Lookup,MATCH($B89,INDEX(BPF_Summary_Lookup,,#REF!),0),#REF!)*1000*0.000453592,IF(T$68=\"Natural Gas\",INDEX(BPF_Summary_Lookup,MATCH($B89,INDEX(BPF_Summary_Lookup,,#REF!),0),#REF!)*1000*0.000453592,\"\"))),\"\")","v":""},{"$f":"IF(OR($F89=\"X\",$F89=\"x\"),IF(INDEX(BPF_Summary_Lookup,MATCH($B89,INDEX(BPF_Summary_Lookup,,#REF!),0),#REF!)=FALSE,\"\",IF(U$68=\"Electricity\",INDEX(BPF_Summary_Lookup,MATCH($B89,INDEX(BPF_Summary_Lookup,,#REF!),0),#REF!),IF(U$68=\"Natural Gas\",INDEX(BPF_Summary_Lookup,MATCH($B89,INDEX(BPF_Summary_Lookup,,#REF!),0),#REF!),\"\"))),\"\")","v":""},{"$f":"IF(OR($F89=\"X\",$F89=\"x\"),IF(V$68=\"\",\"\",IF(INDEX(BPF_Summary_Lookup,MATCH($B89,INDEX(BPF_Summary_Lookup,,#REF!),0),#REF!)=FALSE,\"\",IF(V$68=\"Electricity\",$CO89,IF(V$68=\"Natural Gas\",$CQ89,\"\")))),\"\")","v":""},{"$f":"IF(OR($F89=\"X\",$F89=\"x\"),IF(W$68=\"\",\"\",IF(INDEX(BPF_Summary_Lookup,MATCH($B89,INDEX(BPF_Summary_Lookup,,#REF!),0),#REF!)=FALSE,\"\",IF(W$68=\"Electricity\",$CU89,IF(W$68=\"Natural Gas\",$CW89,\"\")))),\"\")","v":""},{"$f":"IF(OR($F89=\"X\",$F89=\"x\"),IF(INDEX(BPF_Summary_Lookup,MATCH($B89,INDEX(BPF_Summary_Lookup,,#REF!),0),#REF!)=FALSE,\"\",IF(X$68=\"Electricity\",INDEX(BPF_Summary_Lookup,MATCH($B89,INDEX(BPF_Summary_Lookup,,#REF!),0),#REF!)*1000*0.000453592,IF(X$68=\"Natural Gas\",INDEX(BPF_Summary_Lookup,MATCH($B89,INDEX(BPF_Summary_Lookup,,#REF!),0),#REF!)*1000*0.000453592,\"\"))),\"\")","v":""},{"$f":"IF(OR($F89=\"X\",$F89=\"x\"),IF(INDEX(BPF_Summary_Lookup,MATCH($B89,INDEX(BPF_Summary_Lookup,,#REF!),0),#REF!)=FALSE,\"\",IF(Y$68=\"Electricity\",INDEX(BPF_Summary_Lookup,MATCH($B89,INDEX(BPF_Summary_Lookup,,#REF!),0),#REF!),IF(Y$68=\"Natural Gas\",INDEX(BPF_Summary_Lookup,MATCH($B89,INDEX(BPF_Summary_Lookup,,#REF!),0),#REF!),\"\"))),\"\")","v":""},{"$f":"IF(OR($F89=\"X\",$F89=\"x\"),IF(Z$68=\"\",\"\",IF(INDEX(BPF_Summary_Lookup,MATCH($B89,INDEX(BPF_Summary_Lookup,,#REF!),0),#REF!)=FALSE,\"\",IF(Z$68=\"Electricity\",$CO89,IF(Z$68=\"Natural Gas\",$CQ89,\"\")))),\"\")","v":""},{"$f":"IF(OR($F89=\"X\",$F89=\"x\"),IF(AA$68=\"\",\"\",IF(INDEX(BPF_Summary_Lookup,MATCH($B89,INDEX(BPF_Summary_Lookup,,#REF!),0),#REF!)=FALSE,\"\",IF(AA$68=\"Electricity\",$CU89,IF(AA$68=\"Natural Gas\",$CW89,\"\")))),\"\")","v":""},{"$f":"IF(OR($F89=\"X\",$F89=\"x\"),IF(INDEX(BPF_Summary_Lookup,MATCH($B89,INDEX(BPF_Summary_Lookup,,#REF!),0),#REF!)=FALSE,\"\",IF(AB$68=\"Electricity\",INDEX(BPF_Summary_Lookup,MATCH($B89,INDEX(BPF_Summary_Lookup,,#REF!),0),#REF!)*1000*0.000453592,IF(AB$68=\"Natural Gas\",INDEX(BPF_Summary_Lookup,MATCH($B89,INDEX(BPF_Summary_Lookup,,#REF!),0),#REF!)*1000*0.000453592,\"\"))),\"\")","v":""},{"$f":"IF(OR($F89=\"X\",$F89=\"x\"),IF(INDEX(BPF_Summary_Lookup,MATCH($B89,INDEX(BPF_Summary_Lookup,,#REF!),0),#REF!)=FALSE,\"\",IF(AC$68=\"Electricity\",INDEX(BPF_Summary_Lookup,MATCH($B89,INDEX(BPF_Summary_Lookup,,#REF!),0),#REF!),IF(AC$68=\"Natural Gas\",INDEX(BPF_Summary_Lookup,MATCH($B89,INDEX(BPF_Summary_Lookup,,#REF!),0),#REF!),\"\"))),\"\")","v":""},{"$f":"IF(OR($F89=\"X\",$F89=\"x\"),IF(AD$68=\"\",\"\",IF(INDEX(BPF_Summary_Lookup,MATCH($B89,INDEX(BPF_Summary_Lookup,,#REF!),0),#REF!)=FALSE,\"\",IF(AD$68=\"Electricity\",$CO89,IF(AD$68=\"Natural Gas\",$CQ89,\"\")))),\"\")","v":""},{"$f":"IF(OR($F89=\"X\",$F89=\"x\"),IF(AE$68=\"\",\"\",IF(INDEX(BPF_Summary_Lookup,MATCH($B89,INDEX(BPF_Summary_Lookup,,#REF!),0),#REF!)=FALSE,\"\",IF(AE$68=\"Electricity\",$CU89,IF(AE$68=\"Natural Gas\",$CW89,\"\")))),\"\")","v":""},{"$f":"IF(OR($F89=\"X\",$F89=\"x\"),IF(INDEX(BPF_Summary_Lookup,MATCH($B89,INDEX(BPF_Summary_Lookup,,#REF!),0),#REF!)=FALSE,\"\",IF(AF$68=\"Electricity\",INDEX(BPF_Summary_Lookup,MATCH($B89,INDEX(BPF_Summary_Lookup,,#REF!),0),#REF!)*1000*0.000453592,IF(AF$68=\"Natural Gas\",INDEX(BPF_Summary_Lookup,MATCH($B89,INDEX(BPF_Summary_Lookup,,#REF!),0),#REF!)*1000*0.000453592,\"\"))),\"\")","v":""},{"$f":"IF(OR($F89=\"X\",$F89=\"x\"),IF(INDEX(BPF_Summary_Lookup,MATCH($B89,INDEX(BPF_Summary_Lookup,,#REF!),0),#REF!)=FALSE,\"\",IF(AG$68=\"Electricity\",INDEX(BPF_Summary_Lookup,MATCH($B89,INDEX(BPF_Summary_Lookup,,#REF!),0),#REF!),IF(AG$68=\"Natural Gas\",INDEX(BPF_Summary_Lookup,MATCH($B89,INDEX(BPF_Summary_Lookup,,#REF!),0),#REF!),\"\"))),\"\")","v":""},{"$f":"IF(OR($F89=\"X\",$F89=\"x\"),IF(AH$68=\"\",\"\",IF(INDEX(BPF_Summary_Lookup,MATCH($B89,INDEX(BPF_Summary_Lookup,,#REF!),0),#REF!)=FALSE,\"\",IF(AH$68=\"Electricity\",$CO89,IF(AH$68=\"Natural Gas\",$CQ89,\"\")))),\"\")","v":""},{"$f":"IF(OR($F89=\"X\",$F89=\"x\"),IF(AI$68=\"\",\"\",IF(INDEX(BPF_Summary_Lookup,MATCH($B89,INDEX(BPF_Summary_Lookup,,#REF!),0),#REF!)=FALSE,\"\",IF(AI$68=\"Electricity\",$CU89,IF(AI$68=\"Natural Gas\",$CW89,\"\")))),\"\")","v":""},{"$f":"IF(OR($F89=\"X\",$F89=\"x\"),IF(INDEX(BPF_Summary_Lookup,MATCH($B89,INDEX(BPF_Summary_Lookup,,#REF!),0),#REF!)=FALSE,\"\",IF(AJ$68=\"Electricity\",INDEX(BPF_Summary_Lookup,MATCH($B89,INDEX(BPF_Summary_Lookup,,#REF!),0),#REF!)*1000*0.000453592,IF(AJ$68=\"Natural Gas\",INDEX(BPF_Summary_Lookup,MATCH($B89,INDEX(BPF_Summary_Lookup,,#REF!),0),#REF!)*1000*0.000453592,\"\"))),\"\")","v":""},{"$f":"IF(OR($F89=\"X\",$F89=\"x\"),IF(INDEX(BPF_Summary_Lookup,MATCH($B89,INDEX(BPF_Summary_Lookup,,#REF!),0),#REF!)=FALSE,\"\",IF(AK$68=\"Electricity\",INDEX(BPF_Summary_Lookup,MATCH($B89,INDEX(BPF_Summary_Lookup,,#REF!),0),#REF!),IF(AK$68=\"Natural Gas\",INDEX(BPF_Summary_Lookup,MATCH($B89,INDEX(BPF_Summary_Lookup,,#REF!),0),#REF!),\"\"))),\"\")","v":""},{"$f":"IF(OR($F89=\"X\",$F89=\"x\"),IF(AL$68=\"\",\"\",IF(INDEX(BPF_Summary_Lookup,MATCH($B89,INDEX(BPF_Summary_Lookup,,#REF!),0),#REF!)=FALSE,\"\",IF(AL$68=\"Electricity\",$CO89,IF(AL$68=\"Natural Gas\",$CQ89,\"\")))),\"\")","v":""},{"$f":"IF(OR($F89=\"X\",$F89=\"x\"),IF(AM$68=\"\",\"\",IF(INDEX(BPF_Summary_Lookup,MATCH($B89,INDEX(BPF_Summary_Lookup,,#REF!),0),#REF!)=FALSE,\"\",IF(AM$68=\"Electricity\",$CU89,IF(AM$68=\"Natural Gas\",$CW89,\"\")))),\"\")","v":""},{"$f":"IF(OR($F89=\"X\",$F89=\"x\"),IF(INDEX(BPF_Summary_Lookup,MATCH($B89,INDEX(BPF_Summary_Lookup,,#REF!),0),#REF!)=FALSE,\"\",IF(AN$68=\"Electricity\",INDEX(BPF_Summary_Lookup,MATCH($B89,INDEX(BPF_Summary_Lookup,,#REF!),0),#REF!)*1000*0.000453592,IF(AN$68=\"Natural Gas\",INDEX(BPF_Summary_Lookup,MATCH($B89,INDEX(BPF_Summary_Lookup,,#REF!),0),#REF!)*1000*0.000453592,\"\"))),\"\")","v":""},{"$f":"IF(OR($F89=\"X\",$F89=\"x\"),IF(INDEX(BPF_Summary_Lookup,MATCH($B89,INDEX(BPF_Summary_Lookup,,#REF!),0),#REF!)=FALSE,\"\",IF(AO$68=\"Electricity\",INDEX(BPF_Summary_Lookup,MATCH($B89,INDEX(BPF_Summary_Lookup,,#REF!),0),#REF!),IF(AO$68=\"Natural Gas\",INDEX(BPF_Summary_Lookup,MATCH($B89,INDEX(BPF_Summary_Lookup,,#REF!),0),#REF!),\"\"))),\"\")","v":""},{"$f":"IF(OR($F89=\"X\",$F89=\"x\"),IF(AP$68=\"\",\"\",IF(INDEX(BPF_Summary_Lookup,MATCH($B89,INDEX(BPF_Summary_Lookup,,#REF!),0),#REF!)=FALSE,\"\",IF(AP$68=\"Electricity\",$CO89,IF(AP$68=\"Natural Gas\",$CQ89,\"\")))),\"\")","v":""},{"$f":"IF(OR($F89=\"X\",$F89=\"x\"),IF(AQ$68=\"\",\"\",IF(INDEX(BPF_Summary_Lookup,MATCH($B89,INDEX(BPF_Summary_Lookup,,#REF!),0),#REF!)=FALSE,\"\",IF(AQ$68=\"Electricity\",$CU89,IF(AQ$68=\"Natural Gas\",$CW89,\"\")))),\"\")","v":""},{"$f":"IF(OR($F89=\"X\",$F89=\"x\"),IF(INDEX(BPF_Summary_Lookup,MATCH($B89,INDEX(BPF_Summary_Lookup,,#REF!),0),#REF!)=FALSE,\"\",IF(AR$68=\"Electricity\",INDEX(BPF_Summary_Lookup,MATCH($B89,INDEX(BPF_Summary_Lookup,,#REF!),0),#REF!)*1000*0.000453592,IF(AR$68=\"Natural Gas\",INDEX(BPF_Summary_Lookup,MATCH($B89,INDEX(BPF_Summary_Lookup,,#REF!),0),#REF!)*1000*0.000453592,\"\"))),\"\")","v":""},{"$f":"IF(OR($F89=\"X\",$F89=\"x\"),IF(INDEX(BPF_Summary_Lookup,MATCH($B89,INDEX(BPF_Summary_Lookup,,#REF!),0),#REF!)=FALSE,\"\",IF(AS$68=\"Electricity\",INDEX(BPF_Summary_Lookup,MATCH($B89,INDEX(BPF_Summary_Lookup,,#REF!),0),#REF!),IF(AS$68=\"Natural Gas\",INDEX(BPF_Summary_Lookup,MATCH($B89,INDEX(BPF_Summary_Lookup,,#REF!),0),#REF!),\"\"))),\"\")","v":""},{"$f":"IF(OR($F89=\"X\",$F89=\"x\"),IF(AT$68=\"\",\"\",IF(INDEX(BPF_Summary_Lookup,MATCH($B89,INDEX(BPF_Summary_Lookup,,#REF!),0),#REF!)=FALSE,\"\",IF(AT$68=\"Electricity\",$CO89,IF(AT$68=\"Natural Gas\",$CQ89,\"\")))),\"\")","v":""},null,null,null,{"$f":"IF(OR($F89=\"X\",$F89=\"x\"),IF(G$68=\"\",\"\",IF(INDEX(BPF_Summary_Lookup,MATCH($B89,INDEX(BPF_Summary_Lookup,,#REF!),0),#REF!)=FALSE,\"\",IF(G$68=\"Electricity\",$CU89,IF(G$68=\"Natural Gas\",$CW89,\"\")))),\"\")","v":""},{"$f":"IF(OR($F89=\"X\",$F89=\"x\"),IF(INDEX(BPF_Summary_Lookup,MATCH($B89,INDEX(BPF_Summary_Lookup,,#REF!),0),#REF!)=FALSE,\"\",IF(H$68=\"Electricity\",INDEX(BPF_Summary_Lookup,MATCH($B89,INDEX(BPF_Summary_Lookup,,#REF!),0),#REF!)*1000*0.000453592,IF(H$68=\"Natural Gas\",INDEX(BPF_Summary_Lookup,MATCH($B89,INDEX(BPF_Summary_Lookup,,#REF!),0),#REF!)*1000*0.000453592,\"\"))),\"\")","v":""},{"$f":"IF(OR($F89=\"X\",$F89=\"x\"),IF(INDEX(BPF_Summary_Lookup,MATCH($B89,INDEX(BPF_Summary_Lookup,,#REF!),0),#REF!)=FALSE,\"\",IF(I$68=\"Electricity\",INDEX(BPF_Summary_Lookup,MATCH($B89,INDEX(BPF_Summary_Lookup,,#REF!),0),#REF!),IF(I$68=\"Natural Gas\",INDEX(BPF_Summary_Lookup,MATCH($B89,INDEX(BPF_Summary_Lookup,,#REF!),0),#REF!),\"\"))),\"\")","v":""},{"$f":"IF(OR($F89=\"X\",$F89=\"x\"),IF(J$68=\"\",\"\",IF(INDEX(BPF_Summary_Lookup,MATCH($B89,INDEX(BPF_Summary_Lookup,,#REF!),0),#REF!)=FALSE,\"\",IF(J$68=\"Electricity\",$CO89,IF(J$68=\"Natural Gas\",$CQ89,\"\")))),\"\")","v":""},{"$f":"IF(OR($F89=\"X\",$F89=\"x\"),IF(K$68=\"\",\"\",IF(INDEX(BPF_Summary_Lookup,MATCH($B89,INDEX(BPF_Summary_Lookup,,#REF!),0),#REF!)=FALSE,\"\",IF(K$68=\"Electricity\",$CU89,IF(K$68=\"Natural Gas\",$CW89,\"\")))),\"\")","v":""},{"$f":"IF(OR($F89=\"X\",$F89=\"x\"),IF(INDEX(BPF_Summary_Lookup,MATCH($B89,INDEX(BPF_Summary_Lookup,,#REF!),0),#REF!)=FALSE,\"\",IF(L$68=\"Electricity\",INDEX(BPF_Summary_Lookup,MATCH($B89,INDEX(BPF_Summary_Lookup,,#REF!),0),#REF!)*1000*0.000453592,IF(L$68=\"Natural Gas\",INDEX(BPF_Summary_Lookup,MATCH($B89,INDEX(BPF_Summary_Lookup,,#REF!),0),#REF!)*1000*0.000453592,\"\"))),\"\")","v":""},{"$f":"IF(OR($F89=\"X\",$F89=\"x\"),IF(INDEX(BPF_Summary_Lookup,MATCH($B89,INDEX(BPF_Summary_Lookup,,#REF!),0),#REF!)=FALSE,\"\",IF(M$68=\"Electricity\",INDEX(BPF_Summary_Lookup,MATCH($B89,INDEX(BPF_Summary_Lookup,,#REF!),0),#REF!),IF(M$68=\"Natural Gas\",INDEX(BPF_Summary_Lookup,MATCH($B89,INDEX(BPF_Summary_Lookup,,#REF!),0),#REF!),\"\"))),\"\")","v":""},{"$f":"IF(OR($F89=\"X\",$F89=\"x\"),IF(N$68=\"\",\"\",IF(INDEX(BPF_Summary_Lookup,MATCH($B89,INDEX(BPF_Summary_Lookup,,#REF!),0),#REF!)=FALSE,\"\",IF(N$68=\"Electricity\",$CO89,IF(N$68=\"Natural Gas\",$CQ89,\"\")))),\"\")","v":""},{"$f":"IF(OR($F89=\"X\",$F89=\"x\"),IF(O$68=\"\",\"\",IF(INDEX(BPF_Summary_Lookup,MATCH($B89,INDEX(BPF_Summary_Lookup,,#REF!),0),#REF!)=FALSE,\"\",IF(O$68=\"Electricity\",$CU89,IF(O$68=\"Natural Gas\",$CW89,\"\")))),\"\")","v":""},{"$f":"IF(OR($F89=\"X\",$F89=\"x\"),IF(INDEX(BPF_Summary_Lookup,MATCH($B89,INDEX(BPF_Summary_Lookup,,#REF!),0),#REF!)=FALSE,\"\",IF(P$68=\"Electricity\",INDEX(BPF_Summary_Lookup,MATCH($B89,INDEX(BPF_Summary_Lookup,,#REF!),0),#REF!)*1000*0.000453592,IF(P$68=\"Natural Gas\",INDEX(BPF_Summary_Lookup,MATCH($B89,INDEX(BPF_Summary_Lookup,,#REF!),0),#REF!)*1000*0.000453592,\"\"))),\"\")","v":""},{"$f":"IF(OR($F89=\"X\",$F89=\"x\"),IF(INDEX(BPF_Summary_Lookup,MATCH($B89,INDEX(BPF_Summary_Lookup,,#REF!),0),#REF!)=FALSE,\"\",IF(Q$68=\"Electricity\",INDEX(BPF_Summary_Lookup,MATCH($B89,INDEX(BPF_Summary_Lookup,,#REF!),0),#REF!),IF(Q$68=\"Natural Gas\",INDEX(BPF_Summary_Lookup,MATCH($B89,INDEX(BPF_Summary_Lookup,,#REF!),0),#REF!),\"\"))),\"\")","v":""},{"$f":"IF(OR($F89=\"X\",$F89=\"x\"),IF(R$68=\"\",\"\",IF(INDEX(BPF_Summary_Lookup,MATCH($B89,INDEX(BPF_Summary_Lookup,,#REF!),0),#REF!)=FALSE,\"\",IF(R$68=\"Electricity\",$CO89,IF(R$68=\"Natural Gas\",$CQ89,\"\")))),\"\")","v":""},{"$f":"IF(OR($F89=\"X\",$F89=\"x\"),IF(S$68=\"\",\"\",IF(INDEX(BPF_Summary_Lookup,MATCH($B89,INDEX(BPF_Summary_Lookup,,#REF!),0),#REF!)=FALSE,\"\",IF(S$68=\"Electricity\",$CU89,IF(S$68=\"Natural Gas\",$CW89,\"\")))),\"\")","v":""},{"$f":"IF(OR($F89=\"X\",$F89=\"x\"),IF(INDEX(BPF_Summary_Lookup,MATCH($B89,INDEX(BPF_Summary_Lookup,,#REF!),0),#REF!)=FALSE,\"\",IF(T$68=\"Electricity\",INDEX(BPF_Summary_Lookup,MATCH($B89,INDEX(BPF_Summary_Lookup,,#REF!),0),#REF!)*1000*0.000453592,IF(T$68=\"Natural Gas\",INDEX(BPF_Summary_Lookup,MATCH($B89,INDEX(BPF_Summary_Lookup,,#REF!),0),#REF!)*1000*0.000453592,\"\"))),\"\")","v":""},{"$f":"IF(OR($F89=\"X\",$F89=\"x\"),IF(INDEX(BPF_Summary_Lookup,MATCH($B89,INDEX(BPF_Summary_Lookup,,#REF!),0),#REF!)=FALSE,\"\",IF(U$68=\"Electricity\",INDEX(BPF_Summary_Lookup,MATCH($B89,INDEX(BPF_Summary_Lookup,,#REF!),0),#REF!),IF(U$68=\"Natural Gas\",INDEX(BPF_Summary_Lookup,MATCH($B89,INDEX(BPF_Summary_Lookup,,#REF!),0),#REF!),\"\"))),\"\")","v":""},{"$f":"IF(OR($F89=\"X\",$F89=\"x\"),IF(V$68=\"\",\"\",IF(INDEX(BPF_Summary_Lookup,MATCH($B89,INDEX(BPF_Summary_Lookup,,#REF!),0),#REF!)=FALSE,\"\",IF(V$68=\"Electricity\",$CO89,IF(V$68=\"Natural Gas\",$CQ89,\"\")))),\"\")","v":""},{"$f":"IF(OR($F89=\"X\",$F89=\"x\"),IF(W$68=\"\",\"\",IF(INDEX(BPF_Summary_Lookup,MATCH($B89,INDEX(BPF_Summary_Lookup,,#REF!),0),#REF!)=FALSE,\"\",IF(W$68=\"Electricity\",$CU89,IF(W$68=\"Natural Gas\",$CW89,\"\")))),\"\")","v":""},{"$f":"IF(OR($F89=\"X\",$F89=\"x\"),IF(INDEX(BPF_Summary_Lookup,MATCH($B89,INDEX(BPF_Summary_Lookup,,#REF!),0),#REF!)=FALSE,\"\",IF(X$68=\"Electricity\",INDEX(BPF_Summary_Lookup,MATCH($B89,INDEX(BPF_Summary_Lookup,,#REF!),0),#REF!)*1000*0.000453592,IF(X$68=\"Natural Gas\",INDEX(BPF_Summary_Lookup,MATCH($B89,INDEX(BPF_Summary_Lookup,,#REF!),0),#REF!)*1000*0.000453592,\"\"))),\"\")","v":""},{"$f":"IF(OR($F89=\"X\",$F89=\"x\"),IF(INDEX(BPF_Summary_Lookup,MATCH($B89,INDEX(BPF_Summary_Lookup,,#REF!),0),#REF!)=FALSE,\"\",IF(Y$68=\"Electricity\",INDEX(BPF_Summary_Lookup,MATCH($B89,INDEX(BPF_Summary_Lookup,,#REF!),0),#REF!),IF(Y$68=\"Natural Gas\",INDEX(BPF_Summary_Lookup,MATCH($B89,INDEX(BPF_Summary_Lookup,,#REF!),0),#REF!),\"\"))),\"\")","v":""},{"$f":"IF(OR($F89=\"X\",$F89=\"x\"),IF(Z$68=\"\",\"\",IF(INDEX(BPF_Summary_Lookup,MATCH($B89,INDEX(BPF_Summary_Lookup,,#REF!),0),#REF!)=FALSE,\"\",IF(Z$68=\"Electricity\",$CO89,IF(Z$68=\"Natural Gas\",$CQ89,\"\")))),\"\")","v":""},{"$f":"IF(OR($F89=\"X\",$F89=\"x\"),IF(AA$68=\"\",\"\",IF(INDEX(BPF_Summary_Lookup,MATCH($B89,INDEX(BPF_Summary_Lookup,,#REF!),0),#REF!)=FALSE,\"\",IF(AA$68=\"Electricity\",$CU89,IF(AA$68=\"Natural Gas\",$CW89,\"\")))),\"\")","v":""},{"$f":"IF(OR($F89=\"X\",$F89=\"x\"),IF(INDEX(BPF_Summary_Lookup,MATCH($B89,INDEX(BPF_Summary_Lookup,,#REF!),0),#REF!)=FALSE,\"\",IF(AB$68=\"Electricity\",INDEX(BPF_Summary_Lookup,MATCH($B89,INDEX(BPF_Summary_Lookup,,#REF!),0),#REF!)*1000*0.000453592,IF(AB$68=\"Natural Gas\",INDEX(BPF_Summary_Lookup,MATCH($B89,INDEX(BPF_Summary_Lookup,,#REF!),0),#REF!)*1000*0.000453592,\"\"))),\"\")","v":""},{"$f":"IF(OR($F89=\"X\",$F89=\"x\"),IF(INDEX(BPF_Summary_Lookup,MATCH($B89,INDEX(BPF_Summary_Lookup,,#REF!),0),#REF!)=FALSE,\"\",IF(AC$68=\"Electricity\",INDEX(BPF_Summary_Lookup,MATCH($B89,INDEX(BPF_Summary_Lookup,,#REF!),0),#REF!),IF(AC$68=\"Natural Gas\",INDEX(BPF_Summary_Lookup,MATCH($B89,INDEX(BPF_Summary_Lookup,,#REF!),0),#REF!),\"\"))),\"\")","v":""},{"$f":"IF(OR($F89=\"X\",$F89=\"x\"),IF(AD$68=\"\",\"\",IF(INDEX(BPF_Summary_Lookup,MATCH($B89,INDEX(BPF_Summary_Lookup,,#REF!),0),#REF!)=FALSE,\"\",IF(AD$68=\"Electricity\",$CO89,IF(AD$68=\"Natural Gas\",$CQ89,\"\")))),\"\")","v":""},{"$f":"IF(OR($F89=\"X\",$F89=\"x\"),IF(AE$68=\"\",\"\",IF(INDEX(BPF_Summary_Lookup,MATCH($B89,INDEX(BPF_Summary_Lookup,,#REF!),0),#REF!)=FALSE,\"\",IF(AE$68=\"Electricity\",$CU89,IF(AE$68=\"Natural Gas\",$CW89,\"\")))),\"\")","v":""},{"$f":"IF(OR($F89=\"X\",$F89=\"x\"),IF(INDEX(BPF_Summary_Lookup,MATCH($B89,INDEX(BPF_Summary_Lookup,,#REF!),0),#REF!)=FALSE,\"\",IF(AF$68=\"Electricity\",INDEX(BPF_Summary_Lookup,MATCH($B89,INDEX(BPF_Summary_Lookup,,#REF!),0),#REF!)*1000*0.000453592,IF(AF$68=\"Natural Gas\",INDEX(BPF_Summary_Lookup,MATCH($B89,INDEX(BPF_Summary_Lookup,,#REF!),0),#REF!)*1000*0.000453592,\"\"))),\"\")","v":""},{"$f":"IF(OR($F89=\"X\",$F89=\"x\"),IF(INDEX(BPF_Summary_Lookup,MATCH($B89,INDEX(BPF_Summary_Lookup,,#REF!),0),#REF!)=FALSE,\"\",IF(AG$68=\"Electricity\",INDEX(BPF_Summary_Lookup,MATCH($B89,INDEX(BPF_Summary_Lookup,,#REF!),0),#REF!),IF(AG$68=\"Natural Gas\",INDEX(BPF_Summary_Lookup,MATCH($B89,INDEX(BPF_Summary_Lookup,,#REF!),0),#REF!),\"\"))),\"\")","v":""},{"$f":"IF(OR($F89=\"X\",$F89=\"x\"),IF(AH$68=\"\",\"\",IF(INDEX(BPF_Summary_Lookup,MATCH($B89,INDEX(BPF_Summary_Lookup,,#REF!),0),#REF!)=FALSE,\"\",IF(AH$68=\"Electricity\",$CO89,IF(AH$68=\"Natural Gas\",$CQ89,\"\")))),\"\")","v":""},{"$f":"IF(OR($F89=\"X\",$F89=\"x\"),IF(AI$68=\"\",\"\",IF(INDEX(BPF_Summary_Lookup,MATCH($B89,INDEX(BPF_Summary_Lookup,,#REF!),0),#REF!)=FALSE,\"\",IF(AI$68=\"Electricity\",$CU89,IF(AI$68=\"Natural Gas\",$CW89,\"\")))),\"\")","v":""},{"$f":"IF(OR($F89=\"X\",$F89=\"x\"),IF(INDEX(BPF_Summary_Lookup,MATCH($B89,INDEX(BPF_Summary_Lookup,,#REF!),0),#REF!)=FALSE,\"\",IF(AJ$68=\"Electricity\",INDEX(BPF_Summary_Lookup,MATCH($B89,INDEX(BPF_Summary_Lookup,,#REF!),0),#REF!)*1000*0.000453592,IF(AJ$68=\"Natural Gas\",INDEX(BPF_Summary_Lookup,MATCH($B89,INDEX(BPF_Summary_Lookup,,#REF!),0),#REF!)*1000*0.000453592,\"\"))),\"\")","v":""},{"$f":"IF(OR($F89=\"X\",$F89=\"x\"),IF(INDEX(BPF_Summary_Lookup,MATCH($B89,INDEX(BPF_Summary_Lookup,,#REF!),0),#REF!)=FALSE,\"\",IF(AK$68=\"Electricity\",INDEX(BPF_Summary_Lookup,MATCH($B89,INDEX(BPF_Summary_Lookup,,#REF!),0),#REF!),IF(AK$68=\"Natural Gas\",INDEX(BPF_Summary_Lookup,MATCH($B89,INDEX(BPF_Summary_Lookup,,#REF!),0),#REF!),\"\"))),\"\")","v":""},{"$f":"IF(OR($F89=\"X\",$F89=\"x\"),IF(AL$68=\"\",\"\",IF(INDEX(BPF_Summary_Lookup,MATCH($B89,INDEX(BPF_Summary_Lookup,,#REF!),0),#REF!)=FALSE,\"\",IF(AL$68=\"Electricity\",$CO89,IF(AL$68=\"Natural Gas\",$CQ89,\"\")))),\"\")","v":""},{"$f":"IF(OR($F89=\"X\",$F89=\"x\"),IF(AM$68=\"\",\"\",IF(INDEX(BPF_Summary_Lookup,MATCH($B89,INDEX(BPF_Summary_Lookup,,#REF!),0),#REF!)=FALSE,\"\",IF(AM$68=\"Electricity\",$CU89,IF(AM$68=\"Natural Gas\",$CW89,\"\")))),\"\")","v":""},{"$f":"IF(OR($F89=\"X\",$F89=\"x\"),IF(INDEX(BPF_Summary_Lookup,MATCH($B89,INDEX(BPF_Summary_Lookup,,#REF!),0),#REF!)=FALSE,\"\",IF(AN$68=\"Electricity\",INDEX(BPF_Summary_Lookup,MATCH($B89,INDEX(BPF_Summary_Lookup,,#REF!),0),#REF!)*1000*0.000453592,IF(AN$68=\"Natural Gas\",INDEX(BPF_Summary_Lookup,MATCH($B89,INDEX(BPF_Summary_Lookup,,#REF!),0),#REF!)*1000*0.000453592,\"\"))),\"\")","v":""},{"$f":"IF(OR($F89=\"X\",$F89=\"x\"),IF(INDEX(BPF_Summary_Lookup,MATCH($B89,INDEX(BPF_Summary_Lookup,,#REF!),0),#REF!)=FALSE,\"\",IF(AO$68=\"Electricity\",INDEX(BPF_Summary_Lookup,MATCH($B89,INDEX(BPF_Summary_Lookup,,#REF!),0),#REF!),IF(AO$68=\"Natural Gas\",INDEX(BPF_Summary_Lookup,MATCH($B89,INDEX(BPF_Summary_Lookup,,#REF!),0),#REF!),\"\"))),\"\")","v":""},{"$f":"IF(OR($F89=\"X\",$F89=\"x\"),IF(AP$68=\"\",\"\",IF(INDEX(BPF_Summary_Lookup,MATCH($B89,INDEX(BPF_Summary_Lookup,,#REF!),0),#REF!)=FALSE,\"\",IF(AP$68=\"Electricity\",$CO89,IF(AP$68=\"Natural Gas\",$CQ89,\"\")))),\"\")","v":""},{"$f":"IF(OR($F89=\"X\",$F89=\"x\"),IF(AQ$68=\"\",\"\",IF(INDEX(BPF_Summary_Lookup,MATCH($B89,INDEX(BPF_Summary_Lookup,,#REF!),0),#REF!)=FALSE,\"\",IF(AQ$68=\"Electricity\",$CU89,IF(AQ$68=\"Natural Gas\",$CW89,\"\")))),\"\")","v":""},{"$f":"IF(OR($F89=\"X\",$F89=\"x\"),IF(INDEX(BPF_Summary_Lookup,MATCH($B89,INDEX(BPF_Summary_Lookup,,#REF!),0),#REF!)=FALSE,\"\",IF(AR$68=\"Electricity\",INDEX(BPF_Summary_Lookup,MATCH($B89,INDEX(BPF_Summary_Lookup,,#REF!),0),#REF!)*1000*0.000453592,IF(AR$68=\"Natural Gas\",INDEX(BPF_Summary_Lookup,MATCH($B89,INDEX(BPF_Summary_Lookup,,#REF!),0),#REF!)*1000*0.000453592,\"\"))),\"\")","v":""},{"$f":"IF(OR($F89=\"X\",$F89=\"x\"),IF(INDEX(BPF_Summary_Lookup,MATCH($B89,INDEX(BPF_Summary_Lookup,,#REF!),0),#REF!)=FALSE,\"\",IF(AS$68=\"Electricity\",INDEX(BPF_Summary_Lookup,MATCH($B89,INDEX(BPF_Summary_Lookup,,#REF!),0),#REF!),IF(AS$68=\"Natural Gas\",INDEX(BPF_Summary_Lookup,MATCH($B89,INDEX(BPF_Summary_Lookup,,#REF!),0),#REF!),\"\"))),\"\")","v":""},{"$f":"IF(OR($F89=\"X\",$F89=\"x\"),IF(AT$68=\"\",\"\",IF(INDEX(BPF_Summary_Lookup,MATCH($B89,INDEX(BPF_Summary_Lookup,,#REF!),0),#REF!)=FALSE,\"\",IF(AT$68=\"Electricity\",$CO89,IF(AT$68=\"Natural Gas\",$CQ89,\"\")))),\"\")","v":""},{"$f":"IF(OR($F89=\"X\",$F89=\"x\"),IF(INDEX(BPF_Summary_Lookup,MATCH($B89,INDEX(BPF_Summary_Lookup,,#REF!),0),#REF!)=FALSE,\"\",INDEX(BPF_Summary_Lookup,MATCH($B89,INDEX(BPF_Summary_Lookup,,#REF!),0),#REF!)),\"\")","v":""},{"$f":"IF(OR($F89=\"X\",$F89=\"x\"),IF(INDEX(BPF_Summary_Lookup,MATCH($B89,INDEX(BPF_Summary_Lookup,,#REF!),0),#REF!)=FALSE,\"\",INDEX(BPF_Summary_Lookup,MATCH($B89,INDEX(BPF_Summary_Lookup,,#REF!),0),#REF!)),\"\")","v":""},{"$f":"IFERROR(INDEX(Ref_UnitConversions_Energy_Content_kBtu_Unit,IFERROR(MATCH($CL$72&INDEX(RE_EC_EnergyTypes,MATCH($CL$72,INDEX(RE_EC_EnergyTypes,,1),0),2),Ref_UnitConversions_Energy_Units_Lookup,0),MATCH(\"All\"&INDEX(RE_EC_EnergyTypes,MATCH($CL$72,INDEX(RE_EC_EnergyTypes,,1),0),2),Ref_UnitConversions_Energy_Units_Lookup,0)),)/CL89,\"\")","v":""},"",{"$f":"IFERROR(INDEX(Ref_UnitConversions_Energy_Content_kBtu_Unit,IFERROR(MATCH($CM$72&INDEX(RE_EC_EnergyTypes,MATCH($CM$72,INDEX(RE_EC_EnergyTypes,,1),0),2),Ref_UnitConversions_Energy_Units_Lookup,0),MATCH(\"All\"&INDEX(RE_EC_EnergyTypes,MATCH($CM$72,INDEX(RE_EC_EnergyTypes,,1),0),2),Ref_UnitConversions_Energy_Units_Lookup,0)),)/CM89,\"\")","v":""},"",{"$f":"IF(OR($F89=\"X\",$F89=\"x\"),IF(INDEX(BPF_Summary_Lookup,MATCH($B89,INDEX(BPF_Summary_Lookup,,#REF!),0),#REF!)=FALSE,\"\",INDEX(BPF_Summary_Lookup,MATCH($B89,INDEX(BPF_Summary_Lookup,,#REF!),0),#REF!)),\"\")","v":""},{"$f":"IF(OR($F89=\"X\",$F89=\"x\"),IF(INDEX(BPF_Summary_Lookup,MATCH($B89,INDEX(BPF_Summary_Lookup,,#REF!),0),#REF!)=FALSE,\"\",INDEX(BPF_Summary_Lookup,MATCH($B89,INDEX(BPF_Summary_Lookup,,#REF!),0),#REF!)),\"\")","v":""},{"$f":"IFERROR(INDEX(Ref_UnitConversions_Energy_Content_kBtu_Unit,IFERROR(MATCH($CL$72&INDEX(RE_EC_EnergyTypes,MATCH($CL$72,INDEX(RE_EC_EnergyTypes,,1),0),2),Ref_UnitConversions_Energy_Units_Lookup,0),MATCH(\"All\"&INDEX(RE_EC_EnergyTypes,MATCH($CL$72,INDEX(RE_EC_EnergyTypes,,1),0),2),Ref_UnitConversions_Energy_Units_Lookup,0)),),\"\")","v":3.4119999999999999},"",{"$f":"IFERROR(INDEX(Ref_UnitConversions_Energy_Content_kBtu_Unit,IFERROR(MATCH($CM$72&INDEX(RE_EC_EnergyTypes,MATCH($CM$72,INDEX(RE_EC_EnergyTypes,,1),0),2),Ref_UnitConversions_Energy_Units_Lookup,0),MATCH(\"All\"&INDEX(RE_EC_EnergyTypes,MATCH($CM$72,INDEX(RE_EC_EnergyTypes,,1),0),2),Ref_UnitConversions_Energy_Units_Lookup,0)),),\"\")","v":102.9},""]
[null,17,{"$f":"IF(INDEX(ProgSetup_Program_List,B90,)=\"\",5/0, IF(ProgSetup_Miscellaneous_Customization=TRUE,1,5/0))","v":{"$error":"#DIV/0!"}},null,{"$f":"INDEX(ProgSetup_Program_List,B90,1)& \"\"","v":""},null,{"$f":"IF(OR($F90=\"X\",$F90=\"x\"),IF(G$68=\"\",\"\",IF(INDEX(BPF_Summary_Lookup,MATCH($B90,INDEX(BPF_Summary_Lookup,,#REF!),0),#REF!)=FALSE,\"\",IF(G$68=\"Electricity\",$CU90,IF(G$68=\"Natural Gas\",$CW90,\"\")))),\"\")","v":""},{"$f":"IF(OR($F90=\"X\",$F90=\"x\"),IF(INDEX(BPF_Summary_Lookup,MATCH($B90,INDEX(BPF_Summary_Lookup,,#REF!),0),#REF!)=FALSE,\"\",IF(H$68=\"Electricity\",INDEX(BPF_Summary_Lookup,MATCH($B90,INDEX(BPF_Summary_Lookup,,#REF!),0),#REF!)*1000*0.000453592,IF(H$68=\"Natural Gas\",INDEX(BPF_Summary_Lookup,MATCH($B90,INDEX(BPF_Summary_Lookup,,#REF!),0),#REF!)*1000*0.000453592,\"\"))),\"\")","v":""},{"$f":"IF(OR($F90=\"X\",$F90=\"x\"),IF(INDEX(BPF_Summary_Lookup,MATCH($B90,INDEX(BPF_Summary_Lookup,,#REF!),0),#REF!)=FALSE,\"\",IF(I$68=\"Electricity\",INDEX(BPF_Summary_Lookup,MATCH($B90,INDEX(BPF_Summary_Lookup,,#REF!),0),#REF!),IF(I$68=\"Natural Gas\",INDEX(BPF_Summary_Lookup,MATCH($B90,INDEX(BPF_Summary_Lookup,,#REF!),0),#REF!),\"\"))),\"\")","v":""},{"$f":"IF(OR($F90=\"X\",$F90=\"x\"),IF(J$68=\"\",\"\",IF(INDEX(BPF_Summary_Lookup,MATCH($B90,INDEX(BPF_Summary_Lookup,,#REF!),0),#REF!)=FALSE,\"\",IF(J$68=\"Electricity\",$CO90,IF(J$68=\"Natural Gas\",$CQ90,\"\")))),\"\")","v":""},{"$f":"IF(OR($F90=\"X\",$F90=\"x\"),IF(K$68=\"\",\"\",IF(INDEX(BPF_Summary_Lookup,MATCH($B90,INDEX(BPF_Summary_Lookup,,#REF!),0),#REF!)=FALSE,\"\",IF(K$68=\"Electricity\",$CU90,IF(K$68=\"Natural Gas\",$CW90,\"\")))),\"\")","v":""},{"$f":"IF(OR($F90=\"X\",$F90=\"x\"),IF(INDEX(BPF_Summary_Lookup,MATCH($B90,INDEX(BPF_Summary_Lookup,,#REF!),0),#REF!)=FALSE,\"\",IF(L$68=\"Electricity\",INDEX(BPF_Summary_Lookup,MATCH($B90,INDEX(BPF_Summary_Lookup,,#REF!),0),#REF!)*1000*0.000453592,IF(L$68=\"Natural Gas\",INDEX(BPF_Summary_Lookup,MATCH($B90,INDEX(BPF_Summary_Lookup,,#REF!),0),#REF!)*1000*0.000453592,\"\"))),\"\")","v":""},{"$f":"IF(OR($F90=\"X\",$F90=\"x\"),IF(INDEX(BPF_Summary_Lookup,MATCH($B90,INDEX(BPF_Summary_Lookup,,#REF!),0),#REF!)=FALSE,\"\",IF(M$68=\"Electricity\",INDEX(BPF_Summary_Lookup,MATCH($B90,INDEX(BPF_Summary_Lookup,,#REF!),0),#REF!),IF(M$68=\"Natural Gas\",INDEX(BPF_Summary_Lookup,MATCH($B90,INDEX(BPF_Summary_Lookup,,#REF!),0),#REF!),\"\"))),\"\")","v":""},{"$f":"IF(OR($F90=\"X\",$F90=\"x\"),IF(N$68=\"\",\"\",IF(INDEX(BPF_Summary_Lookup,MATCH($B90,INDEX(BPF_Summary_Lookup,,#REF!),0),#REF!)=FALSE,\"\",IF(N$68=\"Electricity\",$CO90,IF(N$68=\"Natural Gas\",$CQ90,\"\")))),\"\")","v":""},{"$f":"IF(OR($F90=\"X\",$F90=\"x\"),IF(O$68=\"\",\"\",IF(INDEX(BPF_Summary_Lookup,MATCH($B90,INDEX(BPF_Summary_Lookup,,#REF!),0),#REF!)=FALSE,\"\",IF(O$68=\"Electricity\",$CU90,IF(O$68=\"Natural Gas\",$CW90,\"\")))),\"\")","v":""},{"$f":"IF(OR($F90=\"X\",$F90=\"x\"),IF(INDEX(BPF_Summary_Lookup,MATCH($B90,INDEX(BPF_Summary_Lookup,,#REF!),0),#REF!)=FALSE,\"\",IF(P$68=\"Electricity\",INDEX(BPF_Summary_Lookup,MATCH($B90,INDEX(BPF_Summary_Lookup,,#REF!),0),#REF!)*1000*0.000453592,IF(P$68=\"Natural Gas\",INDEX(BPF_Summary_Lookup,MATCH($B90,INDEX(BPF_Summary_Lookup,,#REF!),0),#REF!)*1000*0.000453592,\"\"))),\"\")","v":""},{"$f":"IF(OR($F90=\"X\",$F90=\"x\"),IF(INDEX(BPF_Summary_Lookup,MATCH($B90,INDEX(BPF_Summary_Lookup,,#REF!),0),#REF!)=FALSE,\"\",IF(Q$68=\"Electricity\",INDEX(BPF_Summary_Lookup,MATCH($B90,INDEX(BPF_Summary_Lookup,,#REF!),0),#REF!),IF(Q$68=\"Natural Gas\",INDEX(BPF_Summary_Lookup,MATCH($B90,INDEX(BPF_Summary_Lookup,,#REF!),0),#REF!),\"\"))),\"\")","v":""},{"$f":"IF(OR($F90=\"X\",$F90=\"x\"),IF(R$68=\"\",\"\",IF(INDEX(BPF_Summary_Lookup,MATCH($B90,INDEX(BPF_Summary_Lookup,,#REF!),0),#REF!)=FALSE,\"\",IF(R$68=\"Electricity\",$CO90,IF(R$68=\"Natural Gas\",$CQ90,\"\")))),\"\")","v":""},{"$f":"IF(OR($F90=\"X\",$F90=\"x\"),IF(S$68=\"\",\"\",IF(INDEX(BPF_Summary_Lookup,MATCH($B90,INDEX(BPF_Summary_Lookup,,#REF!),0),#REF!)=FALSE,\"\",IF(S$68=\"Electricity\",$CU90,IF(S$68=\"Natural Gas\",$CW90,\"\")))),\"\")","v":""},{"$f":"IF(OR($F90=\"X\",$F90=\"x\"),IF(INDEX(BPF_Summary_Lookup,MATCH($B90,INDEX(BPF_Summary_Lookup,,#REF!),0),#REF!)=FALSE,\"\",IF(T$68=\"Electricity\",INDEX(BPF_Summary_Lookup,MATCH($B90,INDEX(BPF_Summary_Lookup,,#REF!),0),#REF!)*1000*0.000453592,IF(T$68=\"Natural Gas\",INDEX(BPF_Summary_Lookup,MATCH($B90,INDEX(BPF_Summary_Lookup,,#REF!),0),#REF!)*1000*0.000453592,\"\"))),\"\")","v":""},{"$f":"IF(OR($F90=\"X\",$F90=\"x\"),IF(INDEX(BPF_Summary_Lookup,MATCH($B90,INDEX(BPF_Summary_Lookup,,#REF!),0),#REF!)=FALSE,\"\",IF(U$68=\"Electricity\",INDEX(BPF_Summary_Lookup,MATCH($B90,INDEX(BPF_Summary_Lookup,,#REF!),0),#REF!),IF(U$68=\"Natural Gas\",INDEX(BPF_Summary_Lookup,MATCH($B90,INDEX(BPF_Summary_Lookup,,#REF!),0),#REF!),\"\"))),\"\")","v":""},{"$f":"IF(OR($F90=\"X\",$F90=\"x\"),IF(V$68=\"\",\"\",IF(INDEX(BPF_Summary_Lookup,MATCH($B90,INDEX(BPF_Summary_Lookup,,#REF!),0),#REF!)=FALSE,\"\",IF(V$68=\"Electricity\",$CO90,IF(V$68=\"Natural Gas\",$CQ90,\"\")))),\"\")","v":""},{"$f":"IF(OR($F90=\"X\",$F90=\"x\"),IF(W$68=\"\",\"\",IF(INDEX(BPF_Summary_Lookup,MATCH($B90,INDEX(BPF_Summary_Lookup,,#REF!),0),#REF!)=FALSE,\"\",IF(W$68=\"Electricity\",$CU90,IF(W$68=\"Natural Gas\",$CW90,\"\")))),\"\")","v":""},{"$f":"IF(OR($F90=\"X\",$F90=\"x\"),IF(INDEX(BPF_Summary_Lookup,MATCH($B90,INDEX(BPF_Summary_Lookup,,#REF!),0),#REF!)=FALSE,\"\",IF(X$68=\"Electricity\",INDEX(BPF_Summary_Lookup,MATCH($B90,INDEX(BPF_Summary_Lookup,,#REF!),0),#REF!)*1000*0.000453592,IF(X$68=\"Natural Gas\",INDEX(BPF_Summary_Lookup,MATCH($B90,INDEX(BPF_Summary_Lookup,,#REF!),0),#REF!)*1000*0.000453592,\"\"))),\"\")","v":""},{"$f":"IF(OR($F90=\"X\",$F90=\"x\"),IF(INDEX(BPF_Summary_Lookup,MATCH($B90,INDEX(BPF_Summary_Lookup,,#REF!),0),#REF!)=FALSE,\"\",IF(Y$68=\"Electricity\",INDEX(BPF_Summary_Lookup,MATCH($B90,INDEX(BPF_Summary_Lookup,,#REF!),0),#REF!),IF(Y$68=\"Natural Gas\",INDEX(BPF_Summary_Lookup,MATCH($B90,INDEX(BPF_Summary_Lookup,,#REF!),0),#REF!),\"\"))),\"\")","v":""},{"$f":"IF(OR($F90=\"X\",$F90=\"x\"),IF(Z$68=\"\",\"\",IF(INDEX(BPF_Summary_Lookup,MATCH($B90,INDEX(BPF_Summary_Lookup,,#REF!),0),#REF!)=FALSE,\"\",IF(Z$68=\"Electricity\",$CO90,IF(Z$68=\"Natural Gas\",$CQ90,\"\")))),\"\")","v":""},{"$f":"IF(OR($F90=\"X\",$F90=\"x\"),IF(AA$68=\"\",\"\",IF(INDEX(BPF_Summary_Lookup,MATCH($B90,INDEX(BPF_Summary_Lookup,,#REF!),0),#REF!)=FALSE,\"\",IF(AA$68=\"Electricity\",$CU90,IF(AA$68=\"Natural Gas\",$CW90,\"\")))),\"\")","v":""},{"$f":"IF(OR($F90=\"X\",$F90=\"x\"),IF(INDEX(BPF_Summary_Lookup,MATCH($B90,INDEX(BPF_Summary_Lookup,,#REF!),0),#REF!)=FALSE,\"\",IF(AB$68=\"Electricity\",INDEX(BPF_Summary_Lookup,MATCH($B90,INDEX(BPF_Summary_Lookup,,#REF!),0),#REF!)*1000*0.000453592,IF(AB$68=\"Natural Gas\",INDEX(BPF_Summary_Lookup,MATCH($B90,INDEX(BPF_Summary_Lookup,,#REF!),0),#REF!)*1000*0.000453592,\"\"))),\"\")","v":""},{"$f":"IF(OR($F90=\"X\",$F90=\"x\"),IF(INDEX(BPF_Summary_Lookup,MATCH($B90,INDEX(BPF_Summary_Lookup,,#REF!),0),#REF!)=FALSE,\"\",IF(AC$68=\"Electricity\",INDEX(BPF_Summary_Lookup,MATCH($B90,INDEX(BPF_Summary_Lookup,,#REF!),0),#REF!),IF(AC$68=\"Natural Gas\",INDEX(BPF_Summary_Lookup,MATCH($B90,INDEX(BPF_Summary_Lookup,,#REF!),0),#REF!),\"\"))),\"\")","v":""},{"$f":"IF(OR($F90=\"X\",$F90=\"x\"),IF(AD$68=\"\",\"\",IF(INDEX(BPF_Summary_Lookup,MATCH($B90,INDEX(BPF_Summary_Lookup,,#REF!),0),#REF!)=FALSE,\"\",IF(AD$68=\"Electricity\",$CO90,IF(AD$68=\"Natural Gas\",$CQ90,\"\")))),\"\")","v":""},{"$f":"IF(OR($F90=\"X\",$F90=\"x\"),IF(AE$68=\"\",\"\",IF(INDEX(BPF_Summary_Lookup,MATCH($B90,INDEX(BPF_Summary_Lookup,,#REF!),0),#REF!)=FALSE,\"\",IF(AE$68=\"Electricity\",$CU90,IF(AE$68=\"Natural Gas\",$CW90,\"\")))),\"\")","v":""},{"$f":"IF(OR($F90=\"X\",$F90=\"x\"),IF(INDEX(BPF_Summary_Lookup,MATCH($B90,INDEX(BPF_Summary_Lookup,,#REF!),0),#REF!)=FALSE,\"\",IF(AF$68=\"Electricity\",INDEX(BPF_Summary_Lookup,MATCH($B90,INDEX(BPF_Summary_Lookup,,#REF!),0),#REF!)*1000*0.000453592,IF(AF$68=\"Natural Gas\",INDEX(BPF_Summary_Lookup,MATCH($B90,INDEX(BPF_Summary_Lookup,,#REF!),0),#REF!)*1000*0.000453592,\"\"))),\"\")","v":""},{"$f":"IF(OR($F90=\"X\",$F90=\"x\"),IF(INDEX(BPF_Summary_Lookup,MATCH($B90,INDEX(BPF_Summary_Lookup,,#REF!),0),#REF!)=FALSE,\"\",IF(AG$68=\"Electricity\",INDEX(BPF_Summary_Lookup,MATCH($B90,INDEX(BPF_Summary_Lookup,,#REF!),0),#REF!),IF(AG$68=\"Natural Gas\",INDEX(BPF_Summary_Lookup,MATCH($B90,INDEX(BPF_Summary_Lookup,,#REF!),0),#REF!),\"\"))),\"\")","v":""},{"$f":"IF(OR($F90=\"X\",$F90=\"x\"),IF(AH$68=\"\",\"\",IF(INDEX(BPF_Summary_Lookup,MATCH($B90,INDEX(BPF_Summary_Lookup,,#REF!),0),#REF!)=FALSE,\"\",IF(AH$68=\"Electricity\",$CO90,IF(AH$68=\"Natural Gas\",$CQ90,\"\")))),\"\")","v":""},{"$f":"IF(OR($F90=\"X\",$F90=\"x\"),IF(AI$68=\"\",\"\",IF(INDEX(BPF_Summary_Lookup,MATCH($B90,INDEX(BPF_Summary_Lookup,,#REF!),0),#REF!)=FALSE,\"\",IF(AI$68=\"Electricity\",$CU90,IF(AI$68=\"Natural Gas\",$CW90,\"\")))),\"\")","v":""},{"$f":"IF(OR($F90=\"X\",$F90=\"x\"),IF(INDEX(BPF_Summary_Lookup,MATCH($B90,INDEX(BPF_Summary_Lookup,,#REF!),0),#REF!)=FALSE,\"\",IF(AJ$68=\"Electricity\",INDEX(BPF_Summary_Lookup,MATCH($B90,INDEX(BPF_Summary_Lookup,,#REF!),0),#REF!)*1000*0.000453592,IF(AJ$68=\"Natural Gas\",INDEX(BPF_Summary_Lookup,MATCH($B90,INDEX(BPF_Summary_Lookup,,#REF!),0),#REF!)*1000*0.000453592,\"\"))),\"\")","v":""},{"$f":"IF(OR($F90=\"X\",$F90=\"x\"),IF(INDEX(BPF_Summary_Lookup,MATCH($B90,INDEX(BPF_Summary_Lookup,,#REF!),0),#REF!)=FALSE,\"\",IF(AK$68=\"Electricity\",INDEX(BPF_Summary_Lookup,MATCH($B90,INDEX(BPF_Summary_Lookup,,#REF!),0),#REF!),IF(AK$68=\"Natural Gas\",INDEX(BPF_Summary_Lookup,MATCH($B90,INDEX(BPF_Summary_Lookup,,#REF!),0),#REF!),\"\"))),\"\")","v":""},{"$f":"IF(OR($F90=\"X\",$F90=\"x\"),IF(AL$68=\"\",\"\",IF(INDEX(BPF_Summary_Lookup,MATCH($B90,INDEX(BPF_Summary_Lookup,,#REF!),0),#REF!)=FALSE,\"\",IF(AL$68=\"Electricity\",$CO90,IF(AL$68=\"Natural Gas\",$CQ90,\"\")))),\"\")","v":""},{"$f":"IF(OR($F90=\"X\",$F90=\"x\"),IF(AM$68=\"\",\"\",IF(INDEX(BPF_Summary_Lookup,MATCH($B90,INDEX(BPF_Summary_Lookup,,#REF!),0),#REF!)=FALSE,\"\",IF(AM$68=\"Electricity\",$CU90,IF(AM$68=\"Natural Gas\",$CW90,\"\")))),\"\")","v":""},{"$f":"IF(OR($F90=\"X\",$F90=\"x\"),IF(INDEX(BPF_Summary_Lookup,MATCH($B90,INDEX(BPF_Summary_Lookup,,#REF!),0),#REF!)=FALSE,\"\",IF(AN$68=\"Electricity\",INDEX(BPF_Summary_Lookup,MATCH($B90,INDEX(BPF_Summary_Lookup,,#REF!),0),#REF!)*1000*0.000453592,IF(AN$68=\"Natural Gas\",INDEX(BPF_Summary_Lookup,MATCH($B90,INDEX(BPF_Summary_Lookup,,#REF!),0),#REF!)*1000*0.000453592,\"\"))),\"\")","v":""},{"$f":"IF(OR($F90=\"X\",$F90=\"x\"),IF(INDEX(BPF_Summary_Lookup,MATCH($B90,INDEX(BPF_Summary_Lookup,,#REF!),0),#REF!)=FALSE,\"\",IF(AO$68=\"Electricity\",INDEX(BPF_Summary_Lookup,MATCH($B90,INDEX(BPF_Summary_Lookup,,#REF!),0),#REF!),IF(AO$68=\"Natural Gas\",INDEX(BPF_Summary_Lookup,MATCH($B90,INDEX(BPF_Summary_Lookup,,#REF!),0),#REF!),\"\"))),\"\")","v":""},{"$f":"IF(OR($F90=\"X\",$F90=\"x\"),IF(AP$68=\"\",\"\",IF(INDEX(BPF_Summary_Lookup,MATCH($B90,INDEX(BPF_Summary_Lookup,,#REF!),0),#REF!)=FALSE,\"\",IF(AP$68=\"Electricity\",$CO90,IF(AP$68=\"Natural Gas\",$CQ90,\"\")))),\"\")","v":""},{"$f":"IF(OR($F90=\"X\",$F90=\"x\"),IF(AQ$68=\"\",\"\",IF(INDEX(BPF_Summary_Lookup,MATCH($B90,INDEX(BPF_Summary_Lookup,,#REF!),0),#REF!)=FALSE,\"\",IF(AQ$68=\"Electricity\",$CU90,IF(AQ$68=\"Natural Gas\",$CW90,\"\")))),\"\")","v":""},{"$f":"IF(OR($F90=\"X\",$F90=\"x\"),IF(INDEX(BPF_Summary_Lookup,MATCH($B90,INDEX(BPF_Summary_Lookup,,#REF!),0),#REF!)=FALSE,\"\",IF(AR$68=\"Electricity\",INDEX(BPF_Summary_Lookup,MATCH($B90,INDEX(BPF_Summary_Lookup,,#REF!),0),#REF!)*1000*0.000453592,IF(AR$68=\"Natural Gas\",INDEX(BPF_Summary_Lookup,MATCH($B90,INDEX(BPF_Summary_Lookup,,#REF!),0),#REF!)*1000*0.000453592,\"\"))),\"\")","v":""},{"$f":"IF(OR($F90=\"X\",$F90=\"x\"),IF(INDEX(BPF_Summary_Lookup,MATCH($B90,INDEX(BPF_Summary_Lookup,,#REF!),0),#REF!)=FALSE,\"\",IF(AS$68=\"Electricity\",INDEX(BPF_Summary_Lookup,MATCH($B90,INDEX(BPF_Summary_Lookup,,#REF!),0),#REF!),IF(AS$68=\"Natural Gas\",INDEX(BPF_Summary_Lookup,MATCH($B90,INDEX(BPF_Summary_Lookup,,#REF!),0),#REF!),\"\"))),\"\")","v":""},{"$f":"IF(OR($F90=\"X\",$F90=\"x\"),IF(AT$68=\"\",\"\",IF(INDEX(BPF_Summary_Lookup,MATCH($B90,INDEX(BPF_Summary_Lookup,,#REF!),0),#REF!)=FALSE,\"\",IF(AT$68=\"Electricity\",$CO90,IF(AT$68=\"Natural Gas\",$CQ90,\"\")))),\"\")","v":""},null,null,null,{"$f":"IF(OR($F90=\"X\",$F90=\"x\"),IF(G$68=\"\",\"\",IF(INDEX(BPF_Summary_Lookup,MATCH($B90,INDEX(BPF_Summary_Lookup,,#REF!),0),#REF!)=FALSE,\"\",IF(G$68=\"Electricity\",$CU90,IF(G$68=\"Natural Gas\",$CW90,\"\")))),\"\")","v":""},{"$f":"IF(OR($F90=\"X\",$F90=\"x\"),IF(INDEX(BPF_Summary_Lookup,MATCH($B90,INDEX(BPF_Summary_Lookup,,#REF!),0),#REF!)=FALSE,\"\",IF(H$68=\"Electricity\",INDEX(BPF_Summary_Lookup,MATCH($B90,INDEX(BPF_Summary_Lookup,,#REF!),0),#REF!)*1000*0.000453592,IF(H$68=\"Natural Gas\",INDEX(BPF_Summary_Lookup,MATCH($B90,INDEX(BPF_Summary_Lookup,,#REF!),0),#REF!)*1000*0.000453592,\"\"))),\"\")","v":""},{"$f":"IF(OR($F90=\"X\",$F90=\"x\"),IF(INDEX(BPF_Summary_Lookup,MATCH($B90,INDEX(BPF_Summary_Lookup,,#REF!),0),#REF!)=FALSE,\"\",IF(I$68=\"Electricity\",INDEX(BPF_Summary_Lookup,MATCH($B90,INDEX(BPF_Summary_Lookup,,#REF!),0),#REF!),IF(I$68=\"Natural Gas\",INDEX(BPF_Summary_Lookup,MATCH($B90,INDEX(BPF_Summary_Lookup,,#REF!),0),#REF!),\"\"))),\"\")","v":""},{"$f":"IF(OR($F90=\"X\",$F90=\"x\"),IF(J$68=\"\",\"\",IF(INDEX(BPF_Summary_Lookup,MATCH($B90,INDEX(BPF_Summary_Lookup,,#REF!),0),#REF!)=FALSE,\"\",IF(J$68=\"Electricity\",$CO90,IF(J$68=\"Natural Gas\",$CQ90,\"\")))),\"\")","v":""},{"$f":"IF(OR($F90=\"X\",$F90=\"x\"),IF(K$68=\"\",\"\",IF(INDEX(BPF_Summary_Lookup,MATCH($B90,INDEX(BPF_Summary_Lookup,,#REF!),0),#REF!)=FALSE,\"\",IF(K$68=\"Electricity\",$CU90,IF(K$68=\"Natural Gas\",$CW90,\"\")))),\"\")","v":""},{"$f":"IF(OR($F90=\"X\",$F90=\"x\"),IF(INDEX(BPF_Summary_Lookup,MATCH($B90,INDEX(BPF_Summary_Lookup,,#REF!),0),#REF!)=FALSE,\"\",IF(L$68=\"Electricity\",INDEX(BPF_Summary_Lookup,MATCH($B90,INDEX(BPF_Summary_Lookup,,#REF!),0),#REF!)*1000*0.000453592,IF(L$68=\"Natural Gas\",INDEX(BPF_Summary_Lookup,MATCH($B90,INDEX(BPF_Summary_Lookup,,#REF!),0),#REF!)*1000*0.000453592,\"\"))),\"\")","v":""},{"$f":"IF(OR($F90=\"X\",$F90=\"x\"),IF(INDEX(BPF_Summary_Lookup,MATCH($B90,INDEX(BPF_Summary_Lookup,,#REF!),0),#REF!)=FALSE,\"\",IF(M$68=\"Electricity\",INDEX(BPF_Summary_Lookup,MATCH($B90,INDEX(BPF_Summary_Lookup,,#REF!),0),#REF!),IF(M$68=\"Natural Gas\",INDEX(BPF_Summary_Lookup,MATCH($B90,INDEX(BPF_Summary_Lookup,,#REF!),0),#REF!),\"\"))),\"\")","v":""},{"$f":"IF(OR($F90=\"X\",$F90=\"x\"),IF(N$68=\"\",\"\",IF(INDEX(BPF_Summary_Lookup,MATCH($B90,INDEX(BPF_Summary_Lookup,,#REF!),0),#REF!)=FALSE,\"\",IF(N$68=\"Electricity\",$CO90,IF(N$68=\"Natural Gas\",$CQ90,\"\")))),\"\")","v":""},{"$f":"IF(OR($F90=\"X\",$F90=\"x\"),IF(O$68=\"\",\"\",IF(INDEX(BPF_Summary_Lookup,MATCH($B90,INDEX(BPF_Summary_Lookup,,#REF!),0),#REF!)=FALSE,\"\",IF(O$68=\"Electricity\",$CU90,IF(O$68=\"Natural Gas\",$CW90,\"\")))),\"\")","v":""},{"$f":"IF(OR($F90=\"X\",$F90=\"x\"),IF(INDEX(BPF_Summary_Lookup,MATCH($B90,INDEX(BPF_Summary_Lookup,,#REF!),0),#REF!)=FALSE,\"\",IF(P$68=\"Electricity\",INDEX(BPF_Summary_Lookup,MATCH($B90,INDEX(BPF_Summary_Lookup,,#REF!),0),#REF!)*1000*0.000453592,IF(P$68=\"Natural Gas\",INDEX(BPF_Summary_Lookup,MATCH($B90,INDEX(BPF_Summary_Lookup,,#REF!),0),#REF!)*1000*0.000453592,\"\"))),\"\")","v":""},{"$f":"IF(OR($F90=\"X\",$F90=\"x\"),IF(INDEX(BPF_Summary_Lookup,MATCH($B90,INDEX(BPF_Summary_Lookup,,#REF!),0),#REF!)=FALSE,\"\",IF(Q$68=\"Electricity\",INDEX(BPF_Summary_Lookup,MATCH($B90,INDEX(BPF_Summary_Lookup,,#REF!),0),#REF!),IF(Q$68=\"Natural Gas\",INDEX(BPF_Summary_Lookup,MATCH($B90,INDEX(BPF_Summary_Lookup,,#REF!),0),#REF!),\"\"))),\"\")","v":""},{"$f":"IF(OR($F90=\"X\",$F90=\"x\"),IF(R$68=\"\",\"\",IF(INDEX(BPF_Summary_Lookup,MATCH($B90,INDEX(BPF_Summary_Lookup,,#REF!),0),#REF!)=FALSE,\"\",IF(R$68=\"Electricity\",$CO90,IF(R$68=\"Natural Gas\",$CQ90,\"\")))),\"\")","v":""},{"$f":"IF(OR($F90=\"X\",$F90=\"x\"),IF(S$68=\"\",\"\",IF(INDEX(BPF_Summary_Lookup,MATCH($B90,INDEX(BPF_Summary_Lookup,,#REF!),0),#REF!)=FALSE,\"\",IF(S$68=\"Electricity\",$CU90,IF(S$68=\"Natural Gas\",$CW90,\"\")))),\"\")","v":""},{"$f":"IF(OR($F90=\"X\",$F90=\"x\"),IF(INDEX(BPF_Summary_Lookup,MATCH($B90,INDEX(BPF_Summary_Lookup,,#REF!),0),#REF!)=FALSE,\"\",IF(T$68=\"Electricity\",INDEX(BPF_Summary_Lookup,MATCH($B90,INDEX(BPF_Summary_Lookup,,#REF!),0),#REF!)*1000*0.000453592,IF(T$68=\"Natural Gas\",INDEX(BPF_Summary_Lookup,MATCH($B90,INDEX(BPF_Summary_Lookup,,#REF!),0),#REF!)*1000*0.000453592,\"\"))),\"\")","v":""},{"$f":"IF(OR($F90=\"X\",$F90=\"x\"),IF(INDEX(BPF_Summary_Lookup,MATCH($B90,INDEX(BPF_Summary_Lookup,,#REF!),0),#REF!)=FALSE,\"\",IF(U$68=\"Electricity\",INDEX(BPF_Summary_Lookup,MATCH($B90,INDEX(BPF_Summary_Lookup,,#REF!),0),#REF!),IF(U$68=\"Natural Gas\",INDEX(BPF_Summary_Lookup,MATCH($B90,INDEX(BPF_Summary_Lookup,,#REF!),0),#REF!),\"\"))),\"\")","v":""},{"$f":"IF(OR($F90=\"X\",$F90=\"x\"),IF(V$68=\"\",\"\",IF(INDEX(BPF_Summary_Lookup,MATCH($B90,INDEX(BPF_Summary_Lookup,,#REF!),0),#REF!)=FALSE,\"\",IF(V$68=\"Electricity\",$CO90,IF(V$68=\"Natural Gas\",$CQ90,\"\")))),\"\")","v":""},{"$f":"IF(OR($F90=\"X\",$F90=\"x\"),IF(W$68=\"\",\"\",IF(INDEX(BPF_Summary_Lookup,MATCH($B90,INDEX(BPF_Summary_Lookup,,#REF!),0),#REF!)=FALSE,\"\",IF(W$68=\"Electricity\",$CU90,IF(W$68=\"Natural Gas\",$CW90,\"\")))),\"\")","v":""},{"$f":"IF(OR($F90=\"X\",$F90=\"x\"),IF(INDEX(BPF_Summary_Lookup,MATCH($B90,INDEX(BPF_Summary_Lookup,,#REF!),0),#REF!)=FALSE,\"\",IF(X$68=\"Electricity\",INDEX(BPF_Summary_Lookup,MATCH($B90,INDEX(BPF_Summary_Lookup,,#REF!),0),#REF!)*1000*0.000453592,IF(X$68=\"Natural Gas\",INDEX(BPF_Summary_Lookup,MATCH($B90,INDEX(BPF_Summary_Lookup,,#REF!),0),#REF!)*1000*0.000453592,\"\"))),\"\")","v":""},{"$f":"IF(OR($F90=\"X\",$F90=\"x\"),IF(INDEX(BPF_Summary_Lookup,MATCH($B90,INDEX(BPF_Summary_Lookup,,#REF!),0),#REF!)=FALSE,\"\",IF(Y$68=\"Electricity\",INDEX(BPF_Summary_Lookup,MATCH($B90,INDEX(BPF_Summary_Lookup,,#REF!),0),#REF!),IF(Y$68=\"Natural Gas\",INDEX(BPF_Summary_Lookup,MATCH($B90,INDEX(BPF_Summary_Lookup,,#REF!),0),#REF!),\"\"))),\"\")","v":""},{"$f":"IF(OR($F90=\"X\",$F90=\"x\"),IF(Z$68=\"\",\"\",IF(INDEX(BPF_Summary_Lookup,MATCH($B90,INDEX(BPF_Summary_Lookup,,#REF!),0),#REF!)=FALSE,\"\",IF(Z$68=\"Electricity\",$CO90,IF(Z$68=\"Natural Gas\",$CQ90,\"\")))),\"\")","v":""},{"$f":"IF(OR($F90=\"X\",$F90=\"x\"),IF(AA$68=\"\",\"\",IF(INDEX(BPF_Summary_Lookup,MATCH($B90,INDEX(BPF_Summary_Lookup,,#REF!),0),#REF!)=FALSE,\"\",IF(AA$68=\"Electricity\",$CU90,IF(AA$68=\"Natural Gas\",$CW90,\"\")))),\"\")","v":""},{"$f":"IF(OR($F90=\"X\",$F90=\"x\"),IF(INDEX(BPF_Summary_Lookup,MATCH($B90,INDEX(BPF_Summary_Lookup,,#REF!),0),#REF!)=FALSE,\"\",IF(AB$68=\"Electricity\",INDEX(BPF_Summary_Lookup,MATCH($B90,INDEX(BPF_Summary_Lookup,,#REF!),0),#REF!)*1000*0.000453592,IF(AB$68=\"Natural Gas\",INDEX(BPF_Summary_Lookup,MATCH($B90,INDEX(BPF_Summary_Lookup,,#REF!),0),#REF!)*1000*0.000453592,\"\"))),\"\")","v":""},{"$f":"IF(OR($F90=\"X\",$F90=\"x\"),IF(INDEX(BPF_Summary_Lookup,MATCH($B90,INDEX(BPF_Summary_Lookup,,#REF!),0),#REF!)=FALSE,\"\",IF(AC$68=\"Electricity\",INDEX(BPF_Summary_Lookup,MATCH($B90,INDEX(BPF_Summary_Lookup,,#REF!),0),#REF!),IF(AC$68=\"Natural Gas\",INDEX(BPF_Summary_Lookup,MATCH($B90,INDEX(BPF_Summary_Lookup,,#REF!),0),#REF!),\"\"))),\"\")","v":""},{"$f":"IF(OR($F90=\"X\",$F90=\"x\"),IF(AD$68=\"\",\"\",IF(INDEX(BPF_Summary_Lookup,MATCH($B90,INDEX(BPF_Summary_Lookup,,#REF!),0),#REF!)=FALSE,\"\",IF(AD$68=\"Electricity\",$CO90,IF(AD$68=\"Natural Gas\",$CQ90,\"\")))),\"\")","v":""},{"$f":"IF(OR($F90=\"X\",$F90=\"x\"),IF(AE$68=\"\",\"\",IF(INDEX(BPF_Summary_Lookup,MATCH($B90,INDEX(BPF_Summary_Lookup,,#REF!),0),#REF!)=FALSE,\"\",IF(AE$68=\"Electricity\",$CU90,IF(AE$68=\"Natural Gas\",$CW90,\"\")))),\"\")","v":""},{"$f":"IF(OR($F90=\"X\",$F90=\"x\"),IF(INDEX(BPF_Summary_Lookup,MATCH($B90,INDEX(BPF_Summary_Lookup,,#REF!),0),#REF!)=FALSE,\"\",IF(AF$68=\"Electricity\",INDEX(BPF_Summary_Lookup,MATCH($B90,INDEX(BPF_Summary_Lookup,,#REF!),0),#REF!)*1000*0.000453592,IF(AF$68=\"Natural Gas\",INDEX(BPF_Summary_Lookup,MATCH($B90,INDEX(BPF_Summary_Lookup,,#REF!),0),#REF!)*1000*0.000453592,\"\"))),\"\")","v":""},{"$f":"IF(OR($F90=\"X\",$F90=\"x\"),IF(INDEX(BPF_Summary_Lookup,MATCH($B90,INDEX(BPF_Summary_Lookup,,#REF!),0),#REF!)=FALSE,\"\",IF(AG$68=\"Electricity\",INDEX(BPF_Summary_Lookup,MATCH($B90,INDEX(BPF_Summary_Lookup,,#REF!),0),#REF!),IF(AG$68=\"Natural Gas\",INDEX(BPF_Summary_Lookup,MATCH($B90,INDEX(BPF_Summary_Lookup,,#REF!),0),#REF!),\"\"))),\"\")","v":""},{"$f":"IF(OR($F90=\"X\",$F90=\"x\"),IF(AH$68=\"\",\"\",IF(INDEX(BPF_Summary_Lookup,MATCH($B90,INDEX(BPF_Summary_Lookup,,#REF!),0),#REF!)=FALSE,\"\",IF(AH$68=\"Electricity\",$CO90,IF(AH$68=\"Natural Gas\",$CQ90,\"\")))),\"\")","v":""},{"$f":"IF(OR($F90=\"X\",$F90=\"x\"),IF(AI$68=\"\",\"\",IF(INDEX(BPF_Summary_Lookup,MATCH($B90,INDEX(BPF_Summary_Lookup,,#REF!),0),#REF!)=FALSE,\"\",IF(AI$68=\"Electricity\",$CU90,IF(AI$68=\"Natural Gas\",$CW90,\"\")))),\"\")","v":""},{"$f":"IF(OR($F90=\"X\",$F90=\"x\"),IF(INDEX(BPF_Summary_Lookup,MATCH($B90,INDEX(BPF_Summary_Lookup,,#REF!),0),#REF!)=FALSE,\"\",IF(AJ$68=\"Electricity\",INDEX(BPF_Summary_Lookup,MATCH($B90,INDEX(BPF_Summary_Lookup,,#REF!),0),#REF!)*1000*0.000453592,IF(AJ$68=\"Natural Gas\",INDEX(BPF_Summary_Lookup,MATCH($B90,INDEX(BPF_Summary_Lookup,,#REF!),0),#REF!)*1000*0.000453592,\"\"))),\"\")","v":""},{"$f":"IF(OR($F90=\"X\",$F90=\"x\"),IF(INDEX(BPF_Summary_Lookup,MATCH($B90,INDEX(BPF_Summary_Lookup,,#REF!),0),#REF!)=FALSE,\"\",IF(AK$68=\"Electricity\",INDEX(BPF_Summary_Lookup,MATCH($B90,INDEX(BPF_Summary_Lookup,,#REF!),0),#REF!),IF(AK$68=\"Natural Gas\",INDEX(BPF_Summary_Lookup,MATCH($B90,INDEX(BPF_Summary_Lookup,,#REF!),0),#REF!),\"\"))),\"\")","v":""},{"$f":"IF(OR($F90=\"X\",$F90=\"x\"),IF(AL$68=\"\",\"\",IF(INDEX(BPF_Summary_Lookup,MATCH($B90,INDEX(BPF_Summary_Lookup,,#REF!),0),#REF!)=FALSE,\"\",IF(AL$68=\"Electricity\",$CO90,IF(AL$68=\"Natural Gas\",$CQ90,\"\")))),\"\")","v":""},{"$f":"IF(OR($F90=\"X\",$F90=\"x\"),IF(AM$68=\"\",\"\",IF(INDEX(BPF_Summary_Lookup,MATCH($B90,INDEX(BPF_Summary_Lookup,,#REF!),0),#REF!)=FALSE,\"\",IF(AM$68=\"Electricity\",$CU90,IF(AM$68=\"Natural Gas\",$CW90,\"\")))),\"\")","v":""},{"$f":"IF(OR($F90=\"X\",$F90=\"x\"),IF(INDEX(BPF_Summary_Lookup,MATCH($B90,INDEX(BPF_Summary_Lookup,,#REF!),0),#REF!)=FALSE,\"\",IF(AN$68=\"Electricity\",INDEX(BPF_Summary_Lookup,MATCH($B90,INDEX(BPF_Summary_Lookup,,#REF!),0),#REF!)*1000*0.000453592,IF(AN$68=\"Natural Gas\",INDEX(BPF_Summary_Lookup,MATCH($B90,INDEX(BPF_Summary_Lookup,,#REF!),0),#REF!)*1000*0.000453592,\"\"))),\"\")","v":""},{"$f":"IF(OR($F90=\"X\",$F90=\"x\"),IF(INDEX(BPF_Summary_Lookup,MATCH($B90,INDEX(BPF_Summary_Lookup,,#REF!),0),#REF!)=FALSE,\"\",IF(AO$68=\"Electricity\",INDEX(BPF_Summary_Lookup,MATCH($B90,INDEX(BPF_Summary_Lookup,,#REF!),0),#REF!),IF(AO$68=\"Natural Gas\",INDEX(BPF_Summary_Lookup,MATCH($B90,INDEX(BPF_Summary_Lookup,,#REF!),0),#REF!),\"\"))),\"\")","v":""},{"$f":"IF(OR($F90=\"X\",$F90=\"x\"),IF(AP$68=\"\",\"\",IF(INDEX(BPF_Summary_Lookup,MATCH($B90,INDEX(BPF_Summary_Lookup,,#REF!),0),#REF!)=FALSE,\"\",IF(AP$68=\"Electricity\",$CO90,IF(AP$68=\"Natural Gas\",$CQ90,\"\")))),\"\")","v":""},{"$f":"IF(OR($F90=\"X\",$F90=\"x\"),IF(AQ$68=\"\",\"\",IF(INDEX(BPF_Summary_Lookup,MATCH($B90,INDEX(BPF_Summary_Lookup,,#REF!),0),#REF!)=FALSE,\"\",IF(AQ$68=\"Electricity\",$CU90,IF(AQ$68=\"Natural Gas\",$CW90,\"\")))),\"\")","v":""},{"$f":"IF(OR($F90=\"X\",$F90=\"x\"),IF(INDEX(BPF_Summary_Lookup,MATCH($B90,INDEX(BPF_Summary_Lookup,,#REF!),0),#REF!)=FALSE,\"\",IF(AR$68=\"Electricity\",INDEX(BPF_Summary_Lookup,MATCH($B90,INDEX(BPF_Summary_Lookup,,#REF!),0),#REF!)*1000*0.000453592,IF(AR$68=\"Natural Gas\",INDEX(BPF_Summary_Lookup,MATCH($B90,INDEX(BPF_Summary_Lookup,,#REF!),0),#REF!)*1000*0.000453592,\"\"))),\"\")","v":""},{"$f":"IF(OR($F90=\"X\",$F90=\"x\"),IF(INDEX(BPF_Summary_Lookup,MATCH($B90,INDEX(BPF_Summary_Lookup,,#REF!),0),#REF!)=FALSE,\"\",IF(AS$68=\"Electricity\",INDEX(BPF_Summary_Lookup,MATCH($B90,INDEX(BPF_Summary_Lookup,,#REF!),0),#REF!),IF(AS$68=\"Natural Gas\",INDEX(BPF_Summary_Lookup,MATCH($B90,INDEX(BPF_Summary_Lookup,,#REF!),0),#REF!),\"\"))),\"\")","v":""},{"$f":"IF(OR($F90=\"X\",$F90=\"x\"),IF(AT$68=\"\",\"\",IF(INDEX(BPF_Summary_Lookup,MATCH($B90,INDEX(BPF_Summary_Lookup,,#REF!),0),#REF!)=FALSE,\"\",IF(AT$68=\"Electricity\",$CO90,IF(AT$68=\"Natural Gas\",$CQ90,\"\")))),\"\")","v":""},{"$f":"IF(OR($F90=\"X\",$F90=\"x\"),IF(INDEX(BPF_Summary_Lookup,MATCH($B90,INDEX(BPF_Summary_Lookup,,#REF!),0),#REF!)=FALSE,\"\",INDEX(BPF_Summary_Lookup,MATCH($B90,INDEX(BPF_Summary_Lookup,,#REF!),0),#REF!)),\"\")","v":""},{"$f":"IF(OR($F90=\"X\",$F90=\"x\"),IF(INDEX(BPF_Summary_Lookup,MATCH($B90,INDEX(BPF_Summary_Lookup,,#REF!),0),#REF!)=FALSE,\"\",INDEX(BPF_Summary_Lookup,MATCH($B90,INDEX(BPF_Summary_Lookup,,#REF!),0),#REF!)),\"\")","v":""},{"$f":"IFERROR(INDEX(Ref_UnitConversions_Energy_Content_kBtu_Unit,IFERROR(MATCH($CL$72&INDEX(RE_EC_EnergyTypes,MATCH($CL$72,INDEX(RE_EC_EnergyTypes,,1),0),2),Ref_UnitConversions_Energy_Units_Lookup,0),MATCH(\"All\"&INDEX(RE_EC_EnergyTypes,MATCH($CL$72,INDEX(RE_EC_EnergyTypes,,1),0),2),Ref_UnitConversions_Energy_Units_Lookup,0)),)/CL90,\"\")","v":""},"",{"$f":"IFERROR(INDEX(Ref_UnitConversions_Energy_Content_kBtu_Unit,IFERROR(MATCH($CM$72&INDEX(RE_EC_EnergyTypes,MATCH($CM$72,INDEX(RE_EC_EnergyTypes,,1),0),2),Ref_UnitConversions_Energy_Units_Lookup,0),MATCH(\"All\"&INDEX(RE_EC_EnergyTypes,MATCH($CM$72,INDEX(RE_EC_EnergyTypes,,1),0),2),Ref_UnitConversions_Energy_Units_Lookup,0)),)/CM90,\"\")","v":""},"",{"$f":"IF(OR($F90=\"X\",$F90=\"x\"),IF(INDEX(BPF_Summary_Lookup,MATCH($B90,INDEX(BPF_Summary_Lookup,,#REF!),0),#REF!)=FALSE,\"\",INDEX(BPF_Summary_Lookup,MATCH($B90,INDEX(BPF_Summary_Lookup,,#REF!),0),#REF!)),\"\")","v":""},{"$f":"IF(OR($F90=\"X\",$F90=\"x\"),IF(INDEX(BPF_Summary_Lookup,MATCH($B90,INDEX(BPF_Summary_Lookup,,#REF!),0),#REF!)=FALSE,\"\",INDEX(BPF_Summary_Lookup,MATCH($B90,INDEX(BPF_Summary_Lookup,,#REF!),0),#REF!)),\"\")","v":""},{"$f":"IFERROR(INDEX(Ref_UnitConversions_Energy_Content_kBtu_Unit,IFERROR(MATCH($CL$72&INDEX(RE_EC_EnergyTypes,MATCH($CL$72,INDEX(RE_EC_EnergyTypes,,1),0),2),Ref_UnitConversions_Energy_Units_Lookup,0),MATCH(\"All\"&INDEX(RE_EC_EnergyTypes,MATCH($CL$72,INDEX(RE_EC_EnergyTypes,,1),0),2),Ref_UnitConversions_Energy_Units_Lookup,0)),),\"\")","v":3.4119999999999999},"",{"$f":"IFERROR(INDEX(Ref_UnitConversions_Energy_Content_kBtu_Unit,IFERROR(MATCH($CM$72&INDEX(RE_EC_EnergyTypes,MATCH($CM$72,INDEX(RE_EC_EnergyTypes,,1),0),2),Ref_UnitConversions_Energy_Units_Lookup,0),MATCH(\"All\"&INDEX(RE_EC_EnergyTypes,MATCH($CM$72,INDEX(RE_EC_EnergyTypes,,1),0),2),Ref_UnitConversions_Energy_Units_Lookup,0)),),\"\")","v":102.9},""]
[null,18,{"$f":"IF(INDEX(ProgSetup_Program_List,B91,)=\"\",5/0, IF(ProgSetup_Miscellaneous_Customization=TRUE,1,5/0))","v":{"$error":"#DIV/0!"}},null,{"$f":"INDEX(ProgSetup_Program_List,B91,1)& \"\"","v":""},null,{"$f":"IF(OR($F91=\"X\",$F91=\"x\"),IF(G$68=\"\",\"\",IF(INDEX(BPF_Summary_Lookup,MATCH($B91,INDEX(BPF_Summary_Lookup,,#REF!),0),#REF!)=FALSE,\"\",IF(G$68=\"Electricity\",$CU91,IF(G$68=\"Natural Gas\",$CW91,\"\")))),\"\")","v":""},{"$f":"IF(OR($F91=\"X\",$F91=\"x\"),IF(INDEX(BPF_Summary_Lookup,MATCH($B91,INDEX(BPF_Summary_Lookup,,#REF!),0),#REF!)=FALSE,\"\",IF(H$68=\"Electricity\",INDEX(BPF_Summary_Lookup,MATCH($B91,INDEX(BPF_Summary_Lookup,,#REF!),0),#REF!)*1000*0.000453592,IF(H$68=\"Natural Gas\",INDEX(BPF_Summary_Lookup,MATCH($B91,INDEX(BPF_Summary_Lookup,,#REF!),0),#REF!)*1000*0.000453592,\"\"))),\"\")","v":""},{"$f":"IF(OR($F91=\"X\",$F91=\"x\"),IF(INDEX(BPF_Summary_Lookup,MATCH($B91,INDEX(BPF_Summary_Lookup,,#REF!),0),#REF!)=FALSE,\"\",IF(I$68=\"Electricity\",INDEX(BPF_Summary_Lookup,MATCH($B91,INDEX(BPF_Summary_Lookup,,#REF!),0),#REF!),IF(I$68=\"Natural Gas\",INDEX(BPF_Summary_Lookup,MATCH($B91,INDEX(BPF_Summary_Lookup,,#REF!),0),#REF!),\"\"))),\"\")","v":""},{"$f":"IF(OR($F91=\"X\",$F91=\"x\"),IF(J$68=\"\",\"\",IF(INDEX(BPF_Summary_Lookup,MATCH($B91,INDEX(BPF_Summary_Lookup,,#REF!),0),#REF!)=FALSE,\"\",IF(J$68=\"Electricity\",$CO91,IF(J$68=\"Natural Gas\",$CQ91,\"\")))),\"\")","v":""},{"$f":"IF(OR($F91=\"X\",$F91=\"x\"),IF(K$68=\"\",\"\",IF(INDEX(BPF_Summary_Lookup,MATCH($B91,INDEX(BPF_Summary_Lookup,,#REF!),0),#REF!)=FALSE,\"\",IF(K$68=\"Electricity\",$CU91,IF(K$68=\"Natural Gas\",$CW91,\"\")))),\"\")","v":""},{"$f":"IF(OR($F91=\"X\",$F91=\"x\"),IF(INDEX(BPF_Summary_Lookup,MATCH($B91,INDEX(BPF_Summary_Lookup,,#REF!),0),#REF!)=FALSE,\"\",IF(L$68=\"Electricity\",INDEX(BPF_Summary_Lookup,MATCH($B91,INDEX(BPF_Summary_Lookup,,#REF!),0),#REF!)*1000*0.000453592,IF(L$68=\"Natural Gas\",INDEX(BPF_Summary_Lookup,MATCH($B91,INDEX(BPF_Summary_Lookup,,#REF!),0),#REF!)*1000*0.000453592,\"\"))),\"\")","v":""},{"$f":"IF(OR($F91=\"X\",$F91=\"x\"),IF(INDEX(BPF_Summary_Lookup,MATCH($B91,INDEX(BPF_Summary_Lookup,,#REF!),0),#REF!)=FALSE,\"\",IF(M$68=\"Electricity\",INDEX(BPF_Summary_Lookup,MATCH($B91,INDEX(BPF_Summary_Lookup,,#REF!),0),#REF!),IF(M$68=\"Natural Gas\",INDEX(BPF_Summary_Lookup,MATCH($B91,INDEX(BPF_Summary_Lookup,,#REF!),0),#REF!),\"\"))),\"\")","v":""},{"$f":"IF(OR($F91=\"X\",$F91=\"x\"),IF(N$68=\"\",\"\",IF(INDEX(BPF_Summary_Lookup,MATCH($B91,INDEX(BPF_Summary_Lookup,,#REF!),0),#REF!)=FALSE,\"\",IF(N$68=\"Electricity\",$CO91,IF(N$68=\"Natural Gas\",$CQ91,\"\")))),\"\")","v":""},{"$f":"IF(OR($F91=\"X\",$F91=\"x\"),IF(O$68=\"\",\"\",IF(INDEX(BPF_Summary_Lookup,MATCH($B91,INDEX(BPF_Summary_Lookup,,#REF!),0),#REF!)=FALSE,\"\",IF(O$68=\"Electricity\",$CU91,IF(O$68=\"Natural Gas\",$CW91,\"\")))),\"\")","v":""},{"$f":"IF(OR($F91=\"X\",$F91=\"x\"),IF(INDEX(BPF_Summary_Lookup,MATCH($B91,INDEX(BPF_Summary_Lookup,,#REF!),0),#REF!)=FALSE,\"\",IF(P$68=\"Electricity\",INDEX(BPF_Summary_Lookup,MATCH($B91,INDEX(BPF_Summary_Lookup,,#REF!),0),#REF!)*1000*0.000453592,IF(P$68=\"Natural Gas\",INDEX(BPF_Summary_Lookup,MATCH($B91,INDEX(BPF_Summary_Lookup,,#REF!),0),#REF!)*1000*0.000453592,\"\"))),\"\")","v":""},{"$f":"IF(OR($F91=\"X\",$F91=\"x\"),IF(INDEX(BPF_Summary_Lookup,MATCH($B91,INDEX(BPF_Summary_Lookup,,#REF!),0),#REF!)=FALSE,\"\",IF(Q$68=\"Electricity\",INDEX(BPF_Summary_Lookup,MATCH($B91,INDEX(BPF_Summary_Lookup,,#REF!),0),#REF!),IF(Q$68=\"Natural Gas\",INDEX(BPF_Summary_Lookup,MATCH($B91,INDEX(BPF_Summary_Lookup,,#REF!),0),#REF!),\"\"))),\"\")","v":""},{"$f":"IF(OR($F91=\"X\",$F91=\"x\"),IF(R$68=\"\",\"\",IF(INDEX(BPF_Summary_Lookup,MATCH($B91,INDEX(BPF_Summary_Lookup,,#REF!),0),#REF!)=FALSE,\"\",IF(R$68=\"Electricity\",$CO91,IF(R$68=\"Natural Gas\",$CQ91,\"\")))),\"\")","v":""},{"$f":"IF(OR($F91=\"X\",$F91=\"x\"),IF(S$68=\"\",\"\",IF(INDEX(BPF_Summary_Lookup,MATCH($B91,INDEX(BPF_Summary_Lookup,,#REF!),0),#REF!)=FALSE,\"\",IF(S$68=\"Electricity\",$CU91,IF(S$68=\"Natural Gas\",$CW91,\"\")))),\"\")","v":""},{"$f":"IF(OR($F91=\"X\",$F91=\"x\"),IF(INDEX(BPF_Summary_Lookup,MATCH($B91,INDEX(BPF_Summary_Lookup,,#REF!),0),#REF!)=FALSE,\"\",IF(T$68=\"Electricity\",INDEX(BPF_Summary_Lookup,MATCH($B91,INDEX(BPF_Summary_Lookup,,#REF!),0),#REF!)*1000*0.000453592,IF(T$68=\"Natural Gas\",INDEX(BPF_Summary_Lookup,MATCH($B91,INDEX(BPF_Summary_Lookup,,#REF!),0),#REF!)*1000*0.000453592,\"\"))),\"\")","v":""},{"$f":"IF(OR($F91=\"X\",$F91=\"x\"),IF(INDEX(BPF_Summary_Lookup,MATCH($B91,INDEX(BPF_Summary_Lookup,,#REF!),0),#REF!)=FALSE,\"\",IF(U$68=\"Electricity\",INDEX(BPF_Summary_Lookup,MATCH($B91,INDEX(BPF_Summary_Lookup,,#REF!),0),#REF!),IF(U$68=\"Natural Gas\",INDEX(BPF_Summary_Lookup,MATCH($B91,INDEX(BPF_Summary_Lookup,,#REF!),0),#REF!),\"\"))),\"\")","v":""},{"$f":"IF(OR($F91=\"X\",$F91=\"x\"),IF(V$68=\"\",\"\",IF(INDEX(BPF_Summary_Lookup,MATCH($B91,INDEX(BPF_Summary_Lookup,,#REF!),0),#REF!)=FALSE,\"\",IF(V$68=\"Electricity\",$CO91,IF(V$68=\"Natural Gas\",$CQ91,\"\")))),\"\")","v":""},{"$f":"IF(OR($F91=\"X\",$F91=\"x\"),IF(W$68=\"\",\"\",IF(INDEX(BPF_Summary_Lookup,MATCH($B91,INDEX(BPF_Summary_Lookup,,#REF!),0),#REF!)=FALSE,\"\",IF(W$68=\"Electricity\",$CU91,IF(W$68=\"Natural Gas\",$CW91,\"\")))),\"\")","v":""},{"$f":"IF(OR($F91=\"X\",$F91=\"x\"),IF(INDEX(BPF_Summary_Lookup,MATCH($B91,INDEX(BPF_Summary_Lookup,,#REF!),0),#REF!)=FALSE,\"\",IF(X$68=\"Electricity\",INDEX(BPF_Summary_Lookup,MATCH($B91,INDEX(BPF_Summary_Lookup,,#REF!),0),#REF!)*1000*0.000453592,IF(X$68=\"Natural Gas\",INDEX(BPF_Summary_Lookup,MATCH($B91,INDEX(BPF_Summary_Lookup,,#REF!),0),#REF!)*1000*0.000453592,\"\"))),\"\")","v":""},{"$f":"IF(OR($F91=\"X\",$F91=\"x\"),IF(INDEX(BPF_Summary_Lookup,MATCH($B91,INDEX(BPF_Summary_Lookup,,#REF!),0),#REF!)=FALSE,\"\",IF(Y$68=\"Electricity\",INDEX(BPF_Summary_Lookup,MATCH($B91,INDEX(BPF_Summary_Lookup,,#REF!),0),#REF!),IF(Y$68=\"Natural Gas\",INDEX(BPF_Summary_Lookup,MATCH($B91,INDEX(BPF_Summary_Lookup,,#REF!),0),#REF!),\"\"))),\"\")","v":""},{"$f":"IF(OR($F91=\"X\",$F91=\"x\"),IF(Z$68=\"\",\"\",IF(INDEX(BPF_Summary_Lookup,MATCH($B91,INDEX(BPF_Summary_Lookup,,#REF!),0),#REF!)=FALSE,\"\",IF(Z$68=\"Electricity\",$CO91,IF(Z$68=\"Natural Gas\",$CQ91,\"\")))),\"\")","v":""},{"$f":"IF(OR($F91=\"X\",$F91=\"x\"),IF(AA$68=\"\",\"\",IF(INDEX(BPF_Summary_Lookup,MATCH($B91,INDEX(BPF_Summary_Lookup,,#REF!),0),#REF!)=FALSE,\"\",IF(AA$68=\"Electricity\",$CU91,IF(AA$68=\"Natural Gas\",$CW91,\"\")))),\"\")","v":""},{"$f":"IF(OR($F91=\"X\",$F91=\"x\"),IF(INDEX(BPF_Summary_Lookup,MATCH($B91,INDEX(BPF_Summary_Lookup,,#REF!),0),#REF!)=FALSE,\"\",IF(AB$68=\"Electricity\",INDEX(BPF_Summary_Lookup,MATCH($B91,INDEX(BPF_Summary_Lookup,,#REF!),0),#REF!)*1000*0.000453592,IF(AB$68=\"Natural Gas\",INDEX(BPF_Summary_Lookup,MATCH($B91,INDEX(BPF_Summary_Lookup,,#REF!),0),#REF!)*1000*0.000453592,\"\"))),\"\")","v":""},{"$f":"IF(OR($F91=\"X\",$F91=\"x\"),IF(INDEX(BPF_Summary_Lookup,MATCH($B91,INDEX(BPF_Summary_Lookup,,#REF!),0),#REF!)=FALSE,\"\",IF(AC$68=\"Electricity\",INDEX(BPF_Summary_Lookup,MATCH($B91,INDEX(BPF_Summary_Lookup,,#REF!),0),#REF!),IF(AC$68=\"Natural Gas\",INDEX(BPF_Summary_Lookup,MATCH($B91,INDEX(BPF_Summary_Lookup,,#REF!),0),#REF!),\"\"))),\"\")","v":""},{"$f":"IF(OR($F91=\"X\",$F91=\"x\"),IF(AD$68=\"\",\"\",IF(INDEX(BPF_Summary_Lookup,MATCH($B91,INDEX(BPF_Summary_Lookup,,#REF!),0),#REF!)=FALSE,\"\",IF(AD$68=\"Electricity\",$CO91,IF(AD$68=\"Natural Gas\",$CQ91,\"\")))),\"\")","v":""},{"$f":"IF(OR($F91=\"X\",$F91=\"x\"),IF(AE$68=\"\",\"\",IF(INDEX(BPF_Summary_Lookup,MATCH($B91,INDEX(BPF_Summary_Lookup,,#REF!),0),#REF!)=FALSE,\"\",IF(AE$68=\"Electricity\",$CU91,IF(AE$68=\"Natural Gas\",$CW91,\"\")))),\"\")","v":""},{"$f":"IF(OR($F91=\"X\",$F91=\"x\"),IF(INDEX(BPF_Summary_Lookup,MATCH($B91,INDEX(BPF_Summary_Lookup,,#REF!),0),#REF!)=FALSE,\"\",IF(AF$68=\"Electricity\",INDEX(BPF_Summary_Lookup,MATCH($B91,INDEX(BPF_Summary_Lookup,,#REF!),0),#REF!)*1000*0.000453592,IF(AF$68=\"Natural Gas\",INDEX(BPF_Summary_Lookup,MATCH($B91,INDEX(BPF_Summary_Lookup,,#REF!),0),#REF!)*1000*0.000453592,\"\"))),\"\")","v":""},{"$f":"IF(OR($F91=\"X\",$F91=\"x\"),IF(INDEX(BPF_Summary_Lookup,MATCH($B91,INDEX(BPF_Summary_Lookup,,#REF!),0),#REF!)=FALSE,\"\",IF(AG$68=\"Electricity\",INDEX(BPF_Summary_Lookup,MATCH($B91,INDEX(BPF_Summary_Lookup,,#REF!),0),#REF!),IF(AG$68=\"Natural Gas\",INDEX(BPF_Summary_Lookup,MATCH($B91,INDEX(BPF_Summary_Lookup,,#REF!),0),#REF!),\"\"))),\"\")","v":""},{"$f":"IF(OR($F91=\"X\",$F91=\"x\"),IF(AH$68=\"\",\"\",IF(INDEX(BPF_Summary_Lookup,MATCH($B91,INDEX(BPF_Summary_Lookup,,#REF!),0),#REF!)=FALSE,\"\",IF(AH$68=\"Electricity\",$CO91,IF(AH$68=\"Natural Gas\",$CQ91,\"\")))),\"\")","v":""},{"$f":"IF(OR($F91=\"X\",$F91=\"x\"),IF(AI$68=\"\",\"\",IF(INDEX(BPF_Summary_Lookup,MATCH($B91,INDEX(BPF_Summary_Lookup,,#REF!),0),#REF!)=FALSE,\"\",IF(AI$68=\"Electricity\",$CU91,IF(AI$68=\"Natural Gas\",$CW91,\"\")))),\"\")","v":""},{"$f":"IF(OR($F91=\"X\",$F91=\"x\"),IF(INDEX(BPF_Summary_Lookup,MATCH($B91,INDEX(BPF_Summary_Lookup,,#REF!),0),#REF!)=FALSE,\"\",IF(AJ$68=\"Electricity\",INDEX(BPF_Summary_Lookup,MATCH($B91,INDEX(BPF_Summary_Lookup,,#REF!),0),#REF!)*1000*0.000453592,IF(AJ$68=\"Natural Gas\",INDEX(BPF_Summary_Lookup,MATCH($B91,INDEX(BPF_Summary_Lookup,,#REF!),0),#REF!)*1000*0.000453592,\"\"))),\"\")","v":""},{"$f":"IF(OR($F91=\"X\",$F91=\"x\"),IF(INDEX(BPF_Summary_Lookup,MATCH($B91,INDEX(BPF_Summary_Lookup,,#REF!),0),#REF!)=FALSE,\"\",IF(AK$68=\"Electricity\",INDEX(BPF_Summary_Lookup,MATCH($B91,INDEX(BPF_Summary_Lookup,,#REF!),0),#REF!),IF(AK$68=\"Natural Gas\",INDEX(BPF_Summary_Lookup,MATCH($B91,INDEX(BPF_Summary_Lookup,,#REF!),0),#REF!),\"\"))),\"\")","v":""},{"$f":"IF(OR($F91=\"X\",$F91=\"x\"),IF(AL$68=\"\",\"\",IF(INDEX(BPF_Summary_Lookup,MATCH($B91,INDEX(BPF_Summary_Lookup,,#REF!),0),#REF!)=FALSE,\"\",IF(AL$68=\"Electricity\",$CO91,IF(AL$68=\"Natural Gas\",$CQ91,\"\")))),\"\")","v":""},{"$f":"IF(OR($F91=\"X\",$F91=\"x\"),IF(AM$68=\"\",\"\",IF(INDEX(BPF_Summary_Lookup,MATCH($B91,INDEX(BPF_Summary_Lookup,,#REF!),0),#REF!)=FALSE,\"\",IF(AM$68=\"Electricity\",$CU91,IF(AM$68=\"Natural Gas\",$CW91,\"\")))),\"\")","v":""},{"$f":"IF(OR($F91=\"X\",$F91=\"x\"),IF(INDEX(BPF_Summary_Lookup,MATCH($B91,INDEX(BPF_Summary_Lookup,,#REF!),0),#REF!)=FALSE,\"\",IF(AN$68=\"Electricity\",INDEX(BPF_Summary_Lookup,MATCH($B91,INDEX(BPF_Summary_Lookup,,#REF!),0),#REF!)*1000*0.000453592,IF(AN$68=\"Natural Gas\",INDEX(BPF_Summary_Lookup,MATCH($B91,INDEX(BPF_Summary_Lookup,,#REF!),0),#REF!)*1000*0.000453592,\"\"))),\"\")","v":""},{"$f":"IF(OR($F91=\"X\",$F91=\"x\"),IF(INDEX(BPF_Summary_Lookup,MATCH($B91,INDEX(BPF_Summary_Lookup,,#REF!),0),#REF!)=FALSE,\"\",IF(AO$68=\"Electricity\",INDEX(BPF_Summary_Lookup,MATCH($B91,INDEX(BPF_Summary_Lookup,,#REF!),0),#REF!),IF(AO$68=\"Natural Gas\",INDEX(BPF_Summary_Lookup,MATCH($B91,INDEX(BPF_Summary_Lookup,,#REF!),0),#REF!),\"\"))),\"\")","v":""},{"$f":"IF(OR($F91=\"X\",$F91=\"x\"),IF(AP$68=\"\",\"\",IF(INDEX(BPF_Summary_Lookup,MATCH($B91,INDEX(BPF_Summary_Lookup,,#REF!),0),#REF!)=FALSE,\"\",IF(AP$68=\"Electricity\",$CO91,IF(AP$68=\"Natural Gas\",$CQ91,\"\")))),\"\")","v":""},{"$f":"IF(OR($F91=\"X\",$F91=\"x\"),IF(AQ$68=\"\",\"\",IF(INDEX(BPF_Summary_Lookup,MATCH($B91,INDEX(BPF_Summary_Lookup,,#REF!),0),#REF!)=FALSE,\"\",IF(AQ$68=\"Electricity\",$CU91,IF(AQ$68=\"Natural Gas\",$CW91,\"\")))),\"\")","v":""},{"$f":"IF(OR($F91=\"X\",$F91=\"x\"),IF(INDEX(BPF_Summary_Lookup,MATCH($B91,INDEX(BPF_Summary_Lookup,,#REF!),0),#REF!)=FALSE,\"\",IF(AR$68=\"Electricity\",INDEX(BPF_Summary_Lookup,MATCH($B91,INDEX(BPF_Summary_Lookup,,#REF!),0),#REF!)*1000*0.000453592,IF(AR$68=\"Natural Gas\",INDEX(BPF_Summary_Lookup,MATCH($B91,INDEX(BPF_Summary_Lookup,,#REF!),0),#REF!)*1000*0.000453592,\"\"))),\"\")","v":""},{"$f":"IF(OR($F91=\"X\",$F91=\"x\"),IF(INDEX(BPF_Summary_Lookup,MATCH($B91,INDEX(BPF_Summary_Lookup,,#REF!),0),#REF!)=FALSE,\"\",IF(AS$68=\"Electricity\",INDEX(BPF_Summary_Lookup,MATCH($B91,INDEX(BPF_Summary_Lookup,,#REF!),0),#REF!),IF(AS$68=\"Natural Gas\",INDEX(BPF_Summary_Lookup,MATCH($B91,INDEX(BPF_Summary_Lookup,,#REF!),0),#REF!),\"\"))),\"\")","v":""},{"$f":"IF(OR($F91=\"X\",$F91=\"x\"),IF(AT$68=\"\",\"\",IF(INDEX(BPF_Summary_Lookup,MATCH($B91,INDEX(BPF_Summary_Lookup,,#REF!),0),#REF!)=FALSE,\"\",IF(AT$68=\"Electricity\",$CO91,IF(AT$68=\"Natural Gas\",$CQ91,\"\")))),\"\")","v":""},null,null,null,{"$f":"IF(OR($F91=\"X\",$F91=\"x\"),IF(G$68=\"\",\"\",IF(INDEX(BPF_Summary_Lookup,MATCH($B91,INDEX(BPF_Summary_Lookup,,#REF!),0),#REF!)=FALSE,\"\",IF(G$68=\"Electricity\",$CU91,IF(G$68=\"Natural Gas\",$CW91,\"\")))),\"\")","v":""},{"$f":"IF(OR($F91=\"X\",$F91=\"x\"),IF(INDEX(BPF_Summary_Lookup,MATCH($B91,INDEX(BPF_Summary_Lookup,,#REF!),0),#REF!)=FALSE,\"\",IF(H$68=\"Electricity\",INDEX(BPF_Summary_Lookup,MATCH($B91,INDEX(BPF_Summary_Lookup,,#REF!),0),#REF!)*1000*0.000453592,IF(H$68=\"Natural Gas\",INDEX(BPF_Summary_Lookup,MATCH($B91,INDEX(BPF_Summary_Lookup,,#REF!),0),#REF!)*1000*0.000453592,\"\"))),\"\")","v":""},{"$f":"IF(OR($F91=\"X\",$F91=\"x\"),IF(INDEX(BPF_Summary_Lookup,MATCH($B91,INDEX(BPF_Summary_Lookup,,#REF!),0),#REF!)=FALSE,\"\",IF(I$68=\"Electricity\",INDEX(BPF_Summary_Lookup,MATCH($B91,INDEX(BPF_Summary_Lookup,,#REF!),0),#REF!),IF(I$68=\"Natural Gas\",INDEX(BPF_Summary_Lookup,MATCH($B91,INDEX(BPF_Summary_Lookup,,#REF!),0),#REF!),\"\"))),\"\")","v":""},{"$f":"IF(OR($F91=\"X\",$F91=\"x\"),IF(J$68=\"\",\"\",IF(INDEX(BPF_Summary_Lookup,MATCH($B91,INDEX(BPF_Summary_Lookup,,#REF!),0),#REF!)=FALSE,\"\",IF(J$68=\"Electricity\",$CO91,IF(J$68=\"Natural Gas\",$CQ91,\"\")))),\"\")","v":""},{"$f":"IF(OR($F91=\"X\",$F91=\"x\"),IF(K$68=\"\",\"\",IF(INDEX(BPF_Summary_Lookup,MATCH($B91,INDEX(BPF_Summary_Lookup,,#REF!),0),#REF!)=FALSE,\"\",IF(K$68=\"Electricity\",$CU91,IF(K$68=\"Natural Gas\",$CW91,\"\")))),\"\")","v":""},{"$f":"IF(OR($F91=\"X\",$F91=\"x\"),IF(INDEX(BPF_Summary_Lookup,MATCH($B91,INDEX(BPF_Summary_Lookup,,#REF!),0),#REF!)=FALSE,\"\",IF(L$68=\"Electricity\",INDEX(BPF_Summary_Lookup,MATCH($B91,INDEX(BPF_Summary_Lookup,,#REF!),0),#REF!)*1000*0.000453592,IF(L$68=\"Natural Gas\",INDEX(BPF_Summary_Lookup,MATCH($B91,INDEX(BPF_Summary_Lookup,,#REF!),0),#REF!)*1000*0.000453592,\"\"))),\"\")","v":""},{"$f":"IF(OR($F91=\"X\",$F91=\"x\"),IF(INDEX(BPF_Summary_Lookup,MATCH($B91,INDEX(BPF_Summary_Lookup,,#REF!),0),#REF!)=FALSE,\"\",IF(M$68=\"Electricity\",INDEX(BPF_Summary_Lookup,MATCH($B91,INDEX(BPF_Summary_Lookup,,#REF!),0),#REF!),IF(M$68=\"Natural Gas\",INDEX(BPF_Summary_Lookup,MATCH($B91,INDEX(BPF_Summary_Lookup,,#REF!),0),#REF!),\"\"))),\"\")","v":""},{"$f":"IF(OR($F91=\"X\",$F91=\"x\"),IF(N$68=\"\",\"\",IF(INDEX(BPF_Summary_Lookup,MATCH($B91,INDEX(BPF_Summary_Lookup,,#REF!),0),#REF!)=FALSE,\"\",IF(N$68=\"Electricity\",$CO91,IF(N$68=\"Natural Gas\",$CQ91,\"\")))),\"\")","v":""},{"$f":"IF(OR($F91=\"X\",$F91=\"x\"),IF(O$68=\"\",\"\",IF(INDEX(BPF_Summary_Lookup,MATCH($B91,INDEX(BPF_Summary_Lookup,,#REF!),0),#REF!)=FALSE,\"\",IF(O$68=\"Electricity\",$CU91,IF(O$68=\"Natural Gas\",$CW91,\"\")))),\"\")","v":""},{"$f":"IF(OR($F91=\"X\",$F91=\"x\"),IF(INDEX(BPF_Summary_Lookup,MATCH($B91,INDEX(BPF_Summary_Lookup,,#REF!),0),#REF!)=FALSE,\"\",IF(P$68=\"Electricity\",INDEX(BPF_Summary_Lookup,MATCH($B91,INDEX(BPF_Summary_Lookup,,#REF!),0),#REF!)*1000*0.000453592,IF(P$68=\"Natural Gas\",INDEX(BPF_Summary_Lookup,MATCH($B91,INDEX(BPF_Summary_Lookup,,#REF!),0),#REF!)*1000*0.000453592,\"\"))),\"\")","v":""},{"$f":"IF(OR($F91=\"X\",$F91=\"x\"),IF(INDEX(BPF_Summary_Lookup,MATCH($B91,INDEX(BPF_Summary_Lookup,,#REF!),0),#REF!)=FALSE,\"\",IF(Q$68=\"Electricity\",INDEX(BPF_Summary_Lookup,MATCH($B91,INDEX(BPF_Summary_Lookup,,#REF!),0),#REF!),IF(Q$68=\"Natural Gas\",INDEX(BPF_Summary_Lookup,MATCH($B91,INDEX(BPF_Summary_Lookup,,#REF!),0),#REF!),\"\"))),\"\")","v":""},{"$f":"IF(OR($F91=\"X\",$F91=\"x\"),IF(R$68=\"\",\"\",IF(INDEX(BPF_Summary_Lookup,MATCH($B91,INDEX(BPF_Summary_Lookup,,#REF!),0),#REF!)=FALSE,\"\",IF(R$68=\"Electricity\",$CO91,IF(R$68=\"Natural Gas\",$CQ91,\"\")))),\"\")","v":""},{"$f":"IF(OR($F91=\"X\",$F91=\"x\"),IF(S$68=\"\",\"\",IF(INDEX(BPF_Summary_Lookup,MATCH($B91,INDEX(BPF_Summary_Lookup,,#REF!),0),#REF!)=FALSE,\"\",IF(S$68=\"Electricity\",$CU91,IF(S$68=\"Natural Gas\",$CW91,\"\")))),\"\")","v":""},{"$f":"IF(OR($F91=\"X\",$F91=\"x\"),IF(INDEX(BPF_Summary_Lookup,MATCH($B91,INDEX(BPF_Summary_Lookup,,#REF!),0),#REF!)=FALSE,\"\",IF(T$68=\"Electricity\",INDEX(BPF_Summary_Lookup,MATCH($B91,INDEX(BPF_Summary_Lookup,,#REF!),0),#REF!)*1000*0.000453592,IF(T$68=\"Natural Gas\",INDEX(BPF_Summary_Lookup,MATCH($B91,INDEX(BPF_Summary_Lookup,,#REF!),0),#REF!)*1000*0.000453592,\"\"))),\"\")","v":""},{"$f":"IF(OR($F91=\"X\",$F91=\"x\"),IF(INDEX(BPF_Summary_Lookup,MATCH($B91,INDEX(BPF_Summary_Lookup,,#REF!),0),#REF!)=FALSE,\"\",IF(U$68=\"Electricity\",INDEX(BPF_Summary_Lookup,MATCH($B91,INDEX(BPF_Summary_Lookup,,#REF!),0),#REF!),IF(U$68=\"Natural Gas\",INDEX(BPF_Summary_Lookup,MATCH($B91,INDEX(BPF_Summary_Lookup,,#REF!),0),#REF!),\"\"))),\"\")","v":""},{"$f":"IF(OR($F91=\"X\",$F91=\"x\"),IF(V$68=\"\",\"\",IF(INDEX(BPF_Summary_Lookup,MATCH($B91,INDEX(BPF_Summary_Lookup,,#REF!),0),#REF!)=FALSE,\"\",IF(V$68=\"Electricity\",$CO91,IF(V$68=\"Natural Gas\",$CQ91,\"\")))),\"\")","v":""},{"$f":"IF(OR($F91=\"X\",$F91=\"x\"),IF(W$68=\"\",\"\",IF(INDEX(BPF_Summary_Lookup,MATCH($B91,INDEX(BPF_Summary_Lookup,,#REF!),0),#REF!)=FALSE,\"\",IF(W$68=\"Electricity\",$CU91,IF(W$68=\"Natural Gas\",$CW91,\"\")))),\"\")","v":""},{"$f":"IF(OR($F91=\"X\",$F91=\"x\"),IF(INDEX(BPF_Summary_Lookup,MATCH($B91,INDEX(BPF_Summary_Lookup,,#REF!),0),#REF!)=FALSE,\"\",IF(X$68=\"Electricity\",INDEX(BPF_Summary_Lookup,MATCH($B91,INDEX(BPF_Summary_Lookup,,#REF!),0),#REF!)*1000*0.000453592,IF(X$68=\"Natural Gas\",INDEX(BPF_Summary_Lookup,MATCH($B91,INDEX(BPF_Summary_Lookup,,#REF!),0),#REF!)*1000*0.000453592,\"\"))),\"\")","v":""},{"$f":"IF(OR($F91=\"X\",$F91=\"x\"),IF(INDEX(BPF_Summary_Lookup,MATCH($B91,INDEX(BPF_Summary_Lookup,,#REF!),0),#REF!)=FALSE,\"\",IF(Y$68=\"Electricity\",INDEX(BPF_Summary_Lookup,MATCH($B91,INDEX(BPF_Summary_Lookup,,#REF!),0),#REF!),IF(Y$68=\"Natural Gas\",INDEX(BPF_Summary_Lookup,MATCH($B91,INDEX(BPF_Summary_Lookup,,#REF!),0),#REF!),\"\"))),\"\")","v":""},{"$f":"IF(OR($F91=\"X\",$F91=\"x\"),IF(Z$68=\"\",\"\",IF(INDEX(BPF_Summary_Lookup,MATCH($B91,INDEX(BPF_Summary_Lookup,,#REF!),0),#REF!)=FALSE,\"\",IF(Z$68=\"Electricity\",$CO91,IF(Z$68=\"Natural Gas\",$CQ91,\"\")))),\"\")","v":""},{"$f":"IF(OR($F91=\"X\",$F91=\"x\"),IF(AA$68=\"\",\"\",IF(INDEX(BPF_Summary_Lookup,MATCH($B91,INDEX(BPF_Summary_Lookup,,#REF!),0),#REF!)=FALSE,\"\",IF(AA$68=\"Electricity\",$CU91,IF(AA$68=\"Natural Gas\",$CW91,\"\")))),\"\")","v":""},{"$f":"IF(OR($F91=\"X\",$F91=\"x\"),IF(INDEX(BPF_Summary_Lookup,MATCH($B91,INDEX(BPF_Summary_Lookup,,#REF!),0),#REF!)=FALSE,\"\",IF(AB$68=\"Electricity\",INDEX(BPF_Summary_Lookup,MATCH($B91,INDEX(BPF_Summary_Lookup,,#REF!),0),#REF!)*1000*0.000453592,IF(AB$68=\"Natural Gas\",INDEX(BPF_Summary_Lookup,MATCH($B91,INDEX(BPF_Summary_Lookup,,#REF!),0),#REF!)*1000*0.000453592,\"\"))),\"\")","v":""},{"$f":"IF(OR($F91=\"X\",$F91=\"x\"),IF(INDEX(BPF_Summary_Lookup,MATCH($B91,INDEX(BPF_Summary_Lookup,,#REF!),0),#REF!)=FALSE,\"\",IF(AC$68=\"Electricity\",INDEX(BPF_Summary_Lookup,MATCH($B91,INDEX(BPF_Summary_Lookup,,#REF!),0),#REF!),IF(AC$68=\"Natural Gas\",INDEX(BPF_Summary_Lookup,MATCH($B91,INDEX(BPF_Summary_Lookup,,#REF!),0),#REF!),\"\"))),\"\")","v":""},{"$f":"IF(OR($F91=\"X\",$F91=\"x\"),IF(AD$68=\"\",\"\",IF(INDEX(BPF_Summary_Lookup,MATCH($B91,INDEX(BPF_Summary_Lookup,,#REF!),0),#REF!)=FALSE,\"\",IF(AD$68=\"Electricity\",$CO91,IF(AD$68=\"Natural Gas\",$CQ91,\"\")))),\"\")","v":""},{"$f":"IF(OR($F91=\"X\",$F91=\"x\"),IF(AE$68=\"\",\"\",IF(INDEX(BPF_Summary_Lookup,MATCH($B91,INDEX(BPF_Summary_Lookup,,#REF!),0),#REF!)=FALSE,\"\",IF(AE$68=\"Electricity\",$CU91,IF(AE$68=\"Natural Gas\",$CW91,\"\")))),\"\")","v":""},{"$f":"IF(OR($F91=\"X\",$F91=\"x\"),IF(INDEX(BPF_Summary_Lookup,MATCH($B91,INDEX(BPF_Summary_Lookup,,#REF!),0),#REF!)=FALSE,\"\",IF(AF$68=\"Electricity\",INDEX(BPF_Summary_Lookup,MATCH($B91,INDEX(BPF_Summary_Lookup,,#REF!),0),#REF!)*1000*0.000453592,IF(AF$68=\"Natural Gas\",INDEX(BPF_Summary_Lookup,MATCH($B91,INDEX(BPF_Summary_Lookup,,#REF!),0),#REF!)*1000*0.000453592,\"\"))),\"\")","v":""},{"$f":"IF(OR($F91=\"X\",$F91=\"x\"),IF(INDEX(BPF_Summary_Lookup,MATCH($B91,INDEX(BPF_Summary_Lookup,,#REF!),0),#REF!)=FALSE,\"\",IF(AG$68=\"Electricity\",INDEX(BPF_Summary_Lookup,MATCH($B91,INDEX(BPF_Summary_Lookup,,#REF!),0),#REF!),IF(AG$68=\"Natural Gas\",INDEX(BPF_Summary_Lookup,MATCH($B91,INDEX(BPF_Summary_Lookup,,#REF!),0),#REF!),\"\"))),\"\")","v":""},{"$f":"IF(OR($F91=\"X\",$F91=\"x\"),IF(AH$68=\"\",\"\",IF(INDEX(BPF_Summary_Lookup,MATCH($B91,INDEX(BPF_Summary_Lookup,,#REF!),0),#REF!)=FALSE,\"\",IF(AH$68=\"Electricity\",$CO91,IF(AH$68=\"Natural Gas\",$CQ91,\"\")))),\"\")","v":""},{"$f":"IF(OR($F91=\"X\",$F91=\"x\"),IF(AI$68=\"\",\"\",IF(INDEX(BPF_Summary_Lookup,MATCH($B91,INDEX(BPF_Summary_Lookup,,#REF!),0),#REF!)=FALSE,\"\",IF(AI$68=\"Electricity\",$CU91,IF(AI$68=\"Natural Gas\",$CW91,\"\")))),\"\")","v":""},{"$f":"IF(OR($F91=\"X\",$F91=\"x\"),IF(INDEX(BPF_Summary_Lookup,MATCH($B91,INDEX(BPF_Summary_Lookup,,#REF!),0),#REF!)=FALSE,\"\",IF(AJ$68=\"Electricity\",INDEX(BPF_Summary_Lookup,MATCH($B91,INDEX(BPF_Summary_Lookup,,#REF!),0),#REF!)*1000*0.000453592,IF(AJ$68=\"Natural Gas\",INDEX(BPF_Summary_Lookup,MATCH($B91,INDEX(BPF_Summary_Lookup,,#REF!),0),#REF!)*1000*0.000453592,\"\"))),\"\")","v":""},{"$f":"IF(OR($F91=\"X\",$F91=\"x\"),IF(INDEX(BPF_Summary_Lookup,MATCH($B91,INDEX(BPF_Summary_Lookup,,#REF!),0),#REF!)=FALSE,\"\",IF(AK$68=\"Electricity\",INDEX(BPF_Summary_Lookup,MATCH($B91,INDEX(BPF_Summary_Lookup,,#REF!),0),#REF!),IF(AK$68=\"Natural Gas\",INDEX(BPF_Summary_Lookup,MATCH($B91,INDEX(BPF_Summary_Lookup,,#REF!),0),#REF!),\"\"))),\"\")","v":""},{"$f":"IF(OR($F91=\"X\",$F91=\"x\"),IF(AL$68=\"\",\"\",IF(INDEX(BPF_Summary_Lookup,MATCH($B91,INDEX(BPF_Summary_Lookup,,#REF!),0),#REF!)=FALSE,\"\",IF(AL$68=\"Electricity\",$CO91,IF(AL$68=\"Natural Gas\",$CQ91,\"\")))),\"\")","v":""},{"$f":"IF(OR($F91=\"X\",$F91=\"x\"),IF(AM$68=\"\",\"\",IF(INDEX(BPF_Summary_Lookup,MATCH($B91,INDEX(BPF_Summary_Lookup,,#REF!),0),#REF!)=FALSE,\"\",IF(AM$68=\"Electricity\",$CU91,IF(AM$68=\"Natural Gas\",$CW91,\"\")))),\"\")","v":""},{"$f":"IF(OR($F91=\"X\",$F91=\"x\"),IF(INDEX(BPF_Summary_Lookup,MATCH($B91,INDEX(BPF_Summary_Lookup,,#REF!),0),#REF!)=FALSE,\"\",IF(AN$68=\"Electricity\",INDEX(BPF_Summary_Lookup,MATCH($B91,INDEX(BPF_Summary_Lookup,,#REF!),0),#REF!)*1000*0.000453592,IF(AN$68=\"Natural Gas\",INDEX(BPF_Summary_Lookup,MATCH($B91,INDEX(BPF_Summary_Lookup,,#REF!),0),#REF!)*1000*0.000453592,\"\"))),\"\")","v":""},{"$f":"IF(OR($F91=\"X\",$F91=\"x\"),IF(INDEX(BPF_Summary_Lookup,MATCH($B91,INDEX(BPF_Summary_Lookup,,#REF!),0),#REF!)=FALSE,\"\",IF(AO$68=\"Electricity\",INDEX(BPF_Summary_Lookup,MATCH($B91,INDEX(BPF_Summary_Lookup,,#REF!),0),#REF!),IF(AO$68=\"Natural Gas\",INDEX(BPF_Summary_Lookup,MATCH($B91,INDEX(BPF_Summary_Lookup,,#REF!),0),#REF!),\"\"))),\"\")","v":""},{"$f":"IF(OR($F91=\"X\",$F91=\"x\"),IF(AP$68=\"\",\"\",IF(INDEX(BPF_Summary_Lookup,MATCH($B91,INDEX(BPF_Summary_Lookup,,#REF!),0),#REF!)=FALSE,\"\",IF(AP$68=\"Electricity\",$CO91,IF(AP$68=\"Natural Gas\",$CQ91,\"\")))),\"\")","v":""},{"$f":"IF(OR($F91=\"X\",$F91=\"x\"),IF(AQ$68=\"\",\"\",IF(INDEX(BPF_Summary_Lookup,MATCH($B91,INDEX(BPF_Summary_Lookup,,#REF!),0),#REF!)=FALSE,\"\",IF(AQ$68=\"Electricity\",$CU91,IF(AQ$68=\"Natural Gas\",$CW91,\"\")))),\"\")","v":""},{"$f":"IF(OR($F91=\"X\",$F91=\"x\"),IF(INDEX(BPF_Summary_Lookup,MATCH($B91,INDEX(BPF_Summary_Lookup,,#REF!),0),#REF!)=FALSE,\"\",IF(AR$68=\"Electricity\",INDEX(BPF_Summary_Lookup,MATCH($B91,INDEX(BPF_Summary_Lookup,,#REF!),0),#REF!)*1000*0.000453592,IF(AR$68=\"Natural Gas\",INDEX(BPF_Summary_Lookup,MATCH($B91,INDEX(BPF_Summary_Lookup,,#REF!),0),#REF!)*1000*0.000453592,\"\"))),\"\")","v":""},{"$f":"IF(OR($F91=\"X\",$F91=\"x\"),IF(INDEX(BPF_Summary_Lookup,MATCH($B91,INDEX(BPF_Summary_Lookup,,#REF!),0),#REF!)=FALSE,\"\",IF(AS$68=\"Electricity\",INDEX(BPF_Summary_Lookup,MATCH($B91,INDEX(BPF_Summary_Lookup,,#REF!),0),#REF!),IF(AS$68=\"Natural Gas\",INDEX(BPF_Summary_Lookup,MATCH($B91,INDEX(BPF_Summary_Lookup,,#REF!),0),#REF!),\"\"))),\"\")","v":""},{"$f":"IF(OR($F91=\"X\",$F91=\"x\"),IF(AT$68=\"\",\"\",IF(INDEX(BPF_Summary_Lookup,MATCH($B91,INDEX(BPF_Summary_Lookup,,#REF!),0),#REF!)=FALSE,\"\",IF(AT$68=\"Electricity\",$CO91,IF(AT$68=\"Natural Gas\",$CQ91,\"\")))),\"\")","v":""},{"$f":"IF(OR($F91=\"X\",$F91=\"x\"),IF(INDEX(BPF_Summary_Lookup,MATCH($B91,INDEX(BPF_Summary_Lookup,,#REF!),0),#REF!)=FALSE,\"\",INDEX(BPF_Summary_Lookup,MATCH($B91,INDEX(BPF_Summary_Lookup,,#REF!),0),#REF!)),\"\")","v":""},{"$f":"IF(OR($F91=\"X\",$F91=\"x\"),IF(INDEX(BPF_Summary_Lookup,MATCH($B91,INDEX(BPF_Summary_Lookup,,#REF!),0),#REF!)=FALSE,\"\",INDEX(BPF_Summary_Lookup,MATCH($B91,INDEX(BPF_Summary_Lookup,,#REF!),0),#REF!)),\"\")","v":""},{"$f":"IFERROR(INDEX(Ref_UnitConversions_Energy_Content_kBtu_Unit,IFERROR(MATCH($CL$72&INDEX(RE_EC_EnergyTypes,MATCH($CL$72,INDEX(RE_EC_EnergyTypes,,1),0),2),Ref_UnitConversions_Energy_Units_Lookup,0),MATCH(\"All\"&INDEX(RE_EC_EnergyTypes,MATCH($CL$72,INDEX(RE_EC_EnergyTypes,,1),0),2),Ref_UnitConversions_Energy_Units_Lookup,0)),)/CL91,\"\")","v":""},"",{"$f":"IFERROR(INDEX(Ref_UnitConversions_Energy_Content_kBtu_Unit,IFERROR(MATCH($CM$72&INDEX(RE_EC_EnergyTypes,MATCH($CM$72,INDEX(RE_EC_EnergyTypes,,1),0),2),Ref_UnitConversions_Energy_Units_Lookup,0),MATCH(\"All\"&INDEX(RE_EC_EnergyTypes,MATCH($CM$72,INDEX(RE_EC_EnergyTypes,,1),0),2),Ref_UnitConversions_Energy_Units_Lookup,0)),)/CM91,\"\")","v":""},"",{"$f":"IF(OR($F91=\"X\",$F91=\"x\"),IF(INDEX(BPF_Summary_Lookup,MATCH($B91,INDEX(BPF_Summary_Lookup,,#REF!),0),#REF!)=FALSE,\"\",INDEX(BPF_Summary_Lookup,MATCH($B91,INDEX(BPF_Summary_Lookup,,#REF!),0),#REF!)),\"\")","v":""},{"$f":"IF(OR($F91=\"X\",$F91=\"x\"),IF(INDEX(BPF_Summary_Lookup,MATCH($B91,INDEX(BPF_Summary_Lookup,,#REF!),0),#REF!)=FALSE,\"\",INDEX(BPF_Summary_Lookup,MATCH($B91,INDEX(BPF_Summary_Lookup,,#REF!),0),#REF!)),\"\")","v":""},{"$f":"IFERROR(INDEX(Ref_UnitConversions_Energy_Content_kBtu_Unit,IFERROR(MATCH($CL$72&INDEX(RE_EC_EnergyTypes,MATCH($CL$72,INDEX(RE_EC_EnergyTypes,,1),0),2),Ref_UnitConversions_Energy_Units_Lookup,0),MATCH(\"All\"&INDEX(RE_EC_EnergyTypes,MATCH($CL$72,INDEX(RE_EC_EnergyTypes,,1),0),2),Ref_UnitConversions_Energy_Units_Lookup,0)),),\"\")","v":3.4119999999999999},"",{"$f":"IFERROR(INDEX(Ref_UnitConversions_Energy_Content_kBtu_Unit,IFERROR(MATCH($CM$72&INDEX(RE_EC_EnergyTypes,MATCH($CM$72,INDEX(RE_EC_EnergyTypes,,1),0),2),Ref_UnitConversions_Energy_Units_Lookup,0),MATCH(\"All\"&INDEX(RE_EC_EnergyTypes,MATCH($CM$72,INDEX(RE_EC_EnergyTypes,,1),0),2),Ref_UnitConversions_Energy_Units_Lookup,0)),),\"\")","v":102.9},""]
[null,19,{"$f":"IF(INDEX(ProgSetup_Program_List,B92,)=\"\",5/0, IF(ProgSetup_Miscellaneous_Customization=TRUE,1,5/0))","v":{"$error":"#DIV/0!"}},null,{"$f":"INDEX(ProgSetup_Program_List,B92,1)& \"\"","v":""},null,{"$f":"IF(OR($F92=\"X\",$F92=\"x\"),IF(G$68=\"\",\"\",IF(INDEX(BPF_Summary_Lookup,MATCH($B92,INDEX(BPF_Summary_Lookup,,#REF!),0),#REF!)=FALSE,\"\",IF(G$68=\"Electricity\",$CU92,IF(G$68=\"Natural Gas\",$CW92,\"\")))),\"\")","v":""},{"$f":"IF(OR($F92=\"X\",$F92=\"x\"),IF(INDEX(BPF_Summary_Lookup,MATCH($B92,INDEX(BPF_Summary_Lookup,,#REF!),0),#REF!)=FALSE,\"\",IF(H$68=\"Electricity\",INDEX(BPF_Summary_Lookup,MATCH($B92,INDEX(BPF_Summary_Lookup,,#REF!),0),#REF!)*1000*0.000453592,IF(H$68=\"Natural Gas\",INDEX(BPF_Summary_Lookup,MATCH($B92,INDEX(BPF_Summary_Lookup,,#REF!),0),#REF!)*1000*0.000453592,\"\"))),\"\")","v":""},{"$f":"IF(OR($F92=\"X\",$F92=\"x\"),IF(INDEX(BPF_Summary_Lookup,MATCH($B92,INDEX(BPF_Summary_Lookup,,#REF!),0),#REF!)=FALSE,\"\",IF(I$68=\"Electricity\",INDEX(BPF_Summary_Lookup,MATCH($B92,INDEX(BPF_Summary_Lookup,,#REF!),0),#REF!),IF(I$68=\"Natural Gas\",INDEX(BPF_Summary_Lookup,MATCH($B92,INDEX(BPF_Summary_Lookup,,#REF!),0),#REF!),\"\"))),\"\")","v":""},{"$f":"IF(OR($F92=\"X\",$F92=\"x\"),IF(J$68=\"\",\"\",IF(INDEX(BPF_Summary_Lookup,MATCH($B92,INDEX(BPF_Summary_Lookup,,#REF!),0),#REF!)=FALSE,\"\",IF(J$68=\"Electricity\",$CO92,IF(J$68=\"Natural Gas\",$CQ92,\"\")))),\"\")","v":""},{"$f":"IF(OR($F92=\"X\",$F92=\"x\"),IF(K$68=\"\",\"\",IF(INDEX(BPF_Summary_Lookup,MATCH($B92,INDEX(BPF_Summary_Lookup,,#REF!),0),#REF!)=FALSE,\"\",IF(K$68=\"Electricity\",$CU92,IF(K$68=\"Natural Gas\",$CW92,\"\")))),\"\")","v":""},{"$f":"IF(OR($F92=\"X\",$F92=\"x\"),IF(INDEX(BPF_Summary_Lookup,MATCH($B92,INDEX(BPF_Summary_Lookup,,#REF!),0),#REF!)=FALSE,\"\",IF(L$68=\"Electricity\",INDEX(BPF_Summary_Lookup,MATCH($B92,INDEX(BPF_Summary_Lookup,,#REF!),0),#REF!)*1000*0.000453592,IF(L$68=\"Natural Gas\",INDEX(BPF_Summary_Lookup,MATCH($B92,INDEX(BPF_Summary_Lookup,,#REF!),0),#REF!)*1000*0.000453592,\"\"))),\"\")","v":""},{"$f":"IF(OR($F92=\"X\",$F92=\"x\"),IF(INDEX(BPF_Summary_Lookup,MATCH($B92,INDEX(BPF_Summary_Lookup,,#REF!),0),#REF!)=FALSE,\"\",IF(M$68=\"Electricity\",INDEX(BPF_Summary_Lookup,MATCH($B92,INDEX(BPF_Summary_Lookup,,#REF!),0),#REF!),IF(M$68=\"Natural Gas\",INDEX(BPF_Summary_Lookup,MATCH($B92,INDEX(BPF_Summary_Lookup,,#REF!),0),#REF!),\"\"))),\"\")","v":""},{"$f":"IF(OR($F92=\"X\",$F92=\"x\"),IF(N$68=\"\",\"\",IF(INDEX(BPF_Summary_Lookup,MATCH($B92,INDEX(BPF_Summary_Lookup,,#REF!),0),#REF!)=FALSE,\"\",IF(N$68=\"Electricity\",$CO92,IF(N$68=\"Natural Gas\",$CQ92,\"\")))),\"\")","v":""},{"$f":"IF(OR($F92=\"X\",$F92=\"x\"),IF(O$68=\"\",\"\",IF(INDEX(BPF_Summary_Lookup,MATCH($B92,INDEX(BPF_Summary_Lookup,,#REF!),0),#REF!)=FALSE,\"\",IF(O$68=\"Electricity\",$CU92,IF(O$68=\"Natural Gas\",$CW92,\"\")))),\"\")","v":""},{"$f":"IF(OR($F92=\"X\",$F92=\"x\"),IF(INDEX(BPF_Summary_Lookup,MATCH($B92,INDEX(BPF_Summary_Lookup,,#REF!),0),#REF!)=FALSE,\"\",IF(P$68=\"Electricity\",INDEX(BPF_Summary_Lookup,MATCH($B92,INDEX(BPF_Summary_Lookup,,#REF!),0),#REF!)*1000*0.000453592,IF(P$68=\"Natural Gas\",INDEX(BPF_Summary_Lookup,MATCH($B92,INDEX(BPF_Summary_Lookup,,#REF!),0),#REF!)*1000*0.000453592,\"\"))),\"\")","v":""},{"$f":"IF(OR($F92=\"X\",$F92=\"x\"),IF(INDEX(BPF_Summary_Lookup,MATCH($B92,INDEX(BPF_Summary_Lookup,,#REF!),0),#REF!)=FALSE,\"\",IF(Q$68=\"Electricity\",INDEX(BPF_Summary_Lookup,MATCH($B92,INDEX(BPF_Summary_Lookup,,#REF!),0),#REF!),IF(Q$68=\"Natural Gas\",INDEX(BPF_Summary_Lookup,MATCH($B92,INDEX(BPF_Summary_Lookup,,#REF!),0),#REF!),\"\"))),\"\")","v":""},{"$f":"IF(OR($F92=\"X\",$F92=\"x\"),IF(R$68=\"\",\"\",IF(INDEX(BPF_Summary_Lookup,MATCH($B92,INDEX(BPF_Summary_Lookup,,#REF!),0),#REF!)=FALSE,\"\",IF(R$68=\"Electricity\",$CO92,IF(R$68=\"Natural Gas\",$CQ92,\"\")))),\"\")","v":""},{"$f":"IF(OR($F92=\"X\",$F92=\"x\"),IF(S$68=\"\",\"\",IF(INDEX(BPF_Summary_Lookup,MATCH($B92,INDEX(BPF_Summary_Lookup,,#REF!),0),#REF!)=FALSE,\"\",IF(S$68=\"Electricity\",$CU92,IF(S$68=\"Natural Gas\",$CW92,\"\")))),\"\")","v":""},{"$f":"IF(OR($F92=\"X\",$F92=\"x\"),IF(INDEX(BPF_Summary_Lookup,MATCH($B92,INDEX(BPF_Summary_Lookup,,#REF!),0),#REF!)=FALSE,\"\",IF(T$68=\"Electricity\",INDEX(BPF_Summary_Lookup,MATCH($B92,INDEX(BPF_Summary_Lookup,,#REF!),0),#REF!)*1000*0.000453592,IF(T$68=\"Natural Gas\",INDEX(BPF_Summary_Lookup,MATCH($B92,INDEX(BPF_Summary_Lookup,,#REF!),0),#REF!)*1000*0.000453592,\"\"))),\"\")","v":""},{"$f":"IF(OR($F92=\"X\",$F92=\"x\"),IF(INDEX(BPF_Summary_Lookup,MATCH($B92,INDEX(BPF_Summary_Lookup,,#REF!),0),#REF!)=FALSE,\"\",IF(U$68=\"Electricity\",INDEX(BPF_Summary_Lookup,MATCH($B92,INDEX(BPF_Summary_Lookup,,#REF!),0),#REF!),IF(U$68=\"Natural Gas\",INDEX(BPF_Summary_Lookup,MATCH($B92,INDEX(BPF_Summary_Lookup,,#REF!),0),#REF!),\"\"))),\"\")","v":""},{"$f":"IF(OR($F92=\"X\",$F92=\"x\"),IF(V$68=\"\",\"\",IF(INDEX(BPF_Summary_Lookup,MATCH($B92,INDEX(BPF_Summary_Lookup,,#REF!),0),#REF!)=FALSE,\"\",IF(V$68=\"Electricity\",$CO92,IF(V$68=\"Natural Gas\",$CQ92,\"\")))),\"\")","v":""},{"$f":"IF(OR($F92=\"X\",$F92=\"x\"),IF(W$68=\"\",\"\",IF(INDEX(BPF_Summary_Lookup,MATCH($B92,INDEX(BPF_Summary_Lookup,,#REF!),0),#REF!)=FALSE,\"\",IF(W$68=\"Electricity\",$CU92,IF(W$68=\"Natural Gas\",$CW92,\"\")))),\"\")","v":""},{"$f":"IF(OR($F92=\"X\",$F92=\"x\"),IF(INDEX(BPF_Summary_Lookup,MATCH($B92,INDEX(BPF_Summary_Lookup,,#REF!),0),#REF!)=FALSE,\"\",IF(X$68=\"Electricity\",INDEX(BPF_Summary_Lookup,MATCH($B92,INDEX(BPF_Summary_Lookup,,#REF!),0),#REF!)*1000*0.000453592,IF(X$68=\"Natural Gas\",INDEX(BPF_Summary_Lookup,MATCH($B92,INDEX(BPF_Summary_Lookup,,#REF!),0),#REF!)*1000*0.000453592,\"\"))),\"\")","v":""},{"$f":"IF(OR($F92=\"X\",$F92=\"x\"),IF(INDEX(BPF_Summary_Lookup,MATCH($B92,INDEX(BPF_Summary_Lookup,,#REF!),0),#REF!)=FALSE,\"\",IF(Y$68=\"Electricity\",INDEX(BPF_Summary_Lookup,MATCH($B92,INDEX(BPF_Summary_Lookup,,#REF!),0),#REF!),IF(Y$68=\"Natural Gas\",INDEX(BPF_Summary_Lookup,MATCH($B92,INDEX(BPF_Summary_Lookup,,#REF!),0),#REF!),\"\"))),\"\")","v":""},{"$f":"IF(OR($F92=\"X\",$F92=\"x\"),IF(Z$68=\"\",\"\",IF(INDEX(BPF_Summary_Lookup,MATCH($B92,INDEX(BPF_Summary_Lookup,,#REF!),0),#REF!)=FALSE,\"\",IF(Z$68=\"Electricity\",$CO92,IF(Z$68=\"Natural Gas\",$CQ92,\"\")))),\"\")","v":""},{"$f":"IF(OR($F92=\"X\",$F92=\"x\"),IF(AA$68=\"\",\"\",IF(INDEX(BPF_Summary_Lookup,MATCH($B92,INDEX(BPF_Summary_Lookup,,#REF!),0),#REF!)=FALSE,\"\",IF(AA$68=\"Electricity\",$CU92,IF(AA$68=\"Natural Gas\",$CW92,\"\")))),\"\")","v":""},{"$f":"IF(OR($F92=\"X\",$F92=\"x\"),IF(INDEX(BPF_Summary_Lookup,MATCH($B92,INDEX(BPF_Summary_Lookup,,#REF!),0),#REF!)=FALSE,\"\",IF(AB$68=\"Electricity\",INDEX(BPF_Summary_Lookup,MATCH($B92,INDEX(BPF_Summary_Lookup,,#REF!),0),#REF!)*1000*0.000453592,IF(AB$68=\"Natural Gas\",INDEX(BPF_Summary_Lookup,MATCH($B92,INDEX(BPF_Summary_Lookup,,#REF!),0),#REF!)*1000*0.000453592,\"\"))),\"\")","v":""},{"$f":"IF(OR($F92=\"X\",$F92=\"x\"),IF(INDEX(BPF_Summary_Lookup,MATCH($B92,INDEX(BPF_Summary_Lookup,,#REF!),0),#REF!)=FALSE,\"\",IF(AC$68=\"Electricity\",INDEX(BPF_Summary_Lookup,MATCH($B92,INDEX(BPF_Summary_Lookup,,#REF!),0),#REF!),IF(AC$68=\"Natural Gas\",INDEX(BPF_Summary_Lookup,MATCH($B92,INDEX(BPF_Summary_Lookup,,#REF!),0),#REF!),\"\"))),\"\")","v":""},{"$f":"IF(OR($F92=\"X\",$F92=\"x\"),IF(AD$68=\"\",\"\",IF(INDEX(BPF_Summary_Lookup,MATCH($B92,INDEX(BPF_Summary_Lookup,,#REF!),0),#REF!)=FALSE,\"\",IF(AD$68=\"Electricity\",$CO92,IF(AD$68=\"Natural Gas\",$CQ92,\"\")))),\"\")","v":""},{"$f":"IF(OR($F92=\"X\",$F92=\"x\"),IF(AE$68=\"\",\"\",IF(INDEX(BPF_Summary_Lookup,MATCH($B92,INDEX(BPF_Summary_Lookup,,#REF!),0),#REF!)=FALSE,\"\",IF(AE$68=\"Electricity\",$CU92,IF(AE$68=\"Natural Gas\",$CW92,\"\")))),\"\")","v":""},{"$f":"IF(OR($F92=\"X\",$F92=\"x\"),IF(INDEX(BPF_Summary_Lookup,MATCH($B92,INDEX(BPF_Summary_Lookup,,#REF!),0),#REF!)=FALSE,\"\",IF(AF$68=\"Electricity\",INDEX(BPF_Summary_Lookup,MATCH($B92,INDEX(BPF_Summary_Lookup,,#REF!),0),#REF!)*1000*0.000453592,IF(AF$68=\"Natural Gas\",INDEX(BPF_Summary_Lookup,MATCH($B92,INDEX(BPF_Summary_Lookup,,#REF!),0),#REF!)*1000*0.000453592,\"\"))),\"\")","v":""},{"$f":"IF(OR($F92=\"X\",$F92=\"x\"),IF(INDEX(BPF_Summary_Lookup,MATCH($B92,INDEX(BPF_Summary_Lookup,,#REF!),0),#REF!)=FALSE,\"\",IF(AG$68=\"Electricity\",INDEX(BPF_Summary_Lookup,MATCH($B92,INDEX(BPF_Summary_Lookup,,#REF!),0),#REF!),IF(AG$68=\"Natural Gas\",INDEX(BPF_Summary_Lookup,MATCH($B92,INDEX(BPF_Summary_Lookup,,#REF!),0),#REF!),\"\"))),\"\")","v":""},{"$f":"IF(OR($F92=\"X\",$F92=\"x\"),IF(AH$68=\"\",\"\",IF(INDEX(BPF_Summary_Lookup,MATCH($B92,INDEX(BPF_Summary_Lookup,,#REF!),0),#REF!)=FALSE,\"\",IF(AH$68=\"Electricity\",$CO92,IF(AH$68=\"Natural Gas\",$CQ92,\"\")))),\"\")","v":""},{"$f":"IF(OR($F92=\"X\",$F92=\"x\"),IF(AI$68=\"\",\"\",IF(INDEX(BPF_Summary_Lookup,MATCH($B92,INDEX(BPF_Summary_Lookup,,#REF!),0),#REF!)=FALSE,\"\",IF(AI$68=\"Electricity\",$CU92,IF(AI$68=\"Natural Gas\",$CW92,\"\")))),\"\")","v":""},{"$f":"IF(OR($F92=\"X\",$F92=\"x\"),IF(INDEX(BPF_Summary_Lookup,MATCH($B92,INDEX(BPF_Summary_Lookup,,#REF!),0),#REF!)=FALSE,\"\",IF(AJ$68=\"Electricity\",INDEX(BPF_Summary_Lookup,MATCH($B92,INDEX(BPF_Summary_Lookup,,#REF!),0),#REF!)*1000*0.000453592,IF(AJ$68=\"Natural Gas\",INDEX(BPF_Summary_Lookup,MATCH($B92,INDEX(BPF_Summary_Lookup,,#REF!),0),#REF!)*1000*0.000453592,\"\"))),\"\")","v":""},{"$f":"IF(OR($F92=\"X\",$F92=\"x\"),IF(INDEX(BPF_Summary_Lookup,MATCH($B92,INDEX(BPF_Summary_Lookup,,#REF!),0),#REF!)=FALSE,\"\",IF(AK$68=\"Electricity\",INDEX(BPF_Summary_Lookup,MATCH($B92,INDEX(BPF_Summary_Lookup,,#REF!),0),#REF!),IF(AK$68=\"Natural Gas\",INDEX(BPF_Summary_Lookup,MATCH($B92,INDEX(BPF_Summary_Lookup,,#REF!),0),#REF!),\"\"))),\"\")","v":""},{"$f":"IF(OR($F92=\"X\",$F92=\"x\"),IF(AL$68=\"\",\"\",IF(INDEX(BPF_Summary_Lookup,MATCH($B92,INDEX(BPF_Summary_Lookup,,#REF!),0),#REF!)=FALSE,\"\",IF(AL$68=\"Electricity\",$CO92,IF(AL$68=\"Natural Gas\",$CQ92,\"\")))),\"\")","v":""},{"$f":"IF(OR($F92=\"X\",$F92=\"x\"),IF(AM$68=\"\",\"\",IF(INDEX(BPF_Summary_Lookup,MATCH($B92,INDEX(BPF_Summary_Lookup,,#REF!),0),#REF!)=FALSE,\"\",IF(AM$68=\"Electricity\",$CU92,IF(AM$68=\"Natural Gas\",$CW92,\"\")))),\"\")","v":""},{"$f":"IF(OR($F92=\"X\",$F92=\"x\"),IF(INDEX(BPF_Summary_Lookup,MATCH($B92,INDEX(BPF_Summary_Lookup,,#REF!),0),#REF!)=FALSE,\"\",IF(AN$68=\"Electricity\",INDEX(BPF_Summary_Lookup,MATCH($B92,INDEX(BPF_Summary_Lookup,,#REF!),0),#REF!)*1000*0.000453592,IF(AN$68=\"Natural Gas\",INDEX(BPF_Summary_Lookup,MATCH($B92,INDEX(BPF_Summary_Lookup,,#REF!),0),#REF!)*1000*0.000453592,\"\"))),\"\")","v":""},{"$f":"IF(OR($F92=\"X\",$F92=\"x\"),IF(INDEX(BPF_Summary_Lookup,MATCH($B92,INDEX(BPF_Summary_Lookup,,#REF!),0),#REF!)=FALSE,\"\",IF(AO$68=\"Electricity\",INDEX(BPF_Summary_Lookup,MATCH($B92,INDEX(BPF_Summary_Lookup,,#REF!),0),#REF!),IF(AO$68=\"Natural Gas\",INDEX(BPF_Summary_Lookup,MATCH($B92,INDEX(BPF_Summary_Lookup,,#REF!),0),#REF!),\"\"))),\"\")","v":""},{"$f":"IF(OR($F92=\"X\",$F92=\"x\"),IF(AP$68=\"\",\"\",IF(INDEX(BPF_Summary_Lookup,MATCH($B92,INDEX(BPF_Summary_Lookup,,#REF!),0),#REF!)=FALSE,\"\",IF(AP$68=\"Electricity\",$CO92,IF(AP$68=\"Natural Gas\",$CQ92,\"\")))),\"\")","v":""},{"$f":"IF(OR($F92=\"X\",$F92=\"x\"),IF(AQ$68=\"\",\"\",IF(INDEX(BPF_Summary_Lookup,MATCH($B92,INDEX(BPF_Summary_Lookup,,#REF!),0),#REF!)=FALSE,\"\",IF(AQ$68=\"Electricity\",$CU92,IF(AQ$68=\"Natural Gas\",$CW92,\"\")))),\"\")","v":""},{"$f":"IF(OR($F92=\"X\",$F92=\"x\"),IF(INDEX(BPF_Summary_Lookup,MATCH($B92,INDEX(BPF_Summary_Lookup,,#REF!),0),#REF!)=FALSE,\"\",IF(AR$68=\"Electricity\",INDEX(BPF_Summary_Lookup,MATCH($B92,INDEX(BPF_Summary_Lookup,,#REF!),0),#REF!)*1000*0.000453592,IF(AR$68=\"Natural Gas\",INDEX(BPF_Summary_Lookup,MATCH($B92,INDEX(BPF_Summary_Lookup,,#REF!),0),#REF!)*1000*0.000453592,\"\"))),\"\")","v":""},{"$f":"IF(OR($F92=\"X\",$F92=\"x\"),IF(INDEX(BPF_Summary_Lookup,MATCH($B92,INDEX(BPF_Summary_Lookup,,#REF!),0),#REF!)=FALSE,\"\",IF(AS$68=\"Electricity\",INDEX(BPF_Summary_Lookup,MATCH($B92,INDEX(BPF_Summary_Lookup,,#REF!),0),#REF!),IF(AS$68=\"Natural Gas\",INDEX(BPF_Summary_Lookup,MATCH($B92,INDEX(BPF_Summary_Lookup,,#REF!),0),#REF!),\"\"))),\"\")","v":""},{"$f":"IF(OR($F92=\"X\",$F92=\"x\"),IF(AT$68=\"\",\"\",IF(INDEX(BPF_Summary_Lookup,MATCH($B92,INDEX(BPF_Summary_Lookup,,#REF!),0),#REF!)=FALSE,\"\",IF(AT$68=\"Electricity\",$CO92,IF(AT$68=\"Natural Gas\",$CQ92,\"\")))),\"\")","v":""},null,null,null,{"$f":"IF(OR($F92=\"X\",$F92=\"x\"),IF(G$68=\"\",\"\",IF(INDEX(BPF_Summary_Lookup,MATCH($B92,INDEX(BPF_Summary_Lookup,,#REF!),0),#REF!)=FALSE,\"\",IF(G$68=\"Electricity\",$CU92,IF(G$68=\"Natural Gas\",$CW92,\"\")))),\"\")","v":""},{"$f":"IF(OR($F92=\"X\",$F92=\"x\"),IF(INDEX(BPF_Summary_Lookup,MATCH($B92,INDEX(BPF_Summary_Lookup,,#REF!),0),#REF!)=FALSE,\"\",IF(H$68=\"Electricity\",INDEX(BPF_Summary_Lookup,MATCH($B92,INDEX(BPF_Summary_Lookup,,#REF!),0),#REF!)*1000*0.000453592,IF(H$68=\"Natural Gas\",INDEX(BPF_Summary_Lookup,MATCH($B92,INDEX(BPF_Summary_Lookup,,#REF!),0),#REF!)*1000*0.000453592,\"\"))),\"\")","v":""},{"$f":"IF(OR($F92=\"X\",$F92=\"x\"),IF(INDEX(BPF_Summary_Lookup,MATCH($B92,INDEX(BPF_Summary_Lookup,,#REF!),0),#REF!)=FALSE,\"\",IF(I$68=\"Electricity\",INDEX(BPF_Summary_Lookup,MATCH($B92,INDEX(BPF_Summary_Lookup,,#REF!),0),#REF!),IF(I$68=\"Natural Gas\",INDEX(BPF_Summary_Lookup,MATCH($B92,INDEX(BPF_Summary_Lookup,,#REF!),0),#REF!),\"\"))),\"\")","v":""},{"$f":"IF(OR($F92=\"X\",$F92=\"x\"),IF(J$68=\"\",\"\",IF(INDEX(BPF_Summary_Lookup,MATCH($B92,INDEX(BPF_Summary_Lookup,,#REF!),0),#REF!)=FALSE,\"\",IF(J$68=\"Electricity\",$CO92,IF(J$68=\"Natural Gas\",$CQ92,\"\")))),\"\")","v":""},{"$f":"IF(OR($F92=\"X\",$F92=\"x\"),IF(K$68=\"\",\"\",IF(INDEX(BPF_Summary_Lookup,MATCH($B92,INDEX(BPF_Summary_Lookup,,#REF!),0),#REF!)=FALSE,\"\",IF(K$68=\"Electricity\",$CU92,IF(K$68=\"Natural Gas\",$CW92,\"\")))),\"\")","v":""},{"$f":"IF(OR($F92=\"X\",$F92=\"x\"),IF(INDEX(BPF_Summary_Lookup,MATCH($B92,INDEX(BPF_Summary_Lookup,,#REF!),0),#REF!)=FALSE,\"\",IF(L$68=\"Electricity\",INDEX(BPF_Summary_Lookup,MATCH($B92,INDEX(BPF_Summary_Lookup,,#REF!),0),#REF!)*1000*0.000453592,IF(L$68=\"Natural Gas\",INDEX(BPF_Summary_Lookup,MATCH($B92,INDEX(BPF_Summary_Lookup,,#REF!),0),#REF!)*1000*0.000453592,\"\"))),\"\")","v":""},{"$f":"IF(OR($F92=\"X\",$F92=\"x\"),IF(INDEX(BPF_Summary_Lookup,MATCH($B92,INDEX(BPF_Summary_Lookup,,#REF!),0),#REF!)=FALSE,\"\",IF(M$68=\"Electricity\",INDEX(BPF_Summary_Lookup,MATCH($B92,INDEX(BPF_Summary_Lookup,,#REF!),0),#REF!),IF(M$68=\"Natural Gas\",INDEX(BPF_Summary_Lookup,MATCH($B92,INDEX(BPF_Summary_Lookup,,#REF!),0),#REF!),\"\"))),\"\")","v":""},{"$f":"IF(OR($F92=\"X\",$F92=\"x\"),IF(N$68=\"\",\"\",IF(INDEX(BPF_Summary_Lookup,MATCH($B92,INDEX(BPF_Summary_Lookup,,#REF!),0),#REF!)=FALSE,\"\",IF(N$68=\"Electricity\",$CO92,IF(N$68=\"Natural Gas\",$CQ92,\"\")))),\"\")","v":""},{"$f":"IF(OR($F92=\"X\",$F92=\"x\"),IF(O$68=\"\",\"\",IF(INDEX(BPF_Summary_Lookup,MATCH($B92,INDEX(BPF_Summary_Lookup,,#REF!),0),#REF!)=FALSE,\"\",IF(O$68=\"Electricity\",$CU92,IF(O$68=\"Natural Gas\",$CW92,\"\")))),\"\")","v":""},{"$f":"IF(OR($F92=\"X\",$F92=\"x\"),IF(INDEX(BPF_Summary_Lookup,MATCH($B92,INDEX(BPF_Summary_Lookup,,#REF!),0),#REF!)=FALSE,\"\",IF(P$68=\"Electricity\",INDEX(BPF_Summary_Lookup,MATCH($B92,INDEX(BPF_Summary_Lookup,,#REF!),0),#REF!)*1000*0.000453592,IF(P$68=\"Natural Gas\",INDEX(BPF_Summary_Lookup,MATCH($B92,INDEX(BPF_Summary_Lookup,,#REF!),0),#REF!)*1000*0.000453592,\"\"))),\"\")","v":""},{"$f":"IF(OR($F92=\"X\",$F92=\"x\"),IF(INDEX(BPF_Summary_Lookup,MATCH($B92,INDEX(BPF_Summary_Lookup,,#REF!),0),#REF!)=FALSE,\"\",IF(Q$68=\"Electricity\",INDEX(BPF_Summary_Lookup,MATCH($B92,INDEX(BPF_Summary_Lookup,,#REF!),0),#REF!),IF(Q$68=\"Natural Gas\",INDEX(BPF_Summary_Lookup,MATCH($B92,INDEX(BPF_Summary_Lookup,,#REF!),0),#REF!),\"\"))),\"\")","v":""},{"$f":"IF(OR($F92=\"X\",$F92=\"x\"),IF(R$68=\"\",\"\",IF(INDEX(BPF_Summary_Lookup,MATCH($B92,INDEX(BPF_Summary_Lookup,,#REF!),0),#REF!)=FALSE,\"\",IF(R$68=\"Electricity\",$CO92,IF(R$68=\"Natural Gas\",$CQ92,\"\")))),\"\")","v":""},{"$f":"IF(OR($F92=\"X\",$F92=\"x\"),IF(S$68=\"\",\"\",IF(INDEX(BPF_Summary_Lookup,MATCH($B92,INDEX(BPF_Summary_Lookup,,#REF!),0),#REF!)=FALSE,\"\",IF(S$68=\"Electricity\",$CU92,IF(S$68=\"Natural Gas\",$CW92,\"\")))),\"\")","v":""},{"$f":"IF(OR($F92=\"X\",$F92=\"x\"),IF(INDEX(BPF_Summary_Lookup,MATCH($B92,INDEX(BPF_Summary_Lookup,,#REF!),0),#REF!)=FALSE,\"\",IF(T$68=\"Electricity\",INDEX(BPF_Summary_Lookup,MATCH($B92,INDEX(BPF_Summary_Lookup,,#REF!),0),#REF!)*1000*0.000453592,IF(T$68=\"Natural Gas\",INDEX(BPF_Summary_Lookup,MATCH($B92,INDEX(BPF_Summary_Lookup,,#REF!),0),#REF!)*1000*0.000453592,\"\"))),\"\")","v":""},{"$f":"IF(OR($F92=\"X\",$F92=\"x\"),IF(INDEX(BPF_Summary_Lookup,MATCH($B92,INDEX(BPF_Summary_Lookup,,#REF!),0),#REF!)=FALSE,\"\",IF(U$68=\"Electricity\",INDEX(BPF_Summary_Lookup,MATCH($B92,INDEX(BPF_Summary_Lookup,,#REF!),0),#REF!),IF(U$68=\"Natural Gas\",INDEX(BPF_Summary_Lookup,MATCH($B92,INDEX(BPF_Summary_Lookup,,#REF!),0),#REF!),\"\"))),\"\")","v":""},{"$f":"IF(OR($F92=\"X\",$F92=\"x\"),IF(V$68=\"\",\"\",IF(INDEX(BPF_Summary_Lookup,MATCH($B92,INDEX(BPF_Summary_Lookup,,#REF!),0),#REF!)=FALSE,\"\",IF(V$68=\"Electricity\",$CO92,IF(V$68=\"Natural Gas\",$CQ92,\"\")))),\"\")","v":""},{"$f":"IF(OR($F92=\"X\",$F92=\"x\"),IF(W$68=\"\",\"\",IF(INDEX(BPF_Summary_Lookup,MATCH($B92,INDEX(BPF_Summary_Lookup,,#REF!),0),#REF!)=FALSE,\"\",IF(W$68=\"Electricity\",$CU92,IF(W$68=\"Natural Gas\",$CW92,\"\")))),\"\")","v":""},{"$f":"IF(OR($F92=\"X\",$F92=\"x\"),IF(INDEX(BPF_Summary_Lookup,MATCH($B92,INDEX(BPF_Summary_Lookup,,#REF!),0),#REF!)=FALSE,\"\",IF(X$68=\"Electricity\",INDEX(BPF_Summary_Lookup,MATCH($B92,INDEX(BPF_Summary_Lookup,,#REF!),0),#REF!)*1000*0.000453592,IF(X$68=\"Natural Gas\",INDEX(BPF_Summary_Lookup,MATCH($B92,INDEX(BPF_Summary_Lookup,,#REF!),0),#REF!)*1000*0.000453592,\"\"))),\"\")","v":""},{"$f":"IF(OR($F92=\"X\",$F92=\"x\"),IF(INDEX(BPF_Summary_Lookup,MATCH($B92,INDEX(BPF_Summary_Lookup,,#REF!),0),#REF!)=FALSE,\"\",IF(Y$68=\"Electricity\",INDEX(BPF_Summary_Lookup,MATCH($B92,INDEX(BPF_Summary_Lookup,,#REF!),0),#REF!),IF(Y$68=\"Natural Gas\",INDEX(BPF_Summary_Lookup,MATCH($B92,INDEX(BPF_Summary_Lookup,,#REF!),0),#REF!),\"\"))),\"\")","v":""},{"$f":"IF(OR($F92=\"X\",$F92=\"x\"),IF(Z$68=\"\",\"\",IF(INDEX(BPF_Summary_Lookup,MATCH($B92,INDEX(BPF_Summary_Lookup,,#REF!),0),#REF!)=FALSE,\"\",IF(Z$68=\"Electricity\",$CO92,IF(Z$68=\"Natural Gas\",$CQ92,\"\")))),\"\")","v":""},{"$f":"IF(OR($F92=\"X\",$F92=\"x\"),IF(AA$68=\"\",\"\",IF(INDEX(BPF_Summary_Lookup,MATCH($B92,INDEX(BPF_Summary_Lookup,,#REF!),0),#REF!)=FALSE,\"\",IF(AA$68=\"Electricity\",$CU92,IF(AA$68=\"Natural Gas\",$CW92,\"\")))),\"\")","v":""},{"$f":"IF(OR($F92=\"X\",$F92=\"x\"),IF(INDEX(BPF_Summary_Lookup,MATCH($B92,INDEX(BPF_Summary_Lookup,,#REF!),0),#REF!)=FALSE,\"\",IF(AB$68=\"Electricity\",INDEX(BPF_Summary_Lookup,MATCH($B92,INDEX(BPF_Summary_Lookup,,#REF!),0),#REF!)*1000*0.000453592,IF(AB$68=\"Natural Gas\",INDEX(BPF_Summary_Lookup,MATCH($B92,INDEX(BPF_Summary_Lookup,,#REF!),0),#REF!)*1000*0.000453592,\"\"))),\"\")","v":""},{"$f":"IF(OR($F92=\"X\",$F92=\"x\"),IF(INDEX(BPF_Summary_Lookup,MATCH($B92,INDEX(BPF_Summary_Lookup,,#REF!),0),#REF!)=FALSE,\"\",IF(AC$68=\"Electricity\",INDEX(BPF_Summary_Lookup,MATCH($B92,INDEX(BPF_Summary_Lookup,,#REF!),0),#REF!),IF(AC$68=\"Natural Gas\",INDEX(BPF_Summary_Lookup,MATCH($B92,INDEX(BPF_Summary_Lookup,,#REF!),0),#REF!),\"\"))),\"\")","v":""},{"$f":"IF(OR($F92=\"X\",$F92=\"x\"),IF(AD$68=\"\",\"\",IF(INDEX(BPF_Summary_Lookup,MATCH($B92,INDEX(BPF_Summary_Lookup,,#REF!),0),#REF!)=FALSE,\"\",IF(AD$68=\"Electricity\",$CO92,IF(AD$68=\"Natural Gas\",$CQ92,\"\")))),\"\")","v":""},{"$f":"IF(OR($F92=\"X\",$F92=\"x\"),IF(AE$68=\"\",\"\",IF(INDEX(BPF_Summary_Lookup,MATCH($B92,INDEX(BPF_Summary_Lookup,,#REF!),0),#REF!)=FALSE,\"\",IF(AE$68=\"Electricity\",$CU92,IF(AE$68=\"Natural Gas\",$CW92,\"\")))),\"\")","v":""},{"$f":"IF(OR($F92=\"X\",$F92=\"x\"),IF(INDEX(BPF_Summary_Lookup,MATCH($B92,INDEX(BPF_Summary_Lookup,,#REF!),0),#REF!)=FALSE,\"\",IF(AF$68=\"Electricity\",INDEX(BPF_Summary_Lookup,MATCH($B92,INDEX(BPF_Summary_Lookup,,#REF!),0),#REF!)*1000*0.000453592,IF(AF$68=\"Natural Gas\",INDEX(BPF_Summary_Lookup,MATCH($B92,INDEX(BPF_Summary_Lookup,,#REF!),0),#REF!)*1000*0.000453592,\"\"))),\"\")","v":""},{"$f":"IF(OR($F92=\"X\",$F92=\"x\"),IF(INDEX(BPF_Summary_Lookup,MATCH($B92,INDEX(BPF_Summary_Lookup,,#REF!),0),#REF!)=FALSE,\"\",IF(AG$68=\"Electricity\",INDEX(BPF_Summary_Lookup,MATCH($B92,INDEX(BPF_Summary_Lookup,,#REF!),0),#REF!),IF(AG$68=\"Natural Gas\",INDEX(BPF_Summary_Lookup,MATCH($B92,INDEX(BPF_Summary_Lookup,,#REF!),0),#REF!),\"\"))),\"\")","v":""},{"$f":"IF(OR($F92=\"X\",$F92=\"x\"),IF(AH$68=\"\",\"\",IF(INDEX(BPF_Summary_Lookup,MATCH($B92,INDEX(BPF_Summary_Lookup,,#REF!),0),#REF!)=FALSE,\"\",IF(AH$68=\"Electricity\",$CO92,IF(AH$68=\"Natural Gas\",$CQ92,\"\")))),\"\")","v":""},{"$f":"IF(OR($F92=\"X\",$F92=\"x\"),IF(AI$68=\"\",\"\",IF(INDEX(BPF_Summary_Lookup,MATCH($B92,INDEX(BPF_Summary_Lookup,,#REF!),0),#REF!)=FALSE,\"\",IF(AI$68=\"Electricity\",$CU92,IF(AI$68=\"Natural Gas\",$CW92,\"\")))),\"\")","v":""},{"$f":"IF(OR($F92=\"X\",$F92=\"x\"),IF(INDEX(BPF_Summary_Lookup,MATCH($B92,INDEX(BPF_Summary_Lookup,,#REF!),0),#REF!)=FALSE,\"\",IF(AJ$68=\"Electricity\",INDEX(BPF_Summary_Lookup,MATCH($B92,INDEX(BPF_Summary_Lookup,,#REF!),0),#REF!)*1000*0.000453592,IF(AJ$68=\"Natural Gas\",INDEX(BPF_Summary_Lookup,MATCH($B92,INDEX(BPF_Summary_Lookup,,#REF!),0),#REF!)*1000*0.000453592,\"\"))),\"\")","v":""},{"$f":"IF(OR($F92=\"X\",$F92=\"x\"),IF(INDEX(BPF_Summary_Lookup,MATCH($B92,INDEX(BPF_Summary_Lookup,,#REF!),0),#REF!)=FALSE,\"\",IF(AK$68=\"Electricity\",INDEX(BPF_Summary_Lookup,MATCH($B92,INDEX(BPF_Summary_Lookup,,#REF!),0),#REF!),IF(AK$68=\"Natural Gas\",INDEX(BPF_Summary_Lookup,MATCH($B92,INDEX(BPF_Summary_Lookup,,#REF!),0),#REF!),\"\"))),\"\")","v":""},{"$f":"IF(OR($F92=\"X\",$F92=\"x\"),IF(AL$68=\"\",\"\",IF(INDEX(BPF_Summary_Lookup,MATCH($B92,INDEX(BPF_Summary_Lookup,,#REF!),0),#REF!)=FALSE,\"\",IF(AL$68=\"Electricity\",$CO92,IF(AL$68=\"Natural Gas\",$CQ92,\"\")))),\"\")","v":""},{"$f":"IF(OR($F92=\"X\",$F92=\"x\"),IF(AM$68=\"\",\"\",IF(INDEX(BPF_Summary_Lookup,MATCH($B92,INDEX(BPF_Summary_Lookup,,#REF!),0),#REF!)=FALSE,\"\",IF(AM$68=\"Electricity\",$CU92,IF(AM$68=\"Natural Gas\",$CW92,\"\")))),\"\")","v":""},{"$f":"IF(OR($F92=\"X\",$F92=\"x\"),IF(INDEX(BPF_Summary_Lookup,MATCH($B92,INDEX(BPF_Summary_Lookup,,#REF!),0),#REF!)=FALSE,\"\",IF(AN$68=\"Electricity\",INDEX(BPF_Summary_Lookup,MATCH($B92,INDEX(BPF_Summary_Lookup,,#REF!),0),#REF!)*1000*0.000453592,IF(AN$68=\"Natural Gas\",INDEX(BPF_Summary_Lookup,MATCH($B92,INDEX(BPF_Summary_Lookup,,#REF!),0),#REF!)*1000*0.000453592,\"\"))),\"\")","v":""},{"$f":"IF(OR($F92=\"X\",$F92=\"x\"),IF(INDEX(BPF_Summary_Lookup,MATCH($B92,INDEX(BPF_Summary_Lookup,,#REF!),0),#REF!)=FALSE,\"\",IF(AO$68=\"Electricity\",INDEX(BPF_Summary_Lookup,MATCH($B92,INDEX(BPF_Summary_Lookup,,#REF!),0),#REF!),IF(AO$68=\"Natural Gas\",INDEX(BPF_Summary_Lookup,MATCH($B92,INDEX(BPF_Summary_Lookup,,#REF!),0),#REF!),\"\"))),\"\")","v":""},{"$f":"IF(OR($F92=\"X\",$F92=\"x\"),IF(AP$68=\"\",\"\",IF(INDEX(BPF_Summary_Lookup,MATCH($B92,INDEX(BPF_Summary_Lookup,,#REF!),0),#REF!)=FALSE,\"\",IF(AP$68=\"Electricity\",$CO92,IF(AP$68=\"Natural Gas\",$CQ92,\"\")))),\"\")","v":""},{"$f":"IF(OR($F92=\"X\",$F92=\"x\"),IF(AQ$68=\"\",\"\",IF(INDEX(BPF_Summary_Lookup,MATCH($B92,INDEX(BPF_Summary_Lookup,,#REF!),0),#REF!)=FALSE,\"\",IF(AQ$68=\"Electricity\",$CU92,IF(AQ$68=\"Natural Gas\",$CW92,\"\")))),\"\")","v":""},{"$f":"IF(OR($F92=\"X\",$F92=\"x\"),IF(INDEX(BPF_Summary_Lookup,MATCH($B92,INDEX(BPF_Summary_Lookup,,#REF!),0),#REF!)=FALSE,\"\",IF(AR$68=\"Electricity\",INDEX(BPF_Summary_Lookup,MATCH($B92,INDEX(BPF_Summary_Lookup,,#REF!),0),#REF!)*1000*0.000453592,IF(AR$68=\"Natural Gas\",INDEX(BPF_Summary_Lookup,MATCH($B92,INDEX(BPF_Summary_Lookup,,#REF!),0),#REF!)*1000*0.000453592,\"\"))),\"\")","v":""},{"$f":"IF(OR($F92=\"X\",$F92=\"x\"),IF(INDEX(BPF_Summary_Lookup,MATCH($B92,INDEX(BPF_Summary_Lookup,,#REF!),0),#REF!)=FALSE,\"\",IF(AS$68=\"Electricity\",INDEX(BPF_Summary_Lookup,MATCH($B92,INDEX(BPF_Summary_Lookup,,#REF!),0),#REF!),IF(AS$68=\"Natural Gas\",INDEX(BPF_Summary_Lookup,MATCH($B92,INDEX(BPF_Summary_Lookup,,#REF!),0),#REF!),\"\"))),\"\")","v":""},{"$f":"IF(OR($F92=\"X\",$F92=\"x\"),IF(AT$68=\"\",\"\",IF(INDEX(BPF_Summary_Lookup,MATCH($B92,INDEX(BPF_Summary_Lookup,,#REF!),0),#REF!)=FALSE,\"\",IF(AT$68=\"Electricity\",$CO92,IF(AT$68=\"Natural Gas\",$CQ92,\"\")))),\"\")","v":""},{"$f":"IF(OR($F92=\"X\",$F92=\"x\"),IF(INDEX(BPF_Summary_Lookup,MATCH($B92,INDEX(BPF_Summary_Lookup,,#REF!),0),#REF!)=FALSE,\"\",INDEX(BPF_Summary_Lookup,MATCH($B92,INDEX(BPF_Summary_Lookup,,#REF!),0),#REF!)),\"\")","v":""},{"$f":"IF(OR($F92=\"X\",$F92=\"x\"),IF(INDEX(BPF_Summary_Lookup,MATCH($B92,INDEX(BPF_Summary_Lookup,,#REF!),0),#REF!)=FALSE,\"\",INDEX(BPF_Summary_Lookup,MATCH($B92,INDEX(BPF_Summary_Lookup,,#REF!),0),#REF!)),\"\")","v":""},{"$f":"IFERROR(INDEX(Ref_UnitConversions_Energy_Content_kBtu_Unit,IFERROR(MATCH($CL$72&INDEX(RE_EC_EnergyTypes,MATCH($CL$72,INDEX(RE_EC_EnergyTypes,,1),0),2),Ref_UnitConversions_Energy_Units_Lookup,0),MATCH(\"All\"&INDEX(RE_EC_EnergyTypes,MATCH($CL$72,INDEX(RE_EC_EnergyTypes,,1),0),2),Ref_UnitConversions_Energy_Units_Lookup,0)),)/CL92,\"\")","v":""},"",{"$f":"IFERROR(INDEX(Ref_UnitConversions_Energy_Content_kBtu_Unit,IFERROR(MATCH($CM$72&INDEX(RE_EC_EnergyTypes,MATCH($CM$72,INDEX(RE_EC_EnergyTypes,,1),0),2),Ref_UnitConversions_Energy_Units_Lookup,0),MATCH(\"All\"&INDEX(RE_EC_EnergyTypes,MATCH($CM$72,INDEX(RE_EC_EnergyTypes,,1),0),2),Ref_UnitConversions_Energy_Units_Lookup,0)),)/CM92,\"\")","v":""},"",{"$f":"IF(OR($F92=\"X\",$F92=\"x\"),IF(INDEX(BPF_Summary_Lookup,MATCH($B92,INDEX(BPF_Summary_Lookup,,#REF!),0),#REF!)=FALSE,\"\",INDEX(BPF_Summary_Lookup,MATCH($B92,INDEX(BPF_Summary_Lookup,,#REF!),0),#REF!)),\"\")","v":""},{"$f":"IF(OR($F92=\"X\",$F92=\"x\"),IF(INDEX(BPF_Summary_Lookup,MATCH($B92,INDEX(BPF_Summary_Lookup,,#REF!),0),#REF!)=FALSE,\"\",INDEX(BPF_Summary_Lookup,MATCH($B92,INDEX(BPF_Summary_Lookup,,#REF!),0),#REF!)),\"\")","v":""},{"$f":"IFERROR(INDEX(Ref_UnitConversions_Energy_Content_kBtu_Unit,IFERROR(MATCH($CL$72&INDEX(RE_EC_EnergyTypes,MATCH($CL$72,INDEX(RE_EC_EnergyTypes,,1),0),2),Ref_UnitConversions_Energy_Units_Lookup,0),MATCH(\"All\"&INDEX(RE_EC_EnergyTypes,MATCH($CL$72,INDEX(RE_EC_EnergyTypes,,1),0),2),Ref_UnitConversions_Energy_Units_Lookup,0)),),\"\")","v":3.4119999999999999},"",{"$f":"IFERROR(INDEX(Ref_UnitConversions_Energy_Content_kBtu_Unit,IFERROR(MATCH($CM$72&INDEX(RE_EC_EnergyTypes,MATCH($CM$72,INDEX(RE_EC_EnergyTypes,,1),0),2),Ref_UnitConversions_Energy_Units_Lookup,0),MATCH(\"All\"&INDEX(RE_EC_EnergyTypes,MATCH($CM$72,INDEX(RE_EC_EnergyTypes,,1),0),2),Ref_UnitConversions_Energy_Units_Lookup,0)),),\"\")","v":102.9},""]
[null,20,{"$f":"IF(INDEX(ProgSetup_Program_List,B93,)=\"\",5/0, IF(ProgSetup_Miscellaneous_Customization=TRUE,1,5/0))","v":{"$error":"#DIV/0!"}},null,{"$f":"INDEX(ProgSetup_Program_List,B93,1)& \"\"","v":""},null,{"$f":"IF(OR($F93=\"X\",$F93=\"x\"),IF(G$68=\"\",\"\",IF(INDEX(BPF_Summary_Lookup,MATCH($B93,INDEX(BPF_Summary_Lookup,,#REF!),0),#REF!)=FALSE,\"\",IF(G$68=\"Electricity\",$CU93,IF(G$68=\"Natural Gas\",$CW93,\"\")))),\"\")","v":""},{"$f":"IF(OR($F93=\"X\",$F93=\"x\"),IF(INDEX(BPF_Summary_Lookup,MATCH($B93,INDEX(BPF_Summary_Lookup,,#REF!),0),#REF!)=FALSE,\"\",IF(H$68=\"Electricity\",INDEX(BPF_Summary_Lookup,MATCH($B93,INDEX(BPF_Summary_Lookup,,#REF!),0),#REF!)*1000*0.000453592,IF(H$68=\"Natural Gas\",INDEX(BPF_Summary_Lookup,MATCH($B93,INDEX(BPF_Summary_Lookup,,#REF!),0),#REF!)*1000*0.000453592,\"\"))),\"\")","v":""},{"$f":"IF(OR($F93=\"X\",$F93=\"x\"),IF(INDEX(BPF_Summary_Lookup,MATCH($B93,INDEX(BPF_Summary_Lookup,,#REF!),0),#REF!)=FALSE,\"\",IF(I$68=\"Electricity\",INDEX(BPF_Summary_Lookup,MATCH($B93,INDEX(BPF_Summary_Lookup,,#REF!),0),#REF!),IF(I$68=\"Natural Gas\",INDEX(BPF_Summary_Lookup,MATCH($B93,INDEX(BPF_Summary_Lookup,,#REF!),0),#REF!),\"\"))),\"\")","v":""},{"$f":"IF(OR($F93=\"X\",$F93=\"x\"),IF(J$68=\"\",\"\",IF(INDEX(BPF_Summary_Lookup,MATCH($B93,INDEX(BPF_Summary_Lookup,,#REF!),0),#REF!)=FALSE,\"\",IF(J$68=\"Electricity\",$CO93,IF(J$68=\"Natural Gas\",$CQ93,\"\")))),\"\")","v":""},{"$f":"IF(OR($F93=\"X\",$F93=\"x\"),IF(K$68=\"\",\"\",IF(INDEX(BPF_Summary_Lookup,MATCH($B93,INDEX(BPF_Summary_Lookup,,#REF!),0),#REF!)=FALSE,\"\",IF(K$68=\"Electricity\",$CU93,IF(K$68=\"Natural Gas\",$CW93,\"\")))),\"\")","v":""},{"$f":"IF(OR($F93=\"X\",$F93=\"x\"),IF(INDEX(BPF_Summary_Lookup,MATCH($B93,INDEX(BPF_Summary_Lookup,,#REF!),0),#REF!)=FALSE,\"\",IF(L$68=\"Electricity\",INDEX(BPF_Summary_Lookup,MATCH($B93,INDEX(BPF_Summary_Lookup,,#REF!),0),#REF!)*1000*0.000453592,IF(L$68=\"Natural Gas\",INDEX(BPF_Summary_Lookup,MATCH($B93,INDEX(BPF_Summary_Lookup,,#REF!),0),#REF!)*1000*0.000453592,\"\"))),\"\")","v":""},{"$f":"IF(OR($F93=\"X\",$F93=\"x\"),IF(INDEX(BPF_Summary_Lookup,MATCH($B93,INDEX(BPF_Summary_Lookup,,#REF!),0),#REF!)=FALSE,\"\",IF(M$68=\"Electricity\",INDEX(BPF_Summary_Lookup,MATCH($B93,INDEX(BPF_Summary_Lookup,,#REF!),0),#REF!),IF(M$68=\"Natural Gas\",INDEX(BPF_Summary_Lookup,MATCH($B93,INDEX(BPF_Summary_Lookup,,#REF!),0),#REF!),\"\"))),\"\")","v":""},{"$f":"IF(OR($F93=\"X\",$F93=\"x\"),IF(N$68=\"\",\"\",IF(INDEX(BPF_Summary_Lookup,MATCH($B93,INDEX(BPF_Summary_Lookup,,#REF!),0),#REF!)=FALSE,\"\",IF(N$68=\"Electricity\",$CO93,IF(N$68=\"Natural Gas\",$CQ93,\"\")))),\"\")","v":""},{"$f":"IF(OR($F93=\"X\",$F93=\"x\"),IF(O$68=\"\",\"\",IF(INDEX(BPF_Summary_Lookup,MATCH($B93,INDEX(BPF_Summary_Lookup,,#REF!),0),#REF!)=FALSE,\"\",IF(O$68=\"Electricity\",$CU93,IF(O$68=\"Natural Gas\",$CW93,\"\")))),\"\")","v":""},{"$f":"IF(OR($F93=\"X\",$F93=\"x\"),IF(INDEX(BPF_Summary_Lookup,MATCH($B93,INDEX(BPF_Summary_Lookup,,#REF!),0),#REF!)=FALSE,\"\",IF(P$68=\"Electricity\",INDEX(BPF_Summary_Lookup,MATCH($B93,INDEX(BPF_Summary_Lookup,,#REF!),0),#REF!)*1000*0.000453592,IF(P$68=\"Natural Gas\",INDEX(BPF_Summary_Lookup,MATCH($B93,INDEX(BPF_Summary_Lookup,,#REF!),0),#REF!)*1000*0.000453592,\"\"))),\"\")","v":""},{"$f":"IF(OR($F93=\"X\",$F93=\"x\"),IF(INDEX(BPF_Summary_Lookup,MATCH($B93,INDEX(BPF_Summary_Lookup,,#REF!),0),#REF!)=FALSE,\"\",IF(Q$68=\"Electricity\",INDEX(BPF_Summary_Lookup,MATCH($B93,INDEX(BPF_Summary_Lookup,,#REF!),0),#REF!),IF(Q$68=\"Natural Gas\",INDEX(BPF_Summary_Lookup,MATCH($B93,INDEX(BPF_Summary_Lookup,,#REF!),0),#REF!),\"\"))),\"\")","v":""},{"$f":"IF(OR($F93=\"X\",$F93=\"x\"),IF(R$68=\"\",\"\",IF(INDEX(BPF_Summary_Lookup,MATCH($B93,INDEX(BPF_Summary_Lookup,,#REF!),0),#REF!)=FALSE,\"\",IF(R$68=\"Electricity\",$CO93,IF(R$68=\"Natural Gas\",$CQ93,\"\")))),\"\")","v":""},{"$f":"IF(OR($F93=\"X\",$F93=\"x\"),IF(S$68=\"\",\"\",IF(INDEX(BPF_Summary_Lookup,MATCH($B93,INDEX(BPF_Summary_Lookup,,#REF!),0),#REF!)=FALSE,\"\",IF(S$68=\"Electricity\",$CU93,IF(S$68=\"Natural Gas\",$CW93,\"\")))),\"\")","v":""},{"$f":"IF(OR($F93=\"X\",$F93=\"x\"),IF(INDEX(BPF_Summary_Lookup,MATCH($B93,INDEX(BPF_Summary_Lookup,,#REF!),0),#REF!)=FALSE,\"\",IF(T$68=\"Electricity\",INDEX(BPF_Summary_Lookup,MATCH($B93,INDEX(BPF_Summary_Lookup,,#REF!),0),#REF!)*1000*0.000453592,IF(T$68=\"Natural Gas\",INDEX(BPF_Summary_Lookup,MATCH($B93,INDEX(BPF_Summary_Lookup,,#REF!),0),#REF!)*1000*0.000453592,\"\"))),\"\")","v":""},{"$f":"IF(OR($F93=\"X\",$F93=\"x\"),IF(INDEX(BPF_Summary_Lookup,MATCH($B93,INDEX(BPF_Summary_Lookup,,#REF!),0),#REF!)=FALSE,\"\",IF(U$68=\"Electricity\",INDEX(BPF_Summary_Lookup,MATCH($B93,INDEX(BPF_Summary_Lookup,,#REF!),0),#REF!),IF(U$68=\"Natural Gas\",INDEX(BPF_Summary_Lookup,MATCH($B93,INDEX(BPF_Summary_Lookup,,#REF!),0),#REF!),\"\"))),\"\")","v":""},{"$f":"IF(OR($F93=\"X\",$F93=\"x\"),IF(V$68=\"\",\"\",IF(INDEX(BPF_Summary_Lookup,MATCH($B93,INDEX(BPF_Summary_Lookup,,#REF!),0),#REF!)=FALSE,\"\",IF(V$68=\"Electricity\",$CO93,IF(V$68=\"Natural Gas\",$CQ93,\"\")))),\"\")","v":""},{"$f":"IF(OR($F93=\"X\",$F93=\"x\"),IF(W$68=\"\",\"\",IF(INDEX(BPF_Summary_Lookup,MATCH($B93,INDEX(BPF_Summary_Lookup,,#REF!),0),#REF!)=FALSE,\"\",IF(W$68=\"Electricity\",$CU93,IF(W$68=\"Natural Gas\",$CW93,\"\")))),\"\")","v":""},{"$f":"IF(OR($F93=\"X\",$F93=\"x\"),IF(INDEX(BPF_Summary_Lookup,MATCH($B93,INDEX(BPF_Summary_Lookup,,#REF!),0),#REF!)=FALSE,\"\",IF(X$68=\"Electricity\",INDEX(BPF_Summary_Lookup,MATCH($B93,INDEX(BPF_Summary_Lookup,,#REF!),0),#REF!)*1000*0.000453592,IF(X$68=\"Natural Gas\",INDEX(BPF_Summary_Lookup,MATCH($B93,INDEX(BPF_Summary_Lookup,,#REF!),0),#REF!)*1000*0.000453592,\"\"))),\"\")","v":""},{"$f":"IF(OR($F93=\"X\",$F93=\"x\"),IF(INDEX(BPF_Summary_Lookup,MATCH($B93,INDEX(BPF_Summary_Lookup,,#REF!),0),#REF!)=FALSE,\"\",IF(Y$68=\"Electricity\",INDEX(BPF_Summary_Lookup,MATCH($B93,INDEX(BPF_Summary_Lookup,,#REF!),0),#REF!),IF(Y$68=\"Natural Gas\",INDEX(BPF_Summary_Lookup,MATCH($B93,INDEX(BPF_Summary_Lookup,,#REF!),0),#REF!),\"\"))),\"\")","v":""},{"$f":"IF(OR($F93=\"X\",$F93=\"x\"),IF(Z$68=\"\",\"\",IF(INDEX(BPF_Summary_Lookup,MATCH($B93,INDEX(BPF_Summary_Lookup,,#REF!),0),#REF!)=FALSE,\"\",IF(Z$68=\"Electricity\",$CO93,IF(Z$68=\"Natural Gas\",$CQ93,\"\")))),\"\")","v":""},{"$f":"IF(OR($F93=\"X\",$F93=\"x\"),IF(AA$68=\"\",\"\",IF(INDEX(BPF_Summary_Lookup,MATCH($B93,INDEX(BPF_Summary_Lookup,,#REF!),0),#REF!)=FALSE,\"\",IF(AA$68=\"Electricity\",$CU93,IF(AA$68=\"Natural Gas\",$CW93,\"\")))),\"\")","v":""},{"$f":"IF(OR($F93=\"X\",$F93=\"x\"),IF(INDEX(BPF_Summary_Lookup,MATCH($B93,INDEX(BPF_Summary_Lookup,,#REF!),0),#REF!)=FALSE,\"\",IF(AB$68=\"Electricity\",INDEX(BPF_Summary_Lookup,MATCH($B93,INDEX(BPF_Summary_Lookup,,#REF!),0),#REF!)*1000*0.000453592,IF(AB$68=\"Natural Gas\",INDEX(BPF_Summary_Lookup,MATCH($B93,INDEX(BPF_Summary_Lookup,,#REF!),0),#REF!)*1000*0.000453592,\"\"))),\"\")","v":""},{"$f":"IF(OR($F93=\"X\",$F93=\"x\"),IF(INDEX(BPF_Summary_Lookup,MATCH($B93,INDEX(BPF_Summary_Lookup,,#REF!),0),#REF!)=FALSE,\"\",IF(AC$68=\"Electricity\",INDEX(BPF_Summary_Lookup,MATCH($B93,INDEX(BPF_Summary_Lookup,,#REF!),0),#REF!),IF(AC$68=\"Natural Gas\",INDEX(BPF_Summary_Lookup,MATCH($B93,INDEX(BPF_Summary_Lookup,,#REF!),0),#REF!),\"\"))),\"\")","v":""},{"$f":"IF(OR($F93=\"X\",$F93=\"x\"),IF(AD$68=\"\",\"\",IF(INDEX(BPF_Summary_Lookup,MATCH($B93,INDEX(BPF_Summary_Lookup,,#REF!),0),#REF!)=FALSE,\"\",IF(AD$68=\"Electricity\",$CO93,IF(AD$68=\"Natural Gas\",$CQ93,\"\")))),\"\")","v":""},{"$f":"IF(OR($F93=\"X\",$F93=\"x\"),IF(AE$68=\"\",\"\",IF(INDEX(BPF_Summary_Lookup,MATCH($B93,INDEX(BPF_Summary_Lookup,,#REF!),0),#REF!)=FALSE,\"\",IF(AE$68=\"Electricity\",$CU93,IF(AE$68=\"Natural Gas\",$CW93,\"\")))),\"\")","v":""},{"$f":"IF(OR($F93=\"X\",$F93=\"x\"),IF(INDEX(BPF_Summary_Lookup,MATCH($B93,INDEX(BPF_Summary_Lookup,,#REF!),0),#REF!)=FALSE,\"\",IF(AF$68=\"Electricity\",INDEX(BPF_Summary_Lookup,MATCH($B93,INDEX(BPF_Summary_Lookup,,#REF!),0),#REF!)*1000*0.000453592,IF(AF$68=\"Natural Gas\",INDEX(BPF_Summary_Lookup,MATCH($B93,INDEX(BPF_Summary_Lookup,,#REF!),0),#REF!)*1000*0.000453592,\"\"))),\"\")","v":""},{"$f":"IF(OR($F93=\"X\",$F93=\"x\"),IF(INDEX(BPF_Summary_Lookup,MATCH($B93,INDEX(BPF_Summary_Lookup,,#REF!),0),#REF!)=FALSE,\"\",IF(AG$68=\"Electricity\",INDEX(BPF_Summary_Lookup,MATCH($B93,INDEX(BPF_Summary_Lookup,,#REF!),0),#REF!),IF(AG$68=\"Natural Gas\",INDEX(BPF_Summary_Lookup,MATCH($B93,INDEX(BPF_Summary_Lookup,,#REF!),0),#REF!),\"\"))),\"\")","v":""},{"$f":"IF(OR($F93=\"X\",$F93=\"x\"),IF(AH$68=\"\",\"\",IF(INDEX(BPF_Summary_Lookup,MATCH($B93,INDEX(BPF_Summary_Lookup,,#REF!),0),#REF!)=FALSE,\"\",IF(AH$68=\"Electricity\",$CO93,IF(AH$68=\"Natural Gas\",$CQ93,\"\")))),\"\")","v":""},{"$f":"IF(OR($F93=\"X\",$F93=\"x\"),IF(AI$68=\"\",\"\",IF(INDEX(BPF_Summary_Lookup,MATCH($B93,INDEX(BPF_Summary_Lookup,,#REF!),0),#REF!)=FALSE,\"\",IF(AI$68=\"Electricity\",$CU93,IF(AI$68=\"Natural Gas\",$CW93,\"\")))),\"\")","v":""},{"$f":"IF(OR($F93=\"X\",$F93=\"x\"),IF(INDEX(BPF_Summary_Lookup,MATCH($B93,INDEX(BPF_Summary_Lookup,,#REF!),0),#REF!)=FALSE,\"\",IF(AJ$68=\"Electricity\",INDEX(BPF_Summary_Lookup,MATCH($B93,INDEX(BPF_Summary_Lookup,,#REF!),0),#REF!)*1000*0.000453592,IF(AJ$68=\"Natural Gas\",INDEX(BPF_Summary_Lookup,MATCH($B93,INDEX(BPF_Summary_Lookup,,#REF!),0),#REF!)*1000*0.000453592,\"\"))),\"\")","v":""},{"$f":"IF(OR($F93=\"X\",$F93=\"x\"),IF(INDEX(BPF_Summary_Lookup,MATCH($B93,INDEX(BPF_Summary_Lookup,,#REF!),0),#REF!)=FALSE,\"\",IF(AK$68=\"Electricity\",INDEX(BPF_Summary_Lookup,MATCH($B93,INDEX(BPF_Summary_Lookup,,#REF!),0),#REF!),IF(AK$68=\"Natural Gas\",INDEX(BPF_Summary_Lookup,MATCH($B93,INDEX(BPF_Summary_Lookup,,#REF!),0),#REF!),\"\"))),\"\")","v":""},{"$f":"IF(OR($F93=\"X\",$F93=\"x\"),IF(AL$68=\"\",\"\",IF(INDEX(BPF_Summary_Lookup,MATCH($B93,INDEX(BPF_Summary_Lookup,,#REF!),0),#REF!)=FALSE,\"\",IF(AL$68=\"Electricity\",$CO93,IF(AL$68=\"Natural Gas\",$CQ93,\"\")))),\"\")","v":""},{"$f":"IF(OR($F93=\"X\",$F93=\"x\"),IF(AM$68=\"\",\"\",IF(INDEX(BPF_Summary_Lookup,MATCH($B93,INDEX(BPF_Summary_Lookup,,#REF!),0),#REF!)=FALSE,\"\",IF(AM$68=\"Electricity\",$CU93,IF(AM$68=\"Natural Gas\",$CW93,\"\")))),\"\")","v":""},{"$f":"IF(OR($F93=\"X\",$F93=\"x\"),IF(INDEX(BPF_Summary_Lookup,MATCH($B93,INDEX(BPF_Summary_Lookup,,#REF!),0),#REF!)=FALSE,\"\",IF(AN$68=\"Electricity\",INDEX(BPF_Summary_Lookup,MATCH($B93,INDEX(BPF_Summary_Lookup,,#REF!),0),#REF!)*1000*0.000453592,IF(AN$68=\"Natural Gas\",INDEX(BPF_Summary_Lookup,MATCH($B93,INDEX(BPF_Summary_Lookup,,#REF!),0),#REF!)*1000*0.000453592,\"\"))),\"\")","v":""},{"$f":"IF(OR($F93=\"X\",$F93=\"x\"),IF(INDEX(BPF_Summary_Lookup,MATCH($B93,INDEX(BPF_Summary_Lookup,,#REF!),0),#REF!)=FALSE,\"\",IF(AO$68=\"Electricity\",INDEX(BPF_Summary_Lookup,MATCH($B93,INDEX(BPF_Summary_Lookup,,#REF!),0),#REF!),IF(AO$68=\"Natural Gas\",INDEX(BPF_Summary_Lookup,MATCH($B93,INDEX(BPF_Summary_Lookup,,#REF!),0),#REF!),\"\"))),\"\")","v":""},{"$f":"IF(OR($F93=\"X\",$F93=\"x\"),IF(AP$68=\"\",\"\",IF(INDEX(BPF_Summary_Lookup,MATCH($B93,INDEX(BPF_Summary_Lookup,,#REF!),0),#REF!)=FALSE,\"\",IF(AP$68=\"Electricity\",$CO93,IF(AP$68=\"Natural Gas\",$CQ93,\"\")))),\"\")","v":""},{"$f":"IF(OR($F93=\"X\",$F93=\"x\"),IF(AQ$68=\"\",\"\",IF(INDEX(BPF_Summary_Lookup,MATCH($B93,INDEX(BPF_Summary_Lookup,,#REF!),0),#REF!)=FALSE,\"\",IF(AQ$68=\"Electricity\",$CU93,IF(AQ$68=\"Natural Gas\",$CW93,\"\")))),\"\")","v":""},{"$f":"IF(OR($F93=\"X\",$F93=\"x\"),IF(INDEX(BPF_Summary_Lookup,MATCH($B93,INDEX(BPF_Summary_Lookup,,#REF!),0),#REF!)=FALSE,\"\",IF(AR$68=\"Electricity\",INDEX(BPF_Summary_Lookup,MATCH($B93,INDEX(BPF_Summary_Lookup,,#REF!),0),#REF!)*1000*0.000453592,IF(AR$68=\"Natural Gas\",INDEX(BPF_Summary_Lookup,MATCH($B93,INDEX(BPF_Summary_Lookup,,#REF!),0),#REF!)*1000*0.000453592,\"\"))),\"\")","v":""},{"$f":"IF(OR($F93=\"X\",$F93=\"x\"),IF(INDEX(BPF_Summary_Lookup,MATCH($B93,INDEX(BPF_Summary_Lookup,,#REF!),0),#REF!)=FALSE,\"\",IF(AS$68=\"Electricity\",INDEX(BPF_Summary_Lookup,MATCH($B93,INDEX(BPF_Summary_Lookup,,#REF!),0),#REF!),IF(AS$68=\"Natural Gas\",INDEX(BPF_Summary_Lookup,MATCH($B93,INDEX(BPF_Summary_Lookup,,#REF!),0),#REF!),\"\"))),\"\")","v":""},{"$f":"IF(OR($F93=\"X\",$F93=\"x\"),IF(AT$68=\"\",\"\",IF(INDEX(BPF_Summary_Lookup,MATCH($B93,INDEX(BPF_Summary_Lookup,,#REF!),0),#REF!)=FALSE,\"\",IF(AT$68=\"Electricity\",$CO93,IF(AT$68=\"Natural Gas\",$CQ93,\"\")))),\"\")","v":""},null,null,null,{"$f":"IF(OR($F93=\"X\",$F93=\"x\"),IF(G$68=\"\",\"\",IF(INDEX(BPF_Summary_Lookup,MATCH($B93,INDEX(BPF_Summary_Lookup,,#REF!),0),#REF!)=FALSE,\"\",IF(G$68=\"Electricity\",$CU93,IF(G$68=\"Natural Gas\",$CW93,\"\")))),\"\")","v":""},{"$f":"IF(OR($F93=\"X\",$F93=\"x\"),IF(INDEX(BPF_Summary_Lookup,MATCH($B93,INDEX(BPF_Summary_Lookup,,#REF!),0),#REF!)=FALSE,\"\",IF(H$68=\"Electricity\",INDEX(BPF_Summary_Lookup,MATCH($B93,INDEX(BPF_Summary_Lookup,,#REF!),0),#REF!)*1000*0.000453592,IF(H$68=\"Natural Gas\",INDEX(BPF_Summary_Lookup,MATCH($B93,INDEX(BPF_Summary_Lookup,,#REF!),0),#REF!)*1000*0.000453592,\"\"))),\"\")","v":""},{"$f":"IF(OR($F93=\"X\",$F93=\"x\"),IF(INDEX(BPF_Summary_Lookup,MATCH($B93,INDEX(BPF_Summary_Lookup,,#REF!),0),#REF!)=FALSE,\"\",IF(I$68=\"Electricity\",INDEX(BPF_Summary_Lookup,MATCH($B93,INDEX(BPF_Summary_Lookup,,#REF!),0),#REF!),IF(I$68=\"Natural Gas\",INDEX(BPF_Summary_Lookup,MATCH($B93,INDEX(BPF_Summary_Lookup,,#REF!),0),#REF!),\"\"))),\"\")","v":""},{"$f":"IF(OR($F93=\"X\",$F93=\"x\"),IF(J$68=\"\",\"\",IF(INDEX(BPF_Summary_Lookup,MATCH($B93,INDEX(BPF_Summary_Lookup,,#REF!),0),#REF!)=FALSE,\"\",IF(J$68=\"Electricity\",$CO93,IF(J$68=\"Natural Gas\",$CQ93,\"\")))),\"\")","v":""},{"$f":"IF(OR($F93=\"X\",$F93=\"x\"),IF(K$68=\"\",\"\",IF(INDEX(BPF_Summary_Lookup,MATCH($B93,INDEX(BPF_Summary_Lookup,,#REF!),0),#REF!)=FALSE,\"\",IF(K$68=\"Electricity\",$CU93,IF(K$68=\"Natural Gas\",$CW93,\"\")))),\"\")","v":""},{"$f":"IF(OR($F93=\"X\",$F93=\"x\"),IF(INDEX(BPF_Summary_Lookup,MATCH($B93,INDEX(BPF_Summary_Lookup,,#REF!),0),#REF!)=FALSE,\"\",IF(L$68=\"Electricity\",INDEX(BPF_Summary_Lookup,MATCH($B93,INDEX(BPF_Summary_Lookup,,#REF!),0),#REF!)*1000*0.000453592,IF(L$68=\"Natural Gas\",INDEX(BPF_Summary_Lookup,MATCH($B93,INDEX(BPF_Summary_Lookup,,#REF!),0),#REF!)*1000*0.000453592,\"\"))),\"\")","v":""},{"$f":"IF(OR($F93=\"X\",$F93=\"x\"),IF(INDEX(BPF_Summary_Lookup,MATCH($B93,INDEX(BPF_Summary_Lookup,,#REF!),0),#REF!)=FALSE,\"\",IF(M$68=\"Electricity\",INDEX(BPF_Summary_Lookup,MATCH($B93,INDEX(BPF_Summary_Lookup,,#REF!),0),#REF!),IF(M$68=\"Natural Gas\",INDEX(BPF_Summary_Lookup,MATCH($B93,INDEX(BPF_Summary_Lookup,,#REF!),0),#REF!),\"\"))),\"\")","v":""},{"$f":"IF(OR($F93=\"X\",$F93=\"x\"),IF(N$68=\"\",\"\",IF(INDEX(BPF_Summary_Lookup,MATCH($B93,INDEX(BPF_Summary_Lookup,,#REF!),0),#REF!)=FALSE,\"\",IF(N$68=\"Electricity\",$CO93,IF(N$68=\"Natural Gas\",$CQ93,\"\")))),\"\")","v":""},{"$f":"IF(OR($F93=\"X\",$F93=\"x\"),IF(O$68=\"\",\"\",IF(INDEX(BPF_Summary_Lookup,MATCH($B93,INDEX(BPF_Summary_Lookup,,#REF!),0),#REF!)=FALSE,\"\",IF(O$68=\"Electricity\",$CU93,IF(O$68=\"Natural Gas\",$CW93,\"\")))),\"\")","v":""},{"$f":"IF(OR($F93=\"X\",$F93=\"x\"),IF(INDEX(BPF_Summary_Lookup,MATCH($B93,INDEX(BPF_Summary_Lookup,,#REF!),0),#REF!)=FALSE,\"\",IF(P$68=\"Electricity\",INDEX(BPF_Summary_Lookup,MATCH($B93,INDEX(BPF_Summary_Lookup,,#REF!),0),#REF!)*1000*0.000453592,IF(P$68=\"Natural Gas\",INDEX(BPF_Summary_Lookup,MATCH($B93,INDEX(BPF_Summary_Lookup,,#REF!),0),#REF!)*1000*0.000453592,\"\"))),\"\")","v":""},{"$f":"IF(OR($F93=\"X\",$F93=\"x\"),IF(INDEX(BPF_Summary_Lookup,MATCH($B93,INDEX(BPF_Summary_Lookup,,#REF!),0),#REF!)=FALSE,\"\",IF(Q$68=\"Electricity\",INDEX(BPF_Summary_Lookup,MATCH($B93,INDEX(BPF_Summary_Lookup,,#REF!),0),#REF!),IF(Q$68=\"Natural Gas\",INDEX(BPF_Summary_Lookup,MATCH($B93,INDEX(BPF_Summary_Lookup,,#REF!),0),#REF!),\"\"))),\"\")","v":""},{"$f":"IF(OR($F93=\"X\",$F93=\"x\"),IF(R$68=\"\",\"\",IF(INDEX(BPF_Summary_Lookup,MATCH($B93,INDEX(BPF_Summary_Lookup,,#REF!),0),#REF!)=FALSE,\"\",IF(R$68=\"Electricity\",$CO93,IF(R$68=\"Natural Gas\",$CQ93,\"\")))),\"\")","v":""},{"$f":"IF(OR($F93=\"X\",$F93=\"x\"),IF(S$68=\"\",\"\",IF(INDEX(BPF_Summary_Lookup,MATCH($B93,INDEX(BPF_Summary_Lookup,,#REF!),0),#REF!)=FALSE,\"\",IF(S$68=\"Electricity\",$CU93,IF(S$68=\"Natural Gas\",$CW93,\"\")))),\"\")","v":""},{"$f":"IF(OR($F93=\"X\",$F93=\"x\"),IF(INDEX(BPF_Summary_Lookup,MATCH($B93,INDEX(BPF_Summary_Lookup,,#REF!),0),#REF!)=FALSE,\"\",IF(T$68=\"Electricity\",INDEX(BPF_Summary_Lookup,MATCH($B93,INDEX(BPF_Summary_Lookup,,#REF!),0),#REF!)*1000*0.000453592,IF(T$68=\"Natural Gas\",INDEX(BPF_Summary_Lookup,MATCH($B93,INDEX(BPF_Summary_Lookup,,#REF!),0),#REF!)*1000*0.000453592,\"\"))),\"\")","v":""},{"$f":"IF(OR($F93=\"X\",$F93=\"x\"),IF(INDEX(BPF_Summary_Lookup,MATCH($B93,INDEX(BPF_Summary_Lookup,,#REF!),0),#REF!)=FALSE,\"\",IF(U$68=\"Electricity\",INDEX(BPF_Summary_Lookup,MATCH($B93,INDEX(BPF_Summary_Lookup,,#REF!),0),#REF!),IF(U$68=\"Natural Gas\",INDEX(BPF_Summary_Lookup,MATCH($B93,INDEX(BPF_Summary_Lookup,,#REF!),0),#REF!),\"\"))),\"\")","v":""},{"$f":"IF(OR($F93=\"X\",$F93=\"x\"),IF(V$68=\"\",\"\",IF(INDEX(BPF_Summary_Lookup,MATCH($B93,INDEX(BPF_Summary_Lookup,,#REF!),0),#REF!)=FALSE,\"\",IF(V$68=\"Electricity\",$CO93,IF(V$68=\"Natural Gas\",$CQ93,\"\")))),\"\")","v":""},{"$f":"IF(OR($F93=\"X\",$F93=\"x\"),IF(W$68=\"\",\"\",IF(INDEX(BPF_Summary_Lookup,MATCH($B93,INDEX(BPF_Summary_Lookup,,#REF!),0),#REF!)=FALSE,\"\",IF(W$68=\"Electricity\",$CU93,IF(W$68=\"Natural Gas\",$CW93,\"\")))),\"\")","v":""},{"$f":"IF(OR($F93=\"X\",$F93=\"x\"),IF(INDEX(BPF_Summary_Lookup,MATCH($B93,INDEX(BPF_Summary_Lookup,,#REF!),0),#REF!)=FALSE,\"\",IF(X$68=\"Electricity\",INDEX(BPF_Summary_Lookup,MATCH($B93,INDEX(BPF_Summary_Lookup,,#REF!),0),#REF!)*1000*0.000453592,IF(X$68=\"Natural Gas\",INDEX(BPF_Summary_Lookup,MATCH($B93,INDEX(BPF_Summary_Lookup,,#REF!),0),#REF!)*1000*0.000453592,\"\"))),\"\")","v":""},{"$f":"IF(OR($F93=\"X\",$F93=\"x\"),IF(INDEX(BPF_Summary_Lookup,MATCH($B93,INDEX(BPF_Summary_Lookup,,#REF!),0),#REF!)=FALSE,\"\",IF(Y$68=\"Electricity\",INDEX(BPF_Summary_Lookup,MATCH($B93,INDEX(BPF_Summary_Lookup,,#REF!),0),#REF!),IF(Y$68=\"Natural Gas\",INDEX(BPF_Summary_Lookup,MATCH($B93,INDEX(BPF_Summary_Lookup,,#REF!),0),#REF!),\"\"))),\"\")","v":""},{"$f":"IF(OR($F93=\"X\",$F93=\"x\"),IF(Z$68=\"\",\"\",IF(INDEX(BPF_Summary_Lookup,MATCH($B93,INDEX(BPF_Summary_Lookup,,#REF!),0),#REF!)=FALSE,\"\",IF(Z$68=\"Electricity\",$CO93,IF(Z$68=\"Natural Gas\",$CQ93,\"\")))),\"\")","v":""},{"$f":"IF(OR($F93=\"X\",$F93=\"x\"),IF(AA$68=\"\",\"\",IF(INDEX(BPF_Summary_Lookup,MATCH($B93,INDEX(BPF_Summary_Lookup,,#REF!),0),#REF!)=FALSE,\"\",IF(AA$68=\"Electricity\",$CU93,IF(AA$68=\"Natural Gas\",$CW93,\"\")))),\"\")","v":""},{"$f":"IF(OR($F93=\"X\",$F93=\"x\"),IF(INDEX(BPF_Summary_Lookup,MATCH($B93,INDEX(BPF_Summary_Lookup,,#REF!),0),#REF!)=FALSE,\"\",IF(AB$68=\"Electricity\",INDEX(BPF_Summary_Lookup,MATCH($B93,INDEX(BPF_Summary_Lookup,,#REF!),0),#REF!)*1000*0.000453592,IF(AB$68=\"Natural Gas\",INDEX(BPF_Summary_Lookup,MATCH($B93,INDEX(BPF_Summary_Lookup,,#REF!),0),#REF!)*1000*0.000453592,\"\"))),\"\")","v":""},{"$f":"IF(OR($F93=\"X\",$F93=\"x\"),IF(INDEX(BPF_Summary_Lookup,MATCH($B93,INDEX(BPF_Summary_Lookup,,#REF!),0),#REF!)=FALSE,\"\",IF(AC$68=\"Electricity\",INDEX(BPF_Summary_Lookup,MATCH($B93,INDEX(BPF_Summary_Lookup,,#REF!),0),#REF!),IF(AC$68=\"Natural Gas\",INDEX(BPF_Summary_Lookup,MATCH($B93,INDEX(BPF_Summary_Lookup,,#REF!),0),#REF!),\"\"))),\"\")","v":""},{"$f":"IF(OR($F93=\"X\",$F93=\"x\"),IF(AD$68=\"\",\"\",IF(INDEX(BPF_Summary_Lookup,MATCH($B93,INDEX(BPF_Summary_Lookup,,#REF!),0),#REF!)=FALSE,\"\",IF(AD$68=\"Electricity\",$CO93,IF(AD$68=\"Natural Gas\",$CQ93,\"\")))),\"\")","v":""},{"$f":"IF(OR($F93=\"X\",$F93=\"x\"),IF(AE$68=\"\",\"\",IF(INDEX(BPF_Summary_Lookup,MATCH($B93,INDEX(BPF_Summary_Lookup,,#REF!),0),#REF!)=FALSE,\"\",IF(AE$68=\"Electricity\",$CU93,IF(AE$68=\"Natural Gas\",$CW93,\"\")))),\"\")","v":""},{"$f":"IF(OR($F93=\"X\",$F93=\"x\"),IF(INDEX(BPF_Summary_Lookup,MATCH($B93,INDEX(BPF_Summary_Lookup,,#REF!),0),#REF!)=FALSE,\"\",IF(AF$68=\"Electricity\",INDEX(BPF_Summary_Lookup,MATCH($B93,INDEX(BPF_Summary_Lookup,,#REF!),0),#REF!)*1000*0.000453592,IF(AF$68=\"Natural Gas\",INDEX(BPF_Summary_Lookup,MATCH($B93,INDEX(BPF_Summary_Lookup,,#REF!),0),#REF!)*1000*0.000453592,\"\"))),\"\")","v":""},{"$f":"IF(OR($F93=\"X\",$F93=\"x\"),IF(INDEX(BPF_Summary_Lookup,MATCH($B93,INDEX(BPF_Summary_Lookup,,#REF!),0),#REF!)=FALSE,\"\",IF(AG$68=\"Electricity\",INDEX(BPF_Summary_Lookup,MATCH($B93,INDEX(BPF_Summary_Lookup,,#REF!),0),#REF!),IF(AG$68=\"Natural Gas\",INDEX(BPF_Summary_Lookup,MATCH($B93,INDEX(BPF_Summary_Lookup,,#REF!),0),#REF!),\"\"))),\"\")","v":""},{"$f":"IF(OR($F93=\"X\",$F93=\"x\"),IF(AH$68=\"\",\"\",IF(INDEX(BPF_Summary_Lookup,MATCH($B93,INDEX(BPF_Summary_Lookup,,#REF!),0),#REF!)=FALSE,\"\",IF(AH$68=\"Electricity\",$CO93,IF(AH$68=\"Natural Gas\",$CQ93,\"\")))),\"\")","v":""},{"$f":"IF(OR($F93=\"X\",$F93=\"x\"),IF(AI$68=\"\",\"\",IF(INDEX(BPF_Summary_Lookup,MATCH($B93,INDEX(BPF_Summary_Lookup,,#REF!),0),#REF!)=FALSE,\"\",IF(AI$68=\"Electricity\",$CU93,IF(AI$68=\"Natural Gas\",$CW93,\"\")))),\"\")","v":""},{"$f":"IF(OR($F93=\"X\",$F93=\"x\"),IF(INDEX(BPF_Summary_Lookup,MATCH($B93,INDEX(BPF_Summary_Lookup,,#REF!),0),#REF!)=FALSE,\"\",IF(AJ$68=\"Electricity\",INDEX(BPF_Summary_Lookup,MATCH($B93,INDEX(BPF_Summary_Lookup,,#REF!),0),#REF!)*1000*0.000453592,IF(AJ$68=\"Natural Gas\",INDEX(BPF_Summary_Lookup,MATCH($B93,INDEX(BPF_Summary_Lookup,,#REF!),0),#REF!)*1000*0.000453592,\"\"))),\"\")","v":""},{"$f":"IF(OR($F93=\"X\",$F93=\"x\"),IF(INDEX(BPF_Summary_Lookup,MATCH($B93,INDEX(BPF_Summary_Lookup,,#REF!),0),#REF!)=FALSE,\"\",IF(AK$68=\"Electricity\",INDEX(BPF_Summary_Lookup,MATCH($B93,INDEX(BPF_Summary_Lookup,,#REF!),0),#REF!),IF(AK$68=\"Natural Gas\",INDEX(BPF_Summary_Lookup,MATCH($B93,INDEX(BPF_Summary_Lookup,,#REF!),0),#REF!),\"\"))),\"\")","v":""},{"$f":"IF(OR($F93=\"X\",$F93=\"x\"),IF(AL$68=\"\",\"\",IF(INDEX(BPF_Summary_Lookup,MATCH($B93,INDEX(BPF_Summary_Lookup,,#REF!),0),#REF!)=FALSE,\"\",IF(AL$68=\"Electricity\",$CO93,IF(AL$68=\"Natural Gas\",$CQ93,\"\")))),\"\")","v":""},{"$f":"IF(OR($F93=\"X\",$F93=\"x\"),IF(AM$68=\"\",\"\",IF(INDEX(BPF_Summary_Lookup,MATCH($B93,INDEX(BPF_Summary_Lookup,,#REF!),0),#REF!)=FALSE,\"\",IF(AM$68=\"Electricity\",$CU93,IF(AM$68=\"Natural Gas\",$CW93,\"\")))),\"\")","v":""},{"$f":"IF(OR($F93=\"X\",$F93=\"x\"),IF(INDEX(BPF_Summary_Lookup,MATCH($B93,INDEX(BPF_Summary_Lookup,,#REF!),0),#REF!)=FALSE,\"\",IF(AN$68=\"Electricity\",INDEX(BPF_Summary_Lookup,MATCH($B93,INDEX(BPF_Summary_Lookup,,#REF!),0),#REF!)*1000*0.000453592,IF(AN$68=\"Natural Gas\",INDEX(BPF_Summary_Lookup,MATCH($B93,INDEX(BPF_Summary_Lookup,,#REF!),0),#REF!)*1000*0.000453592,\"\"))),\"\")","v":""},{"$f":"IF(OR($F93=\"X\",$F93=\"x\"),IF(INDEX(BPF_Summary_Lookup,MATCH($B93,INDEX(BPF_Summary_Lookup,,#REF!),0),#REF!)=FALSE,\"\",IF(AO$68=\"Electricity\",INDEX(BPF_Summary_Lookup,MATCH($B93,INDEX(BPF_Summary_Lookup,,#REF!),0),#REF!),IF(AO$68=\"Natural Gas\",INDEX(BPF_Summary_Lookup,MATCH($B93,INDEX(BPF_Summary_Lookup,,#REF!),0),#REF!),\"\"))),\"\")","v":""},{"$f":"IF(OR($F93=\"X\",$F93=\"x\"),IF(AP$68=\"\",\"\",IF(INDEX(BPF_Summary_Lookup,MATCH($B93,INDEX(BPF_Summary_Lookup,,#REF!),0),#REF!)=FALSE,\"\",IF(AP$68=\"Electricity\",$CO93,IF(AP$68=\"Natural Gas\",$CQ93,\"\")))),\"\")","v":""},{"$f":"IF(OR($F93=\"X\",$F93=\"x\"),IF(AQ$68=\"\",\"\",IF(INDEX(BPF_Summary_Lookup,MATCH($B93,INDEX(BPF_Summary_Lookup,,#REF!),0),#REF!)=FALSE,\"\",IF(AQ$68=\"Electricity\",$CU93,IF(AQ$68=\"Natural Gas\",$CW93,\"\")))),\"\")","v":""},{"$f":"IF(OR($F93=\"X\",$F93=\"x\"),IF(INDEX(BPF_Summary_Lookup,MATCH($B93,INDEX(BPF_Summary_Lookup,,#REF!),0),#REF!)=FALSE,\"\",IF(AR$68=\"Electricity\",INDEX(BPF_Summary_Lookup,MATCH($B93,INDEX(BPF_Summary_Lookup,,#REF!),0),#REF!)*1000*0.000453592,IF(AR$68=\"Natural Gas\",INDEX(BPF_Summary_Lookup,MATCH($B93,INDEX(BPF_Summary_Lookup,,#REF!),0),#REF!)*1000*0.000453592,\"\"))),\"\")","v":""},{"$f":"IF(OR($F93=\"X\",$F93=\"x\"),IF(INDEX(BPF_Summary_Lookup,MATCH($B93,INDEX(BPF_Summary_Lookup,,#REF!),0),#REF!)=FALSE,\"\",IF(AS$68=\"Electricity\",INDEX(BPF_Summary_Lookup,MATCH($B93,INDEX(BPF_Summary_Lookup,,#REF!),0),#REF!),IF(AS$68=\"Natural Gas\",INDEX(BPF_Summary_Lookup,MATCH($B93,INDEX(BPF_Summary_Lookup,,#REF!),0),#REF!),\"\"))),\"\")","v":""},{"$f":"IF(OR($F93=\"X\",$F93=\"x\"),IF(AT$68=\"\",\"\",IF(INDEX(BPF_Summary_Lookup,MATCH($B93,INDEX(BPF_Summary_Lookup,,#REF!),0),#REF!)=FALSE,\"\",IF(AT$68=\"Electricity\",$CO93,IF(AT$68=\"Natural Gas\",$CQ93,\"\")))),\"\")","v":""},{"$f":"IF(OR($F93=\"X\",$F93=\"x\"),IF(INDEX(BPF_Summary_Lookup,MATCH($B93,INDEX(BPF_Summary_Lookup,,#REF!),0),#REF!)=FALSE,\"\",INDEX(BPF_Summary_Lookup,MATCH($B93,INDEX(BPF_Summary_Lookup,,#REF!),0),#REF!)),\"\")","v":""},{"$f":"IF(OR($F93=\"X\",$F93=\"x\"),IF(INDEX(BPF_Summary_Lookup,MATCH($B93,INDEX(BPF_Summary_Lookup,,#REF!),0),#REF!)=FALSE,\"\",INDEX(BPF_Summary_Lookup,MATCH($B93,INDEX(BPF_Summary_Lookup,,#REF!),0),#REF!)),\"\")","v":""},{"$f":"IFERROR(INDEX(Ref_UnitConversions_Energy_Content_kBtu_Unit,IFERROR(MATCH($CL$72&INDEX(RE_EC_EnergyTypes,MATCH($CL$72,INDEX(RE_EC_EnergyTypes,,1),0),2),Ref_UnitConversions_Energy_Units_Lookup,0),MATCH(\"All\"&INDEX(RE_EC_EnergyTypes,MATCH($CL$72,INDEX(RE_EC_EnergyTypes,,1),0),2),Ref_UnitConversions_Energy_Units_Lookup,0)),)/CL93,\"\")","v":""},"",{"$f":"IFERROR(INDEX(Ref_UnitConversions_Energy_Content_kBtu_Unit,IFERROR(MATCH($CM$72&INDEX(RE_EC_EnergyTypes,MATCH($CM$72,INDEX(RE_EC_EnergyTypes,,1),0),2),Ref_UnitConversions_Energy_Units_Lookup,0),MATCH(\"All\"&INDEX(RE_EC_EnergyTypes,MATCH($CM$72,INDEX(RE_EC_EnergyTypes,,1),0),2),Ref_UnitConversions_Energy_Units_Lookup,0)),)/CM93,\"\")","v":""},"",{"$f":"IF(OR($F93=\"X\",$F93=\"x\"),IF(INDEX(BPF_Summary_Lookup,MATCH($B93,INDEX(BPF_Summary_Lookup,,#REF!),0),#REF!)=FALSE,\"\",INDEX(BPF_Summary_Lookup,MATCH($B93,INDEX(BPF_Summary_Lookup,,#REF!),0),#REF!)),\"\")","v":""},{"$f":"IF(OR($F93=\"X\",$F93=\"x\"),IF(INDEX(BPF_Summary_Lookup,MATCH($B93,INDEX(BPF_Summary_Lookup,,#REF!),0),#REF!)=FALSE,\"\",INDEX(BPF_Summary_Lookup,MATCH($B93,INDEX(BPF_Summary_Lookup,,#REF!),0),#REF!)),\"\")","v":""},{"$f":"IFERROR(INDEX(Ref_UnitConversions_Energy_Content_kBtu_Unit,IFERROR(MATCH($CL$72&INDEX(RE_EC_EnergyTypes,MATCH($CL$72,INDEX(RE_EC_EnergyTypes,,1),0),2),Ref_UnitConversions_Energy_Units_Lookup,0),MATCH(\"All\"&INDEX(RE_EC_EnergyTypes,MATCH($CL$72,INDEX(RE_EC_EnergyTypes,,1),0),2),Ref_UnitConversions_Energy_Units_Lookup,0)),),\"\")","v":3.4119999999999999},"",{"$f":"IFERROR(INDEX(Ref_UnitConversions_Energy_Content_kBtu_Unit,IFERROR(MATCH($CM$72&INDEX(RE_EC_EnergyTypes,MATCH($CM$72,INDEX(RE_EC_EnergyTypes,,1),0),2),Ref_UnitConversions_Energy_Units_Lookup,0),MATCH(\"All\"&INDEX(RE_EC_EnergyTypes,MATCH($CM$72,INDEX(RE_EC_EnergyTypes,,1),0),2),Ref_UnitConversions_Energy_Units_Lookup,0)),),\"\")","v":102.9},""]
[null,21,{"$f":"IF(INDEX(ProgSetup_Program_List,B94,)=\"\",5/0, IF(ProgSetup_Miscellaneous_Customization=TRUE,1,5/0))","v":{"$error":"#DIV/0!"}},null,{"$f":"INDEX(ProgSetup_Program_List,B94,1)& \"\"","v":""},null,{"$f":"IF(OR($F94=\"X\",$F94=\"x\"),IF(G$68=\"\",\"\",IF(INDEX(BPF_Summary_Lookup,MATCH($B94,INDEX(BPF_Summary_Lookup,,#REF!),0),#REF!)=FALSE,\"\",IF(G$68=\"Electricity\",$CU94,IF(G$68=\"Natural Gas\",$CW94,\"\")))),\"\")","v":""},{"$f":"IF(OR($F94=\"X\",$F94=\"x\"),IF(INDEX(BPF_Summary_Lookup,MATCH($B94,INDEX(BPF_Summary_Lookup,,#REF!),0),#REF!)=FALSE,\"\",IF(H$68=\"Electricity\",INDEX(BPF_Summary_Lookup,MATCH($B94,INDEX(BPF_Summary_Lookup,,#REF!),0),#REF!)*1000*0.000453592,IF(H$68=\"Natural Gas\",INDEX(BPF_Summary_Lookup,MATCH($B94,INDEX(BPF_Summary_Lookup,,#REF!),0),#REF!)*1000*0.000453592,\"\"))),\"\")","v":""},{"$f":"IF(OR($F94=\"X\",$F94=\"x\"),IF(INDEX(BPF_Summary_Lookup,MATCH($B94,INDEX(BPF_Summary_Lookup,,#REF!),0),#REF!)=FALSE,\"\",IF(I$68=\"Electricity\",INDEX(BPF_Summary_Lookup,MATCH($B94,INDEX(BPF_Summary_Lookup,,#REF!),0),#REF!),IF(I$68=\"Natural Gas\",INDEX(BPF_Summary_Lookup,MATCH($B94,INDEX(BPF_Summary_Lookup,,#REF!),0),#REF!),\"\"))),\"\")","v":""},{"$f":"IF(OR($F94=\"X\",$F94=\"x\"),IF(J$68=\"\",\"\",IF(INDEX(BPF_Summary_Lookup,MATCH($B94,INDEX(BPF_Summary_Lookup,,#REF!),0),#REF!)=FALSE,\"\",IF(J$68=\"Electricity\",$CO94,IF(J$68=\"Natural Gas\",$CQ94,\"\")))),\"\")","v":""},{"$f":"IF(OR($F94=\"X\",$F94=\"x\"),IF(K$68=\"\",\"\",IF(INDEX(BPF_Summary_Lookup,MATCH($B94,INDEX(BPF_Summary_Lookup,,#REF!),0),#REF!)=FALSE,\"\",IF(K$68=\"Electricity\",$CU94,IF(K$68=\"Natural Gas\",$CW94,\"\")))),\"\")","v":""},{"$f":"IF(OR($F94=\"X\",$F94=\"x\"),IF(INDEX(BPF_Summary_Lookup,MATCH($B94,INDEX(BPF_Summary_Lookup,,#REF!),0),#REF!)=FALSE,\"\",IF(L$68=\"Electricity\",INDEX(BPF_Summary_Lookup,MATCH($B94,INDEX(BPF_Summary_Lookup,,#REF!),0),#REF!)*1000*0.000453592,IF(L$68=\"Natural Gas\",INDEX(BPF_Summary_Lookup,MATCH($B94,INDEX(BPF_Summary_Lookup,,#REF!),0),#REF!)*1000*0.000453592,\"\"))),\"\")","v":""},{"$f":"IF(OR($F94=\"X\",$F94=\"x\"),IF(INDEX(BPF_Summary_Lookup,MATCH($B94,INDEX(BPF_Summary_Lookup,,#REF!),0),#REF!)=FALSE,\"\",IF(M$68=\"Electricity\",INDEX(BPF_Summary_Lookup,MATCH($B94,INDEX(BPF_Summary_Lookup,,#REF!),0),#REF!),IF(M$68=\"Natural Gas\",INDEX(BPF_Summary_Lookup,MATCH($B94,INDEX(BPF_Summary_Lookup,,#REF!),0),#REF!),\"\"))),\"\")","v":""},{"$f":"IF(OR($F94=\"X\",$F94=\"x\"),IF(N$68=\"\",\"\",IF(INDEX(BPF_Summary_Lookup,MATCH($B94,INDEX(BPF_Summary_Lookup,,#REF!),0),#REF!)=FALSE,\"\",IF(N$68=\"Electricity\",$CO94,IF(N$68=\"Natural Gas\",$CQ94,\"\")))),\"\")","v":""},{"$f":"IF(OR($F94=\"X\",$F94=\"x\"),IF(O$68=\"\",\"\",IF(INDEX(BPF_Summary_Lookup,MATCH($B94,INDEX(BPF_Summary_Lookup,,#REF!),0),#REF!)=FALSE,\"\",IF(O$68=\"Electricity\",$CU94,IF(O$68=\"Natural Gas\",$CW94,\"\")))),\"\")","v":""},{"$f":"IF(OR($F94=\"X\",$F94=\"x\"),IF(INDEX(BPF_Summary_Lookup,MATCH($B94,INDEX(BPF_Summary_Lookup,,#REF!),0),#REF!)=FALSE,\"\",IF(P$68=\"Electricity\",INDEX(BPF_Summary_Lookup,MATCH($B94,INDEX(BPF_Summary_Lookup,,#REF!),0),#REF!)*1000*0.000453592,IF(P$68=\"Natural Gas\",INDEX(BPF_Summary_Lookup,MATCH($B94,INDEX(BPF_Summary_Lookup,,#REF!),0),#REF!)*1000*0.000453592,\"\"))),\"\")","v":""},{"$f":"IF(OR($F94=\"X\",$F94=\"x\"),IF(INDEX(BPF_Summary_Lookup,MATCH($B94,INDEX(BPF_Summary_Lookup,,#REF!),0),#REF!)=FALSE,\"\",IF(Q$68=\"Electricity\",INDEX(BPF_Summary_Lookup,MATCH($B94,INDEX(BPF_Summary_Lookup,,#REF!),0),#REF!),IF(Q$68=\"Natural Gas\",INDEX(BPF_Summary_Lookup,MATCH($B94,INDEX(BPF_Summary_Lookup,,#REF!),0),#REF!),\"\"))),\"\")","v":""},{"$f":"IF(OR($F94=\"X\",$F94=\"x\"),IF(R$68=\"\",\"\",IF(INDEX(BPF_Summary_Lookup,MATCH($B94,INDEX(BPF_Summary_Lookup,,#REF!),0),#REF!)=FALSE,\"\",IF(R$68=\"Electricity\",$CO94,IF(R$68=\"Natural Gas\",$CQ94,\"\")))),\"\")","v":""},{"$f":"IF(OR($F94=\"X\",$F94=\"x\"),IF(S$68=\"\",\"\",IF(INDEX(BPF_Summary_Lookup,MATCH($B94,INDEX(BPF_Summary_Lookup,,#REF!),0),#REF!)=FALSE,\"\",IF(S$68=\"Electricity\",$CU94,IF(S$68=\"Natural Gas\",$CW94,\"\")))),\"\")","v":""},{"$f":"IF(OR($F94=\"X\",$F94=\"x\"),IF(INDEX(BPF_Summary_Lookup,MATCH($B94,INDEX(BPF_Summary_Lookup,,#REF!),0),#REF!)=FALSE,\"\",IF(T$68=\"Electricity\",INDEX(BPF_Summary_Lookup,MATCH($B94,INDEX(BPF_Summary_Lookup,,#REF!),0),#REF!)*1000*0.000453592,IF(T$68=\"Natural Gas\",INDEX(BPF_Summary_Lookup,MATCH($B94,INDEX(BPF_Summary_Lookup,,#REF!),0),#REF!)*1000*0.000453592,\"\"))),\"\")","v":""},{"$f":"IF(OR($F94=\"X\",$F94=\"x\"),IF(INDEX(BPF_Summary_Lookup,MATCH($B94,INDEX(BPF_Summary_Lookup,,#REF!),0),#REF!)=FALSE,\"\",IF(U$68=\"Electricity\",INDEX(BPF_Summary_Lookup,MATCH($B94,INDEX(BPF_Summary_Lookup,,#REF!),0),#REF!),IF(U$68=\"Natural Gas\",INDEX(BPF_Summary_Lookup,MATCH($B94,INDEX(BPF_Summary_Lookup,,#REF!),0),#REF!),\"\"))),\"\")","v":""},{"$f":"IF(OR($F94=\"X\",$F94=\"x\"),IF(V$68=\"\",\"\",IF(INDEX(BPF_Summary_Lookup,MATCH($B94,INDEX(BPF_Summary_Lookup,,#REF!),0),#REF!)=FALSE,\"\",IF(V$68=\"Electricity\",$CO94,IF(V$68=\"Natural Gas\",$CQ94,\"\")))),\"\")","v":""},{"$f":"IF(OR($F94=\"X\",$F94=\"x\"),IF(W$68=\"\",\"\",IF(INDEX(BPF_Summary_Lookup,MATCH($B94,INDEX(BPF_Summary_Lookup,,#REF!),0),#REF!)=FALSE,\"\",IF(W$68=\"Electricity\",$CU94,IF(W$68=\"Natural Gas\",$CW94,\"\")))),\"\")","v":""},{"$f":"IF(OR($F94=\"X\",$F94=\"x\"),IF(INDEX(BPF_Summary_Lookup,MATCH($B94,INDEX(BPF_Summary_Lookup,,#REF!),0),#REF!)=FALSE,\"\",IF(X$68=\"Electricity\",INDEX(BPF_Summary_Lookup,MATCH($B94,INDEX(BPF_Summary_Lookup,,#REF!),0),#REF!)*1000*0.000453592,IF(X$68=\"Natural Gas\",INDEX(BPF_Summary_Lookup,MATCH($B94,INDEX(BPF_Summary_Lookup,,#REF!),0),#REF!)*1000*0.000453592,\"\"))),\"\")","v":""},{"$f":"IF(OR($F94=\"X\",$F94=\"x\"),IF(INDEX(BPF_Summary_Lookup,MATCH($B94,INDEX(BPF_Summary_Lookup,,#REF!),0),#REF!)=FALSE,\"\",IF(Y$68=\"Electricity\",INDEX(BPF_Summary_Lookup,MATCH($B94,INDEX(BPF_Summary_Lookup,,#REF!),0),#REF!),IF(Y$68=\"Natural Gas\",INDEX(BPF_Summary_Lookup,MATCH($B94,INDEX(BPF_Summary_Lookup,,#REF!),0),#REF!),\"\"))),\"\")","v":""},{"$f":"IF(OR($F94=\"X\",$F94=\"x\"),IF(Z$68=\"\",\"\",IF(INDEX(BPF_Summary_Lookup,MATCH($B94,INDEX(BPF_Summary_Lookup,,#REF!),0),#REF!)=FALSE,\"\",IF(Z$68=\"Electricity\",$CO94,IF(Z$68=\"Natural Gas\",$CQ94,\"\")))),\"\")","v":""},{"$f":"IF(OR($F94=\"X\",$F94=\"x\"),IF(AA$68=\"\",\"\",IF(INDEX(BPF_Summary_Lookup,MATCH($B94,INDEX(BPF_Summary_Lookup,,#REF!),0),#REF!)=FALSE,\"\",IF(AA$68=\"Electricity\",$CU94,IF(AA$68=\"Natural Gas\",$CW94,\"\")))),\"\")","v":""},{"$f":"IF(OR($F94=\"X\",$F94=\"x\"),IF(INDEX(BPF_Summary_Lookup,MATCH($B94,INDEX(BPF_Summary_Lookup,,#REF!),0),#REF!)=FALSE,\"\",IF(AB$68=\"Electricity\",INDEX(BPF_Summary_Lookup,MATCH($B94,INDEX(BPF_Summary_Lookup,,#REF!),0),#REF!)*1000*0.000453592,IF(AB$68=\"Natural Gas\",INDEX(BPF_Summary_Lookup,MATCH($B94,INDEX(BPF_Summary_Lookup,,#REF!),0),#REF!)*1000*0.000453592,\"\"))),\"\")","v":""},{"$f":"IF(OR($F94=\"X\",$F94=\"x\"),IF(INDEX(BPF_Summary_Lookup,MATCH($B94,INDEX(BPF_Summary_Lookup,,#REF!),0),#REF!)=FALSE,\"\",IF(AC$68=\"Electricity\",INDEX(BPF_Summary_Lookup,MATCH($B94,INDEX(BPF_Summary_Lookup,,#REF!),0),#REF!),IF(AC$68=\"Natural Gas\",INDEX(BPF_Summary_Lookup,MATCH($B94,INDEX(BPF_Summary_Lookup,,#REF!),0),#REF!),\"\"))),\"\")","v":""},{"$f":"IF(OR($F94=\"X\",$F94=\"x\"),IF(AD$68=\"\",\"\",IF(INDEX(BPF_Summary_Lookup,MATCH($B94,INDEX(BPF_Summary_Lookup,,#REF!),0),#REF!)=FALSE,\"\",IF(AD$68=\"Electricity\",$CO94,IF(AD$68=\"Natural Gas\",$CQ94,\"\")))),\"\")","v":""},{"$f":"IF(OR($F94=\"X\",$F94=\"x\"),IF(AE$68=\"\",\"\",IF(INDEX(BPF_Summary_Lookup,MATCH($B94,INDEX(BPF_Summary_Lookup,,#REF!),0),#REF!)=FALSE,\"\",IF(AE$68=\"Electricity\",$CU94,IF(AE$68=\"Natural Gas\",$CW94,\"\")))),\"\")","v":""},{"$f":"IF(OR($F94=\"X\",$F94=\"x\"),IF(INDEX(BPF_Summary_Lookup,MATCH($B94,INDEX(BPF_Summary_Lookup,,#REF!),0),#REF!)=FALSE,\"\",IF(AF$68=\"Electricity\",INDEX(BPF_Summary_Lookup,MATCH($B94,INDEX(BPF_Summary_Lookup,,#REF!),0),#REF!)*1000*0.000453592,IF(AF$68=\"Natural Gas\",INDEX(BPF_Summary_Lookup,MATCH($B94,INDEX(BPF_Summary_Lookup,,#REF!),0),#REF!)*1000*0.000453592,\"\"))),\"\")","v":""},{"$f":"IF(OR($F94=\"X\",$F94=\"x\"),IF(INDEX(BPF_Summary_Lookup,MATCH($B94,INDEX(BPF_Summary_Lookup,,#REF!),0),#REF!)=FALSE,\"\",IF(AG$68=\"Electricity\",INDEX(BPF_Summary_Lookup,MATCH($B94,INDEX(BPF_Summary_Lookup,,#REF!),0),#REF!),IF(AG$68=\"Natural Gas\",INDEX(BPF_Summary_Lookup,MATCH($B94,INDEX(BPF_Summary_Lookup,,#REF!),0),#REF!),\"\"))),\"\")","v":""},{"$f":"IF(OR($F94=\"X\",$F94=\"x\"),IF(AH$68=\"\",\"\",IF(INDEX(BPF_Summary_Lookup,MATCH($B94,INDEX(BPF_Summary_Lookup,,#REF!),0),#REF!)=FALSE,\"\",IF(AH$68=\"Electricity\",$CO94,IF(AH$68=\"Natural Gas\",$CQ94,\"\")))),\"\")","v":""},{"$f":"IF(OR($F94=\"X\",$F94=\"x\"),IF(AI$68=\"\",\"\",IF(INDEX(BPF_Summary_Lookup,MATCH($B94,INDEX(BPF_Summary_Lookup,,#REF!),0),#REF!)=FALSE,\"\",IF(AI$68=\"Electricity\",$CU94,IF(AI$68=\"Natural Gas\",$CW94,\"\")))),\"\")","v":""},{"$f":"IF(OR($F94=\"X\",$F94=\"x\"),IF(INDEX(BPF_Summary_Lookup,MATCH($B94,INDEX(BPF_Summary_Lookup,,#REF!),0),#REF!)=FALSE,\"\",IF(AJ$68=\"Electricity\",INDEX(BPF_Summary_Lookup,MATCH($B94,INDEX(BPF_Summary_Lookup,,#REF!),0),#REF!)*1000*0.000453592,IF(AJ$68=\"Natural Gas\",INDEX(BPF_Summary_Lookup,MATCH($B94,INDEX(BPF_Summary_Lookup,,#REF!),0),#REF!)*1000*0.000453592,\"\"))),\"\")","v":""},{"$f":"IF(OR($F94=\"X\",$F94=\"x\"),IF(INDEX(BPF_Summary_Lookup,MATCH($B94,INDEX(BPF_Summary_Lookup,,#REF!),0),#REF!)=FALSE,\"\",IF(AK$68=\"Electricity\",INDEX(BPF_Summary_Lookup,MATCH($B94,INDEX(BPF_Summary_Lookup,,#REF!),0),#REF!),IF(AK$68=\"Natural Gas\",INDEX(BPF_Summary_Lookup,MATCH($B94,INDEX(BPF_Summary_Lookup,,#REF!),0),#REF!),\"\"))),\"\")","v":""},{"$f":"IF(OR($F94=\"X\",$F94=\"x\"),IF(AL$68=\"\",\"\",IF(INDEX(BPF_Summary_Lookup,MATCH($B94,INDEX(BPF_Summary_Lookup,,#REF!),0),#REF!)=FALSE,\"\",IF(AL$68=\"Electricity\",$CO94,IF(AL$68=\"Natural Gas\",$CQ94,\"\")))),\"\")","v":""},{"$f":"IF(OR($F94=\"X\",$F94=\"x\"),IF(AM$68=\"\",\"\",IF(INDEX(BPF_Summary_Lookup,MATCH($B94,INDEX(BPF_Summary_Lookup,,#REF!),0),#REF!)=FALSE,\"\",IF(AM$68=\"Electricity\",$CU94,IF(AM$68=\"Natural Gas\",$CW94,\"\")))),\"\")","v":""},{"$f":"IF(OR($F94=\"X\",$F94=\"x\"),IF(INDEX(BPF_Summary_Lookup,MATCH($B94,INDEX(BPF_Summary_Lookup,,#REF!),0),#REF!)=FALSE,\"\",IF(AN$68=\"Electricity\",INDEX(BPF_Summary_Lookup,MATCH($B94,INDEX(BPF_Summary_Lookup,,#REF!),0),#REF!)*1000*0.000453592,IF(AN$68=\"Natural Gas\",INDEX(BPF_Summary_Lookup,MATCH($B94,INDEX(BPF_Summary_Lookup,,#REF!),0),#REF!)*1000*0.000453592,\"\"))),\"\")","v":""},{"$f":"IF(OR($F94=\"X\",$F94=\"x\"),IF(INDEX(BPF_Summary_Lookup,MATCH($B94,INDEX(BPF_Summary_Lookup,,#REF!),0),#REF!)=FALSE,\"\",IF(AO$68=\"Electricity\",INDEX(BPF_Summary_Lookup,MATCH($B94,INDEX(BPF_Summary_Lookup,,#REF!),0),#REF!),IF(AO$68=\"Natural Gas\",INDEX(BPF_Summary_Lookup,MATCH($B94,INDEX(BPF_Summary_Lookup,,#REF!),0),#REF!),\"\"))),\"\")","v":""},{"$f":"IF(OR($F94=\"X\",$F94=\"x\"),IF(AP$68=\"\",\"\",IF(INDEX(BPF_Summary_Lookup,MATCH($B94,INDEX(BPF_Summary_Lookup,,#REF!),0),#REF!)=FALSE,\"\",IF(AP$68=\"Electricity\",$CO94,IF(AP$68=\"Natural Gas\",$CQ94,\"\")))),\"\")","v":""},{"$f":"IF(OR($F94=\"X\",$F94=\"x\"),IF(AQ$68=\"\",\"\",IF(INDEX(BPF_Summary_Lookup,MATCH($B94,INDEX(BPF_Summary_Lookup,,#REF!),0),#REF!)=FALSE,\"\",IF(AQ$68=\"Electricity\",$CU94,IF(AQ$68=\"Natural Gas\",$CW94,\"\")))),\"\")","v":""},{"$f":"IF(OR($F94=\"X\",$F94=\"x\"),IF(INDEX(BPF_Summary_Lookup,MATCH($B94,INDEX(BPF_Summary_Lookup,,#REF!),0),#REF!)=FALSE,\"\",IF(AR$68=\"Electricity\",INDEX(BPF_Summary_Lookup,MATCH($B94,INDEX(BPF_Summary_Lookup,,#REF!),0),#REF!)*1000*0.000453592,IF(AR$68=\"Natural Gas\",INDEX(BPF_Summary_Lookup,MATCH($B94,INDEX(BPF_Summary_Lookup,,#REF!),0),#REF!)*1000*0.000453592,\"\"))),\"\")","v":""},{"$f":"IF(OR($F94=\"X\",$F94=\"x\"),IF(INDEX(BPF_Summary_Lookup,MATCH($B94,INDEX(BPF_Summary_Lookup,,#REF!),0),#REF!)=FALSE,\"\",IF(AS$68=\"Electricity\",INDEX(BPF_Summary_Lookup,MATCH($B94,INDEX(BPF_Summary_Lookup,,#REF!),0),#REF!),IF(AS$68=\"Natural Gas\",INDEX(BPF_Summary_Lookup,MATCH($B94,INDEX(BPF_Summary_Lookup,,#REF!),0),#REF!),\"\"))),\"\")","v":""},{"$f":"IF(OR($F94=\"X\",$F94=\"x\"),IF(AT$68=\"\",\"\",IF(INDEX(BPF_Summary_Lookup,MATCH($B94,INDEX(BPF_Summary_Lookup,,#REF!),0),#REF!)=FALSE,\"\",IF(AT$68=\"Electricity\",$CO94,IF(AT$68=\"Natural Gas\",$CQ94,\"\")))),\"\")","v":""},null,null,null,{"$f":"IF(OR($F94=\"X\",$F94=\"x\"),IF(G$68=\"\",\"\",IF(INDEX(BPF_Summary_Lookup,MATCH($B94,INDEX(BPF_Summary_Lookup,,#REF!),0),#REF!)=FALSE,\"\",IF(G$68=\"Electricity\",$CU94,IF(G$68=\"Natural Gas\",$CW94,\"\")))),\"\")","v":""},{"$f":"IF(OR($F94=\"X\",$F94=\"x\"),IF(INDEX(BPF_Summary_Lookup,MATCH($B94,INDEX(BPF_Summary_Lookup,,#REF!),0),#REF!)=FALSE,\"\",IF(H$68=\"Electricity\",INDEX(BPF_Summary_Lookup,MATCH($B94,INDEX(BPF_Summary_Lookup,,#REF!),0),#REF!)*1000*0.000453592,IF(H$68=\"Natural Gas\",INDEX(BPF_Summary_Lookup,MATCH($B94,INDEX(BPF_Summary_Lookup,,#REF!),0),#REF!)*1000*0.000453592,\"\"))),\"\")","v":""},{"$f":"IF(OR($F94=\"X\",$F94=\"x\"),IF(INDEX(BPF_Summary_Lookup,MATCH($B94,INDEX(BPF_Summary_Lookup,,#REF!),0),#REF!)=FALSE,\"\",IF(I$68=\"Electricity\",INDEX(BPF_Summary_Lookup,MATCH($B94,INDEX(BPF_Summary_Lookup,,#REF!),0),#REF!),IF(I$68=\"Natural Gas\",INDEX(BPF_Summary_Lookup,MATCH($B94,INDEX(BPF_Summary_Lookup,,#REF!),0),#REF!),\"\"))),\"\")","v":""},{"$f":"IF(OR($F94=\"X\",$F94=\"x\"),IF(J$68=\"\",\"\",IF(INDEX(BPF_Summary_Lookup,MATCH($B94,INDEX(BPF_Summary_Lookup,,#REF!),0),#REF!)=FALSE,\"\",IF(J$68=\"Electricity\",$CO94,IF(J$68=\"Natural Gas\",$CQ94,\"\")))),\"\")","v":""},{"$f":"IF(OR($F94=\"X\",$F94=\"x\"),IF(K$68=\"\",\"\",IF(INDEX(BPF_Summary_Lookup,MATCH($B94,INDEX(BPF_Summary_Lookup,,#REF!),0),#REF!)=FALSE,\"\",IF(K$68=\"Electricity\",$CU94,IF(K$68=\"Natural Gas\",$CW94,\"\")))),\"\")","v":""},{"$f":"IF(OR($F94=\"X\",$F94=\"x\"),IF(INDEX(BPF_Summary_Lookup,MATCH($B94,INDEX(BPF_Summary_Lookup,,#REF!),0),#REF!)=FALSE,\"\",IF(L$68=\"Electricity\",INDEX(BPF_Summary_Lookup,MATCH($B94,INDEX(BPF_Summary_Lookup,,#REF!),0),#REF!)*1000*0.000453592,IF(L$68=\"Natural Gas\",INDEX(BPF_Summary_Lookup,MATCH($B94,INDEX(BPF_Summary_Lookup,,#REF!),0),#REF!)*1000*0.000453592,\"\"))),\"\")","v":""},{"$f":"IF(OR($F94=\"X\",$F94=\"x\"),IF(INDEX(BPF_Summary_Lookup,MATCH($B94,INDEX(BPF_Summary_Lookup,,#REF!),0),#REF!)=FALSE,\"\",IF(M$68=\"Electricity\",INDEX(BPF_Summary_Lookup,MATCH($B94,INDEX(BPF_Summary_Lookup,,#REF!),0),#REF!),IF(M$68=\"Natural Gas\",INDEX(BPF_Summary_Lookup,MATCH($B94,INDEX(BPF_Summary_Lookup,,#REF!),0),#REF!),\"\"))),\"\")","v":""},{"$f":"IF(OR($F94=\"X\",$F94=\"x\"),IF(N$68=\"\",\"\",IF(INDEX(BPF_Summary_Lookup,MATCH($B94,INDEX(BPF_Summary_Lookup,,#REF!),0),#REF!)=FALSE,\"\",IF(N$68=\"Electricity\",$CO94,IF(N$68=\"Natural Gas\",$CQ94,\"\")))),\"\")","v":""},{"$f":"IF(OR($F94=\"X\",$F94=\"x\"),IF(O$68=\"\",\"\",IF(INDEX(BPF_Summary_Lookup,MATCH($B94,INDEX(BPF_Summary_Lookup,,#REF!),0),#REF!)=FALSE,\"\",IF(O$68=\"Electricity\",$CU94,IF(O$68=\"Natural Gas\",$CW94,\"\")))),\"\")","v":""},{"$f":"IF(OR($F94=\"X\",$F94=\"x\"),IF(INDEX(BPF_Summary_Lookup,MATCH($B94,INDEX(BPF_Summary_Lookup,,#REF!),0),#REF!)=FALSE,\"\",IF(P$68=\"Electricity\",INDEX(BPF_Summary_Lookup,MATCH($B94,INDEX(BPF_Summary_Lookup,,#REF!),0),#REF!)*1000*0.000453592,IF(P$68=\"Natural Gas\",INDEX(BPF_Summary_Lookup,MATCH($B94,INDEX(BPF_Summary_Lookup,,#REF!),0),#REF!)*1000*0.000453592,\"\"))),\"\")","v":""},{"$f":"IF(OR($F94=\"X\",$F94=\"x\"),IF(INDEX(BPF_Summary_Lookup,MATCH($B94,INDEX(BPF_Summary_Lookup,,#REF!),0),#REF!)=FALSE,\"\",IF(Q$68=\"Electricity\",INDEX(BPF_Summary_Lookup,MATCH($B94,INDEX(BPF_Summary_Lookup,,#REF!),0),#REF!),IF(Q$68=\"Natural Gas\",INDEX(BPF_Summary_Lookup,MATCH($B94,INDEX(BPF_Summary_Lookup,,#REF!),0),#REF!),\"\"))),\"\")","v":""},{"$f":"IF(OR($F94=\"X\",$F94=\"x\"),IF(R$68=\"\",\"\",IF(INDEX(BPF_Summary_Lookup,MATCH($B94,INDEX(BPF_Summary_Lookup,,#REF!),0),#REF!)=FALSE,\"\",IF(R$68=\"Electricity\",$CO94,IF(R$68=\"Natural Gas\",$CQ94,\"\")))),\"\")","v":""},{"$f":"IF(OR($F94=\"X\",$F94=\"x\"),IF(S$68=\"\",\"\",IF(INDEX(BPF_Summary_Lookup,MATCH($B94,INDEX(BPF_Summary_Lookup,,#REF!),0),#REF!)=FALSE,\"\",IF(S$68=\"Electricity\",$CU94,IF(S$68=\"Natural Gas\",$CW94,\"\")))),\"\")","v":""},{"$f":"IF(OR($F94=\"X\",$F94=\"x\"),IF(INDEX(BPF_Summary_Lookup,MATCH($B94,INDEX(BPF_Summary_Lookup,,#REF!),0),#REF!)=FALSE,\"\",IF(T$68=\"Electricity\",INDEX(BPF_Summary_Lookup,MATCH($B94,INDEX(BPF_Summary_Lookup,,#REF!),0),#REF!)*1000*0.000453592,IF(T$68=\"Natural Gas\",INDEX(BPF_Summary_Lookup,MATCH($B94,INDEX(BPF_Summary_Lookup,,#REF!),0),#REF!)*1000*0.000453592,\"\"))),\"\")","v":""},{"$f":"IF(OR($F94=\"X\",$F94=\"x\"),IF(INDEX(BPF_Summary_Lookup,MATCH($B94,INDEX(BPF_Summary_Lookup,,#REF!),0),#REF!)=FALSE,\"\",IF(U$68=\"Electricity\",INDEX(BPF_Summary_Lookup,MATCH($B94,INDEX(BPF_Summary_Lookup,,#REF!),0),#REF!),IF(U$68=\"Natural Gas\",INDEX(BPF_Summary_Lookup,MATCH($B94,INDEX(BPF_Summary_Lookup,,#REF!),0),#REF!),\"\"))),\"\")","v":""},{"$f":"IF(OR($F94=\"X\",$F94=\"x\"),IF(V$68=\"\",\"\",IF(INDEX(BPF_Summary_Lookup,MATCH($B94,INDEX(BPF_Summary_Lookup,,#REF!),0),#REF!)=FALSE,\"\",IF(V$68=\"Electricity\",$CO94,IF(V$68=\"Natural Gas\",$CQ94,\"\")))),\"\")","v":""},{"$f":"IF(OR($F94=\"X\",$F94=\"x\"),IF(W$68=\"\",\"\",IF(INDEX(BPF_Summary_Lookup,MATCH($B94,INDEX(BPF_Summary_Lookup,,#REF!),0),#REF!)=FALSE,\"\",IF(W$68=\"Electricity\",$CU94,IF(W$68=\"Natural Gas\",$CW94,\"\")))),\"\")","v":""},{"$f":"IF(OR($F94=\"X\",$F94=\"x\"),IF(INDEX(BPF_Summary_Lookup,MATCH($B94,INDEX(BPF_Summary_Lookup,,#REF!),0),#REF!)=FALSE,\"\",IF(X$68=\"Electricity\",INDEX(BPF_Summary_Lookup,MATCH($B94,INDEX(BPF_Summary_Lookup,,#REF!),0),#REF!)*1000*0.000453592,IF(X$68=\"Natural Gas\",INDEX(BPF_Summary_Lookup,MATCH($B94,INDEX(BPF_Summary_Lookup,,#REF!),0),#REF!)*1000*0.000453592,\"\"))),\"\")","v":""},{"$f":"IF(OR($F94=\"X\",$F94=\"x\"),IF(INDEX(BPF_Summary_Lookup,MATCH($B94,INDEX(BPF_Summary_Lookup,,#REF!),0),#REF!)=FALSE,\"\",IF(Y$68=\"Electricity\",INDEX(BPF_Summary_Lookup,MATCH($B94,INDEX(BPF_Summary_Lookup,,#REF!),0),#REF!),IF(Y$68=\"Natural Gas\",INDEX(BPF_Summary_Lookup,MATCH($B94,INDEX(BPF_Summary_Lookup,,#REF!),0),#REF!),\"\"))),\"\")","v":""},{"$f":"IF(OR($F94=\"X\",$F94=\"x\"),IF(Z$68=\"\",\"\",IF(INDEX(BPF_Summary_Lookup,MATCH($B94,INDEX(BPF_Summary_Lookup,,#REF!),0),#REF!)=FALSE,\"\",IF(Z$68=\"Electricity\",$CO94,IF(Z$68=\"Natural Gas\",$CQ94,\"\")))),\"\")","v":""},{"$f":"IF(OR($F94=\"X\",$F94=\"x\"),IF(AA$68=\"\",\"\",IF(INDEX(BPF_Summary_Lookup,MATCH($B94,INDEX(BPF_Summary_Lookup,,#REF!),0),#REF!)=FALSE,\"\",IF(AA$68=\"Electricity\",$CU94,IF(AA$68=\"Natural Gas\",$CW94,\"\")))),\"\")","v":""},{"$f":"IF(OR($F94=\"X\",$F94=\"x\"),IF(INDEX(BPF_Summary_Lookup,MATCH($B94,INDEX(BPF_Summary_Lookup,,#REF!),0),#REF!)=FALSE,\"\",IF(AB$68=\"Electricity\",INDEX(BPF_Summary_Lookup,MATCH($B94,INDEX(BPF_Summary_Lookup,,#REF!),0),#REF!)*1000*0.000453592,IF(AB$68=\"Natural Gas\",INDEX(BPF_Summary_Lookup,MATCH($B94,INDEX(BPF_Summary_Lookup,,#REF!),0),#REF!)*1000*0.000453592,\"\"))),\"\")","v":""},{"$f":"IF(OR($F94=\"X\",$F94=\"x\"),IF(INDEX(BPF_Summary_Lookup,MATCH($B94,INDEX(BPF_Summary_Lookup,,#REF!),0),#REF!)=FALSE,\"\",IF(AC$68=\"Electricity\",INDEX(BPF_Summary_Lookup,MATCH($B94,INDEX(BPF_Summary_Lookup,,#REF!),0),#REF!),IF(AC$68=\"Natural Gas\",INDEX(BPF_Summary_Lookup,MATCH($B94,INDEX(BPF_Summary_Lookup,,#REF!),0),#REF!),\"\"))),\"\")","v":""},{"$f":"IF(OR($F94=\"X\",$F94=\"x\"),IF(AD$68=\"\",\"\",IF(INDEX(BPF_Summary_Lookup,MATCH($B94,INDEX(BPF_Summary_Lookup,,#REF!),0),#REF!)=FALSE,\"\",IF(AD$68=\"Electricity\",$CO94,IF(AD$68=\"Natural Gas\",$CQ94,\"\")))),\"\")","v":""},{"$f":"IF(OR($F94=\"X\",$F94=\"x\"),IF(AE$68=\"\",\"\",IF(INDEX(BPF_Summary_Lookup,MATCH($B94,INDEX(BPF_Summary_Lookup,,#REF!),0),#REF!)=FALSE,\"\",IF(AE$68=\"Electricity\",$CU94,IF(AE$68=\"Natural Gas\",$CW94,\"\")))),\"\")","v":""},{"$f":"IF(OR($F94=\"X\",$F94=\"x\"),IF(INDEX(BPF_Summary_Lookup,MATCH($B94,INDEX(BPF_Summary_Lookup,,#REF!),0),#REF!)=FALSE,\"\",IF(AF$68=\"Electricity\",INDEX(BPF_Summary_Lookup,MATCH($B94,INDEX(BPF_Summary_Lookup,,#REF!),0),#REF!)*1000*0.000453592,IF(AF$68=\"Natural Gas\",INDEX(BPF_Summary_Lookup,MATCH($B94,INDEX(BPF_Summary_Lookup,,#REF!),0),#REF!)*1000*0.000453592,\"\"))),\"\")","v":""},{"$f":"IF(OR($F94=\"X\",$F94=\"x\"),IF(INDEX(BPF_Summary_Lookup,MATCH($B94,INDEX(BPF_Summary_Lookup,,#REF!),0),#REF!)=FALSE,\"\",IF(AG$68=\"Electricity\",INDEX(BPF_Summary_Lookup,MATCH($B94,INDEX(BPF_Summary_Lookup,,#REF!),0),#REF!),IF(AG$68=\"Natural Gas\",INDEX(BPF_Summary_Lookup,MATCH($B94,INDEX(BPF_Summary_Lookup,,#REF!),0),#REF!),\"\"))),\"\")","v":""},{"$f":"IF(OR($F94=\"X\",$F94=\"x\"),IF(AH$68=\"\",\"\",IF(INDEX(BPF_Summary_Lookup,MATCH($B94,INDEX(BPF_Summary_Lookup,,#REF!),0),#REF!)=FALSE,\"\",IF(AH$68=\"Electricity\",$CO94,IF(AH$68=\"Natural Gas\",$CQ94,\"\")))),\"\")","v":""},{"$f":"IF(OR($F94=\"X\",$F94=\"x\"),IF(AI$68=\"\",\"\",IF(INDEX(BPF_Summary_Lookup,MATCH($B94,INDEX(BPF_Summary_Lookup,,#REF!),0),#REF!)=FALSE,\"\",IF(AI$68=\"Electricity\",$CU94,IF(AI$68=\"Natural Gas\",$CW94,\"\")))),\"\")","v":""},{"$f":"IF(OR($F94=\"X\",$F94=\"x\"),IF(INDEX(BPF_Summary_Lookup,MATCH($B94,INDEX(BPF_Summary_Lookup,,#REF!),0),#REF!)=FALSE,\"\",IF(AJ$68=\"Electricity\",INDEX(BPF_Summary_Lookup,MATCH($B94,INDEX(BPF_Summary_Lookup,,#REF!),0),#REF!)*1000*0.000453592,IF(AJ$68=\"Natural Gas\",INDEX(BPF_Summary_Lookup,MATCH($B94,INDEX(BPF_Summary_Lookup,,#REF!),0),#REF!)*1000*0.000453592,\"\"))),\"\")","v":""},{"$f":"IF(OR($F94=\"X\",$F94=\"x\"),IF(INDEX(BPF_Summary_Lookup,MATCH($B94,INDEX(BPF_Summary_Lookup,,#REF!),0),#REF!)=FALSE,\"\",IF(AK$68=\"Electricity\",INDEX(BPF_Summary_Lookup,MATCH($B94,INDEX(BPF_Summary_Lookup,,#REF!),0),#REF!),IF(AK$68=\"Natural Gas\",INDEX(BPF_Summary_Lookup,MATCH($B94,INDEX(BPF_Summary_Lookup,,#REF!),0),#REF!),\"\"))),\"\")","v":""},{"$f":"IF(OR($F94=\"X\",$F94=\"x\"),IF(AL$68=\"\",\"\",IF(INDEX(BPF_Summary_Lookup,MATCH($B94,INDEX(BPF_Summary_Lookup,,#REF!),0),#REF!)=FALSE,\"\",IF(AL$68=\"Electricity\",$CO94,IF(AL$68=\"Natural Gas\",$CQ94,\"\")))),\"\")","v":""},{"$f":"IF(OR($F94=\"X\",$F94=\"x\"),IF(AM$68=\"\",\"\",IF(INDEX(BPF_Summary_Lookup,MATCH($B94,INDEX(BPF_Summary_Lookup,,#REF!),0),#REF!)=FALSE,\"\",IF(AM$68=\"Electricity\",$CU94,IF(AM$68=\"Natural Gas\",$CW94,\"\")))),\"\")","v":""},{"$f":"IF(OR($F94=\"X\",$F94=\"x\"),IF(INDEX(BPF_Summary_Lookup,MATCH($B94,INDEX(BPF_Summary_Lookup,,#REF!),0),#REF!)=FALSE,\"\",IF(AN$68=\"Electricity\",INDEX(BPF_Summary_Lookup,MATCH($B94,INDEX(BPF_Summary_Lookup,,#REF!),0),#REF!)*1000*0.000453592,IF(AN$68=\"Natural Gas\",INDEX(BPF_Summary_Lookup,MATCH($B94,INDEX(BPF_Summary_Lookup,,#REF!),0),#REF!)*1000*0.000453592,\"\"))),\"\")","v":""},{"$f":"IF(OR($F94=\"X\",$F94=\"x\"),IF(INDEX(BPF_Summary_Lookup,MATCH($B94,INDEX(BPF_Summary_Lookup,,#REF!),0),#REF!)=FALSE,\"\",IF(AO$68=\"Electricity\",INDEX(BPF_Summary_Lookup,MATCH($B94,INDEX(BPF_Summary_Lookup,,#REF!),0),#REF!),IF(AO$68=\"Natural Gas\",INDEX(BPF_Summary_Lookup,MATCH($B94,INDEX(BPF_Summary_Lookup,,#REF!),0),#REF!),\"\"))),\"\")","v":""},{"$f":"IF(OR($F94=\"X\",$F94=\"x\"),IF(AP$68=\"\",\"\",IF(INDEX(BPF_Summary_Lookup,MATCH($B94,INDEX(BPF_Summary_Lookup,,#REF!),0),#REF!)=FALSE,\"\",IF(AP$68=\"Electricity\",$CO94,IF(AP$68=\"Natural Gas\",$CQ94,\"\")))),\"\")","v":""},{"$f":"IF(OR($F94=\"X\",$F94=\"x\"),IF(AQ$68=\"\",\"\",IF(INDEX(BPF_Summary_Lookup,MATCH($B94,INDEX(BPF_Summary_Lookup,,#REF!),0),#REF!)=FALSE,\"\",IF(AQ$68=\"Electricity\",$CU94,IF(AQ$68=\"Natural Gas\",$CW94,\"\")))),\"\")","v":""},{"$f":"IF(OR($F94=\"X\",$F94=\"x\"),IF(INDEX(BPF_Summary_Lookup,MATCH($B94,INDEX(BPF_Summary_Lookup,,#REF!),0),#REF!)=FALSE,\"\",IF(AR$68=\"Electricity\",INDEX(BPF_Summary_Lookup,MATCH($B94,INDEX(BPF_Summary_Lookup,,#REF!),0),#REF!)*1000*0.000453592,IF(AR$68=\"Natural Gas\",INDEX(BPF_Summary_Lookup,MATCH($B94,INDEX(BPF_Summary_Lookup,,#REF!),0),#REF!)*1000*0.000453592,\"\"))),\"\")","v":""},{"$f":"IF(OR($F94=\"X\",$F94=\"x\"),IF(INDEX(BPF_Summary_Lookup,MATCH($B94,INDEX(BPF_Summary_Lookup,,#REF!),0),#REF!)=FALSE,\"\",IF(AS$68=\"Electricity\",INDEX(BPF_Summary_Lookup,MATCH($B94,INDEX(BPF_Summary_Lookup,,#REF!),0),#REF!),IF(AS$68=\"Natural Gas\",INDEX(BPF_Summary_Lookup,MATCH($B94,INDEX(BPF_Summary_Lookup,,#REF!),0),#REF!),\"\"))),\"\")","v":""},{"$f":"IF(OR($F94=\"X\",$F94=\"x\"),IF(AT$68=\"\",\"\",IF(INDEX(BPF_Summary_Lookup,MATCH($B94,INDEX(BPF_Summary_Lookup,,#REF!),0),#REF!)=FALSE,\"\",IF(AT$68=\"Electricity\",$CO94,IF(AT$68=\"Natural Gas\",$CQ94,\"\")))),\"\")","v":""},{"$f":"IF(OR($F94=\"X\",$F94=\"x\"),IF(INDEX(BPF_Summary_Lookup,MATCH($B94,INDEX(BPF_Summary_Lookup,,#REF!),0),#REF!)=FALSE,\"\",INDEX(BPF_Summary_Lookup,MATCH($B94,INDEX(BPF_Summary_Lookup,,#REF!),0),#REF!)),\"\")","v":""},{"$f":"IF(OR($F94=\"X\",$F94=\"x\"),IF(INDEX(BPF_Summary_Lookup,MATCH($B94,INDEX(BPF_Summary_Lookup,,#REF!),0),#REF!)=FALSE,\"\",INDEX(BPF_Summary_Lookup,MATCH($B94,INDEX(BPF_Summary_Lookup,,#REF!),0),#REF!)),\"\")","v":""},{"$f":"IFERROR(INDEX(Ref_UnitConversions_Energy_Content_kBtu_Unit,IFERROR(MATCH($CL$72&INDEX(RE_EC_EnergyTypes,MATCH($CL$72,INDEX(RE_EC_EnergyTypes,,1),0),2),Ref_UnitConversions_Energy_Units_Lookup,0),MATCH(\"All\"&INDEX(RE_EC_EnergyTypes,MATCH($CL$72,INDEX(RE_EC_EnergyTypes,,1),0),2),Ref_UnitConversions_Energy_Units_Lookup,0)),)/CL94,\"\")","v":""},"",{"$f":"IFERROR(INDEX(Ref_UnitConversions_Energy_Content_kBtu_Unit,IFERROR(MATCH($CM$72&INDEX(RE_EC_EnergyTypes,MATCH($CM$72,INDEX(RE_EC_EnergyTypes,,1),0),2),Ref_UnitConversions_Energy_Units_Lookup,0),MATCH(\"All\"&INDEX(RE_EC_EnergyTypes,MATCH($CM$72,INDEX(RE_EC_EnergyTypes,,1),0),2),Ref_UnitConversions_Energy_Units_Lookup,0)),)/CM94,\"\")","v":""},"",{"$f":"IF(OR($F94=\"X\",$F94=\"x\"),IF(INDEX(BPF_Summary_Lookup,MATCH($B94,INDEX(BPF_Summary_Lookup,,#REF!),0),#REF!)=FALSE,\"\",INDEX(BPF_Summary_Lookup,MATCH($B94,INDEX(BPF_Summary_Lookup,,#REF!),0),#REF!)),\"\")","v":""},{"$f":"IF(OR($F94=\"X\",$F94=\"x\"),IF(INDEX(BPF_Summary_Lookup,MATCH($B94,INDEX(BPF_Summary_Lookup,,#REF!),0),#REF!)=FALSE,\"\",INDEX(BPF_Summary_Lookup,MATCH($B94,INDEX(BPF_Summary_Lookup,,#REF!),0),#REF!)),\"\")","v":""},{"$f":"IFERROR(INDEX(Ref_UnitConversions_Energy_Content_kBtu_Unit,IFERROR(MATCH($CL$72&INDEX(RE_EC_EnergyTypes,MATCH($CL$72,INDEX(RE_EC_EnergyTypes,,1),0),2),Ref_UnitConversions_Energy_Units_Lookup,0),MATCH(\"All\"&INDEX(RE_EC_EnergyTypes,MATCH($CL$72,INDEX(RE_EC_EnergyTypes,,1),0),2),Ref_UnitConversions_Energy_Units_Lookup,0)),),\"\")","v":3.4119999999999999},"",{"$f":"IFERROR(INDEX(Ref_UnitConversions_Energy_Content_kBtu_Unit,IFERROR(MATCH($CM$72&INDEX(RE_EC_EnergyTypes,MATCH($CM$72,INDEX(RE_EC_EnergyTypes,,1),0),2),Ref_UnitConversions_Energy_Units_Lookup,0),MATCH(\"All\"&INDEX(RE_EC_EnergyTypes,MATCH($CM$72,INDEX(RE_EC_EnergyTypes,,1),0),2),Ref_UnitConversions_Energy_Units_Lookup,0)),),\"\")","v":102.9},""]
[null,22,{"$f":"IF(INDEX(ProgSetup_Program_List,B95,)=\"\",5/0, IF(ProgSetup_Miscellaneous_Customization=TRUE,1,5/0))","v":{"$error":"#DIV/0!"}},null,{"$f":"INDEX(ProgSetup_Program_List,B95,1)& \"\"","v":""},null,{"$f":"IF(OR($F95=\"X\",$F95=\"x\"),IF(G$68=\"\",\"\",IF(INDEX(BPF_Summary_Lookup,MATCH($B95,INDEX(BPF_Summary_Lookup,,#REF!),0),#REF!)=FALSE,\"\",IF(G$68=\"Electricity\",$CU95,IF(G$68=\"Natural Gas\",$CW95,\"\")))),\"\")","v":""},{"$f":"IF(OR($F95=\"X\",$F95=\"x\"),IF(INDEX(BPF_Summary_Lookup,MATCH($B95,INDEX(BPF_Summary_Lookup,,#REF!),0),#REF!)=FALSE,\"\",IF(H$68=\"Electricity\",INDEX(BPF_Summary_Lookup,MATCH($B95,INDEX(BPF_Summary_Lookup,,#REF!),0),#REF!)*1000*0.000453592,IF(H$68=\"Natural Gas\",INDEX(BPF_Summary_Lookup,MATCH($B95,INDEX(BPF_Summary_Lookup,,#REF!),0),#REF!)*1000*0.000453592,\"\"))),\"\")","v":""},{"$f":"IF(OR($F95=\"X\",$F95=\"x\"),IF(INDEX(BPF_Summary_Lookup,MATCH($B95,INDEX(BPF_Summary_Lookup,,#REF!),0),#REF!)=FALSE,\"\",IF(I$68=\"Electricity\",INDEX(BPF_Summary_Lookup,MATCH($B95,INDEX(BPF_Summary_Lookup,,#REF!),0),#REF!),IF(I$68=\"Natural Gas\",INDEX(BPF_Summary_Lookup,MATCH($B95,INDEX(BPF_Summary_Lookup,,#REF!),0),#REF!),\"\"))),\"\")","v":""},{"$f":"IF(OR($F95=\"X\",$F95=\"x\"),IF(J$68=\"\",\"\",IF(INDEX(BPF_Summary_Lookup,MATCH($B95,INDEX(BPF_Summary_Lookup,,#REF!),0),#REF!)=FALSE,\"\",IF(J$68=\"Electricity\",$CO95,IF(J$68=\"Natural Gas\",$CQ95,\"\")))),\"\")","v":""},{"$f":"IF(OR($F95=\"X\",$F95=\"x\"),IF(K$68=\"\",\"\",IF(INDEX(BPF_Summary_Lookup,MATCH($B95,INDEX(BPF_Summary_Lookup,,#REF!),0),#REF!)=FALSE,\"\",IF(K$68=\"Electricity\",$CU95,IF(K$68=\"Natural Gas\",$CW95,\"\")))),\"\")","v":""},{"$f":"IF(OR($F95=\"X\",$F95=\"x\"),IF(INDEX(BPF_Summary_Lookup,MATCH($B95,INDEX(BPF_Summary_Lookup,,#REF!),0),#REF!)=FALSE,\"\",IF(L$68=\"Electricity\",INDEX(BPF_Summary_Lookup,MATCH($B95,INDEX(BPF_Summary_Lookup,,#REF!),0),#REF!)*1000*0.000453592,IF(L$68=\"Natural Gas\",INDEX(BPF_Summary_Lookup,MATCH($B95,INDEX(BPF_Summary_Lookup,,#REF!),0),#REF!)*1000*0.000453592,\"\"))),\"\")","v":""},{"$f":"IF(OR($F95=\"X\",$F95=\"x\"),IF(INDEX(BPF_Summary_Lookup,MATCH($B95,INDEX(BPF_Summary_Lookup,,#REF!),0),#REF!)=FALSE,\"\",IF(M$68=\"Electricity\",INDEX(BPF_Summary_Lookup,MATCH($B95,INDEX(BPF_Summary_Lookup,,#REF!),0),#REF!),IF(M$68=\"Natural Gas\",INDEX(BPF_Summary_Lookup,MATCH($B95,INDEX(BPF_Summary_Lookup,,#REF!),0),#REF!),\"\"))),\"\")","v":""},{"$f":"IF(OR($F95=\"X\",$F95=\"x\"),IF(N$68=\"\",\"\",IF(INDEX(BPF_Summary_Lookup,MATCH($B95,INDEX(BPF_Summary_Lookup,,#REF!),0),#REF!)=FALSE,\"\",IF(N$68=\"Electricity\",$CO95,IF(N$68=\"Natural Gas\",$CQ95,\"\")))),\"\")","v":""},{"$f":"IF(OR($F95=\"X\",$F95=\"x\"),IF(O$68=\"\",\"\",IF(INDEX(BPF_Summary_Lookup,MATCH($B95,INDEX(BPF_Summary_Lookup,,#REF!),0),#REF!)=FALSE,\"\",IF(O$68=\"Electricity\",$CU95,IF(O$68=\"Natural Gas\",$CW95,\"\")))),\"\")","v":""},{"$f":"IF(OR($F95=\"X\",$F95=\"x\"),IF(INDEX(BPF_Summary_Lookup,MATCH($B95,INDEX(BPF_Summary_Lookup,,#REF!),0),#REF!)=FALSE,\"\",IF(P$68=\"Electricity\",INDEX(BPF_Summary_Lookup,MATCH($B95,INDEX(BPF_Summary_Lookup,,#REF!),0),#REF!)*1000*0.000453592,IF(P$68=\"Natural Gas\",INDEX(BPF_Summary_Lookup,MATCH($B95,INDEX(BPF_Summary_Lookup,,#REF!),0),#REF!)*1000*0.000453592,\"\"))),\"\")","v":""},{"$f":"IF(OR($F95=\"X\",$F95=\"x\"),IF(INDEX(BPF_Summary_Lookup,MATCH($B95,INDEX(BPF_Summary_Lookup,,#REF!),0),#REF!)=FALSE,\"\",IF(Q$68=\"Electricity\",INDEX(BPF_Summary_Lookup,MATCH($B95,INDEX(BPF_Summary_Lookup,,#REF!),0),#REF!),IF(Q$68=\"Natural Gas\",INDEX(BPF_Summary_Lookup,MATCH($B95,INDEX(BPF_Summary_Lookup,,#REF!),0),#REF!),\"\"))),\"\")","v":""},{"$f":"IF(OR($F95=\"X\",$F95=\"x\"),IF(R$68=\"\",\"\",IF(INDEX(BPF_Summary_Lookup,MATCH($B95,INDEX(BPF_Summary_Lookup,,#REF!),0),#REF!)=FALSE,\"\",IF(R$68=\"Electricity\",$CO95,IF(R$68=\"Natural Gas\",$CQ95,\"\")))),\"\")","v":""},{"$f":"IF(OR($F95=\"X\",$F95=\"x\"),IF(S$68=\"\",\"\",IF(INDEX(BPF_Summary_Lookup,MATCH($B95,INDEX(BPF_Summary_Lookup,,#REF!),0),#REF!)=FALSE,\"\",IF(S$68=\"Electricity\",$CU95,IF(S$68=\"Natural Gas\",$CW95,\"\")))),\"\")","v":""},{"$f":"IF(OR($F95=\"X\",$F95=\"x\"),IF(INDEX(BPF_Summary_Lookup,MATCH($B95,INDEX(BPF_Summary_Lookup,,#REF!),0),#REF!)=FALSE,\"\",IF(T$68=\"Electricity\",INDEX(BPF_Summary_Lookup,MATCH($B95,INDEX(BPF_Summary_Lookup,,#REF!),0),#REF!)*1000*0.000453592,IF(T$68=\"Natural Gas\",INDEX(BPF_Summary_Lookup,MATCH($B95,INDEX(BPF_Summary_Lookup,,#REF!),0),#REF!)*1000*0.000453592,\"\"))),\"\")","v":""},{"$f":"IF(OR($F95=\"X\",$F95=\"x\"),IF(INDEX(BPF_Summary_Lookup,MATCH($B95,INDEX(BPF_Summary_Lookup,,#REF!),0),#REF!)=FALSE,\"\",IF(U$68=\"Electricity\",INDEX(BPF_Summary_Lookup,MATCH($B95,INDEX(BPF_Summary_Lookup,,#REF!),0),#REF!),IF(U$68=\"Natural Gas\",INDEX(BPF_Summary_Lookup,MATCH($B95,INDEX(BPF_Summary_Lookup,,#REF!),0),#REF!),\"\"))),\"\")","v":""},{"$f":"IF(OR($F95=\"X\",$F95=\"x\"),IF(V$68=\"\",\"\",IF(INDEX(BPF_Summary_Lookup,MATCH($B95,INDEX(BPF_Summary_Lookup,,#REF!),0),#REF!)=FALSE,\"\",IF(V$68=\"Electricity\",$CO95,IF(V$68=\"Natural Gas\",$CQ95,\"\")))),\"\")","v":""},{"$f":"IF(OR($F95=\"X\",$F95=\"x\"),IF(W$68=\"\",\"\",IF(INDEX(BPF_Summary_Lookup,MATCH($B95,INDEX(BPF_Summary_Lookup,,#REF!),0),#REF!)=FALSE,\"\",IF(W$68=\"Electricity\",$CU95,IF(W$68=\"Natural Gas\",$CW95,\"\")))),\"\")","v":""},{"$f":"IF(OR($F95=\"X\",$F95=\"x\"),IF(INDEX(BPF_Summary_Lookup,MATCH($B95,INDEX(BPF_Summary_Lookup,,#REF!),0),#REF!)=FALSE,\"\",IF(X$68=\"Electricity\",INDEX(BPF_Summary_Lookup,MATCH($B95,INDEX(BPF_Summary_Lookup,,#REF!),0),#REF!)*1000*0.000453592,IF(X$68=\"Natural Gas\",INDEX(BPF_Summary_Lookup,MATCH($B95,INDEX(BPF_Summary_Lookup,,#REF!),0),#REF!)*1000*0.000453592,\"\"))),\"\")","v":""},{"$f":"IF(OR($F95=\"X\",$F95=\"x\"),IF(INDEX(BPF_Summary_Lookup,MATCH($B95,INDEX(BPF_Summary_Lookup,,#REF!),0),#REF!)=FALSE,\"\",IF(Y$68=\"Electricity\",INDEX(BPF_Summary_Lookup,MATCH($B95,INDEX(BPF_Summary_Lookup,,#REF!),0),#REF!),IF(Y$68=\"Natural Gas\",INDEX(BPF_Summary_Lookup,MATCH($B95,INDEX(BPF_Summary_Lookup,,#REF!),0),#REF!),\"\"))),\"\")","v":""},{"$f":"IF(OR($F95=\"X\",$F95=\"x\"),IF(Z$68=\"\",\"\",IF(INDEX(BPF_Summary_Lookup,MATCH($B95,INDEX(BPF_Summary_Lookup,,#REF!),0),#REF!)=FALSE,\"\",IF(Z$68=\"Electricity\",$CO95,IF(Z$68=\"Natural Gas\",$CQ95,\"\")))),\"\")","v":""},{"$f":"IF(OR($F95=\"X\",$F95=\"x\"),IF(AA$68=\"\",\"\",IF(INDEX(BPF_Summary_Lookup,MATCH($B95,INDEX(BPF_Summary_Lookup,,#REF!),0),#REF!)=FALSE,\"\",IF(AA$68=\"Electricity\",$CU95,IF(AA$68=\"Natural Gas\",$CW95,\"\")))),\"\")","v":""},{"$f":"IF(OR($F95=\"X\",$F95=\"x\"),IF(INDEX(BPF_Summary_Lookup,MATCH($B95,INDEX(BPF_Summary_Lookup,,#REF!),0),#REF!)=FALSE,\"\",IF(AB$68=\"Electricity\",INDEX(BPF_Summary_Lookup,MATCH($B95,INDEX(BPF_Summary_Lookup,,#REF!),0),#REF!)*1000*0.000453592,IF(AB$68=\"Natural Gas\",INDEX(BPF_Summary_Lookup,MATCH($B95,INDEX(BPF_Summary_Lookup,,#REF!),0),#REF!)*1000*0.000453592,\"\"))),\"\")","v":""},{"$f":"IF(OR($F95=\"X\",$F95=\"x\"),IF(INDEX(BPF_Summary_Lookup,MATCH($B95,INDEX(BPF_Summary_Lookup,,#REF!),0),#REF!)=FALSE,\"\",IF(AC$68=\"Electricity\",INDEX(BPF_Summary_Lookup,MATCH($B95,INDEX(BPF_Summary_Lookup,,#REF!),0),#REF!),IF(AC$68=\"Natural Gas\",INDEX(BPF_Summary_Lookup,MATCH($B95,INDEX(BPF_Summary_Lookup,,#REF!),0),#REF!),\"\"))),\"\")","v":""},{"$f":"IF(OR($F95=\"X\",$F95=\"x\"),IF(AD$68=\"\",\"\",IF(INDEX(BPF_Summary_Lookup,MATCH($B95,INDEX(BPF_Summary_Lookup,,#REF!),0),#REF!)=FALSE,\"\",IF(AD$68=\"Electricity\",$CO95,IF(AD$68=\"Natural Gas\",$CQ95,\"\")))),\"\")","v":""},{"$f":"IF(OR($F95=\"X\",$F95=\"x\"),IF(AE$68=\"\",\"\",IF(INDEX(BPF_Summary_Lookup,MATCH($B95,INDEX(BPF_Summary_Lookup,,#REF!),0),#REF!)=FALSE,\"\",IF(AE$68=\"Electricity\",$CU95,IF(AE$68=\"Natural Gas\",$CW95,\"\")))),\"\")","v":""},{"$f":"IF(OR($F95=\"X\",$F95=\"x\"),IF(INDEX(BPF_Summary_Lookup,MATCH($B95,INDEX(BPF_Summary_Lookup,,#REF!),0),#REF!)=FALSE,\"\",IF(AF$68=\"Electricity\",INDEX(BPF_Summary_Lookup,MATCH($B95,INDEX(BPF_Summary_Lookup,,#REF!),0),#REF!)*1000*0.000453592,IF(AF$68=\"Natural Gas\",INDEX(BPF_Summary_Lookup,MATCH($B95,INDEX(BPF_Summary_Lookup,,#REF!),0),#REF!)*1000*0.000453592,\"\"))),\"\")","v":""},{"$f":"IF(OR($F95=\"X\",$F95=\"x\"),IF(INDEX(BPF_Summary_Lookup,MATCH($B95,INDEX(BPF_Summary_Lookup,,#REF!),0),#REF!)=FALSE,\"\",IF(AG$68=\"Electricity\",INDEX(BPF_Summary_Lookup,MATCH($B95,INDEX(BPF_Summary_Lookup,,#REF!),0),#REF!),IF(AG$68=\"Natural Gas\",INDEX(BPF_Summary_Lookup,MATCH($B95,INDEX(BPF_Summary_Lookup,,#REF!),0),#REF!),\"\"))),\"\")","v":""},{"$f":"IF(OR($F95=\"X\",$F95=\"x\"),IF(AH$68=\"\",\"\",IF(INDEX(BPF_Summary_Lookup,MATCH($B95,INDEX(BPF_Summary_Lookup,,#REF!),0),#REF!)=FALSE,\"\",IF(AH$68=\"Electricity\",$CO95,IF(AH$68=\"Natural Gas\",$CQ95,\"\")))),\"\")","v":""},{"$f":"IF(OR($F95=\"X\",$F95=\"x\"),IF(AI$68=\"\",\"\",IF(INDEX(BPF_Summary_Lookup,MATCH($B95,INDEX(BPF_Summary_Lookup,,#REF!),0),#REF!)=FALSE,\"\",IF(AI$68=\"Electricity\",$CU95,IF(AI$68=\"Natural Gas\",$CW95,\"\")))),\"\")","v":""},{"$f":"IF(OR($F95=\"X\",$F95=\"x\"),IF(INDEX(BPF_Summary_Lookup,MATCH($B95,INDEX(BPF_Summary_Lookup,,#REF!),0),#REF!)=FALSE,\"\",IF(AJ$68=\"Electricity\",INDEX(BPF_Summary_Lookup,MATCH($B95,INDEX(BPF_Summary_Lookup,,#REF!),0),#REF!)*1000*0.000453592,IF(AJ$68=\"Natural Gas\",INDEX(BPF_Summary_Lookup,MATCH($B95,INDEX(BPF_Summary_Lookup,,#REF!),0),#REF!)*1000*0.000453592,\"\"))),\"\")","v":""},{"$f":"IF(OR($F95=\"X\",$F95=\"x\"),IF(INDEX(BPF_Summary_Lookup,MATCH($B95,INDEX(BPF_Summary_Lookup,,#REF!),0),#REF!)=FALSE,\"\",IF(AK$68=\"Electricity\",INDEX(BPF_Summary_Lookup,MATCH($B95,INDEX(BPF_Summary_Lookup,,#REF!),0),#REF!),IF(AK$68=\"Natural Gas\",INDEX(BPF_Summary_Lookup,MATCH($B95,INDEX(BPF_Summary_Lookup,,#REF!),0),#REF!),\"\"))),\"\")","v":""},{"$f":"IF(OR($F95=\"X\",$F95=\"x\"),IF(AL$68=\"\",\"\",IF(INDEX(BPF_Summary_Lookup,MATCH($B95,INDEX(BPF_Summary_Lookup,,#REF!),0),#REF!)=FALSE,\"\",IF(AL$68=\"Electricity\",$CO95,IF(AL$68=\"Natural Gas\",$CQ95,\"\")))),\"\")","v":""},{"$f":"IF(OR($F95=\"X\",$F95=\"x\"),IF(AM$68=\"\",\"\",IF(INDEX(BPF_Summary_Lookup,MATCH($B95,INDEX(BPF_Summary_Lookup,,#REF!),0),#REF!)=FALSE,\"\",IF(AM$68=\"Electricity\",$CU95,IF(AM$68=\"Natural Gas\",$CW95,\"\")))),\"\")","v":""},{"$f":"IF(OR($F95=\"X\",$F95=\"x\"),IF(INDEX(BPF_Summary_Lookup,MATCH($B95,INDEX(BPF_Summary_Lookup,,#REF!),0),#REF!)=FALSE,\"\",IF(AN$68=\"Electricity\",INDEX(BPF_Summary_Lookup,MATCH($B95,INDEX(BPF_Summary_Lookup,,#REF!),0),#REF!)*1000*0.000453592,IF(AN$68=\"Natural Gas\",INDEX(BPF_Summary_Lookup,MATCH($B95,INDEX(BPF_Summary_Lookup,,#REF!),0),#REF!)*1000*0.000453592,\"\"))),\"\")","v":""},{"$f":"IF(OR($F95=\"X\",$F95=\"x\"),IF(INDEX(BPF_Summary_Lookup,MATCH($B95,INDEX(BPF_Summary_Lookup,,#REF!),0),#REF!)=FALSE,\"\",IF(AO$68=\"Electricity\",INDEX(BPF_Summary_Lookup,MATCH($B95,INDEX(BPF_Summary_Lookup,,#REF!),0),#REF!),IF(AO$68=\"Natural Gas\",INDEX(BPF_Summary_Lookup,MATCH($B95,INDEX(BPF_Summary_Lookup,,#REF!),0),#REF!),\"\"))),\"\")","v":""},{"$f":"IF(OR($F95=\"X\",$F95=\"x\"),IF(AP$68=\"\",\"\",IF(INDEX(BPF_Summary_Lookup,MATCH($B95,INDEX(BPF_Summary_Lookup,,#REF!),0),#REF!)=FALSE,\"\",IF(AP$68=\"Electricity\",$CO95,IF(AP$68=\"Natural Gas\",$CQ95,\"\")))),\"\")","v":""},{"$f":"IF(OR($F95=\"X\",$F95=\"x\"),IF(AQ$68=\"\",\"\",IF(INDEX(BPF_Summary_Lookup,MATCH($B95,INDEX(BPF_Summary_Lookup,,#REF!),0),#REF!)=FALSE,\"\",IF(AQ$68=\"Electricity\",$CU95,IF(AQ$68=\"Natural Gas\",$CW95,\"\")))),\"\")","v":""},{"$f":"IF(OR($F95=\"X\",$F95=\"x\"),IF(INDEX(BPF_Summary_Lookup,MATCH($B95,INDEX(BPF_Summary_Lookup,,#REF!),0),#REF!)=FALSE,\"\",IF(AR$68=\"Electricity\",INDEX(BPF_Summary_Lookup,MATCH($B95,INDEX(BPF_Summary_Lookup,,#REF!),0),#REF!)*1000*0.000453592,IF(AR$68=\"Natural Gas\",INDEX(BPF_Summary_Lookup,MATCH($B95,INDEX(BPF_Summary_Lookup,,#REF!),0),#REF!)*1000*0.000453592,\"\"))),\"\")","v":""},{"$f":"IF(OR($F95=\"X\",$F95=\"x\"),IF(INDEX(BPF_Summary_Lookup,MATCH($B95,INDEX(BPF_Summary_Lookup,,#REF!),0),#REF!)=FALSE,\"\",IF(AS$68=\"Electricity\",INDEX(BPF_Summary_Lookup,MATCH($B95,INDEX(BPF_Summary_Lookup,,#REF!),0),#REF!),IF(AS$68=\"Natural Gas\",INDEX(BPF_Summary_Lookup,MATCH($B95,INDEX(BPF_Summary_Lookup,,#REF!),0),#REF!),\"\"))),\"\")","v":""},{"$f":"IF(OR($F95=\"X\",$F95=\"x\"),IF(AT$68=\"\",\"\",IF(INDEX(BPF_Summary_Lookup,MATCH($B95,INDEX(BPF_Summary_Lookup,,#REF!),0),#REF!)=FALSE,\"\",IF(AT$68=\"Electricity\",$CO95,IF(AT$68=\"Natural Gas\",$CQ95,\"\")))),\"\")","v":""},null,null,null,{"$f":"IF(OR($F95=\"X\",$F95=\"x\"),IF(G$68=\"\",\"\",IF(INDEX(BPF_Summary_Lookup,MATCH($B95,INDEX(BPF_Summary_Lookup,,#REF!),0),#REF!)=FALSE,\"\",IF(G$68=\"Electricity\",$CU95,IF(G$68=\"Natural Gas\",$CW95,\"\")))),\"\")","v":""},{"$f":"IF(OR($F95=\"X\",$F95=\"x\"),IF(INDEX(BPF_Summary_Lookup,MATCH($B95,INDEX(BPF_Summary_Lookup,,#REF!),0),#REF!)=FALSE,\"\",IF(H$68=\"Electricity\",INDEX(BPF_Summary_Lookup,MATCH($B95,INDEX(BPF_Summary_Lookup,,#REF!),0),#REF!)*1000*0.000453592,IF(H$68=\"Natural Gas\",INDEX(BPF_Summary_Lookup,MATCH($B95,INDEX(BPF_Summary_Lookup,,#REF!),0),#REF!)*1000*0.000453592,\"\"))),\"\")","v":""},{"$f":"IF(OR($F95=\"X\",$F95=\"x\"),IF(INDEX(BPF_Summary_Lookup,MATCH($B95,INDEX(BPF_Summary_Lookup,,#REF!),0),#REF!)=FALSE,\"\",IF(I$68=\"Electricity\",INDEX(BPF_Summary_Lookup,MATCH($B95,INDEX(BPF_Summary_Lookup,,#REF!),0),#REF!),IF(I$68=\"Natural Gas\",INDEX(BPF_Summary_Lookup,MATCH($B95,INDEX(BPF_Summary_Lookup,,#REF!),0),#REF!),\"\"))),\"\")","v":""},{"$f":"IF(OR($F95=\"X\",$F95=\"x\"),IF(J$68=\"\",\"\",IF(INDEX(BPF_Summary_Lookup,MATCH($B95,INDEX(BPF_Summary_Lookup,,#REF!),0),#REF!)=FALSE,\"\",IF(J$68=\"Electricity\",$CO95,IF(J$68=\"Natural Gas\",$CQ95,\"\")))),\"\")","v":""},{"$f":"IF(OR($F95=\"X\",$F95=\"x\"),IF(K$68=\"\",\"\",IF(INDEX(BPF_Summary_Lookup,MATCH($B95,INDEX(BPF_Summary_Lookup,,#REF!),0),#REF!)=FALSE,\"\",IF(K$68=\"Electricity\",$CU95,IF(K$68=\"Natural Gas\",$CW95,\"\")))),\"\")","v":""},{"$f":"IF(OR($F95=\"X\",$F95=\"x\"),IF(INDEX(BPF_Summary_Lookup,MATCH($B95,INDEX(BPF_Summary_Lookup,,#REF!),0),#REF!)=FALSE,\"\",IF(L$68=\"Electricity\",INDEX(BPF_Summary_Lookup,MATCH($B95,INDEX(BPF_Summary_Lookup,,#REF!),0),#REF!)*1000*0.000453592,IF(L$68=\"Natural Gas\",INDEX(BPF_Summary_Lookup,MATCH($B95,INDEX(BPF_Summary_Lookup,,#REF!),0),#REF!)*1000*0.000453592,\"\"))),\"\")","v":""},{"$f":"IF(OR($F95=\"X\",$F95=\"x\"),IF(INDEX(BPF_Summary_Lookup,MATCH($B95,INDEX(BPF_Summary_Lookup,,#REF!),0),#REF!)=FALSE,\"\",IF(M$68=\"Electricity\",INDEX(BPF_Summary_Lookup,MATCH($B95,INDEX(BPF_Summary_Lookup,,#REF!),0),#REF!),IF(M$68=\"Natural Gas\",INDEX(BPF_Summary_Lookup,MATCH($B95,INDEX(BPF_Summary_Lookup,,#REF!),0),#REF!),\"\"))),\"\")","v":""},{"$f":"IF(OR($F95=\"X\",$F95=\"x\"),IF(N$68=\"\",\"\",IF(INDEX(BPF_Summary_Lookup,MATCH($B95,INDEX(BPF_Summary_Lookup,,#REF!),0),#REF!)=FALSE,\"\",IF(N$68=\"Electricity\",$CO95,IF(N$68=\"Natural Gas\",$CQ95,\"\")))),\"\")","v":""},{"$f":"IF(OR($F95=\"X\",$F95=\"x\"),IF(O$68=\"\",\"\",IF(INDEX(BPF_Summary_Lookup,MATCH($B95,INDEX(BPF_Summary_Lookup,,#REF!),0),#REF!)=FALSE,\"\",IF(O$68=\"Electricity\",$CU95,IF(O$68=\"Natural Gas\",$CW95,\"\")))),\"\")","v":""},{"$f":"IF(OR($F95=\"X\",$F95=\"x\"),IF(INDEX(BPF_Summary_Lookup,MATCH($B95,INDEX(BPF_Summary_Lookup,,#REF!),0),#REF!)=FALSE,\"\",IF(P$68=\"Electricity\",INDEX(BPF_Summary_Lookup,MATCH($B95,INDEX(BPF_Summary_Lookup,,#REF!),0),#REF!)*1000*0.000453592,IF(P$68=\"Natural Gas\",INDEX(BPF_Summary_Lookup,MATCH($B95,INDEX(BPF_Summary_Lookup,,#REF!),0),#REF!)*1000*0.000453592,\"\"))),\"\")","v":""},{"$f":"IF(OR($F95=\"X\",$F95=\"x\"),IF(INDEX(BPF_Summary_Lookup,MATCH($B95,INDEX(BPF_Summary_Lookup,,#REF!),0),#REF!)=FALSE,\"\",IF(Q$68=\"Electricity\",INDEX(BPF_Summary_Lookup,MATCH($B95,INDEX(BPF_Summary_Lookup,,#REF!),0),#REF!),IF(Q$68=\"Natural Gas\",INDEX(BPF_Summary_Lookup,MATCH($B95,INDEX(BPF_Summary_Lookup,,#REF!),0),#REF!),\"\"))),\"\")","v":""},{"$f":"IF(OR($F95=\"X\",$F95=\"x\"),IF(R$68=\"\",\"\",IF(INDEX(BPF_Summary_Lookup,MATCH($B95,INDEX(BPF_Summary_Lookup,,#REF!),0),#REF!)=FALSE,\"\",IF(R$68=\"Electricity\",$CO95,IF(R$68=\"Natural Gas\",$CQ95,\"\")))),\"\")","v":""},{"$f":"IF(OR($F95=\"X\",$F95=\"x\"),IF(S$68=\"\",\"\",IF(INDEX(BPF_Summary_Lookup,MATCH($B95,INDEX(BPF_Summary_Lookup,,#REF!),0),#REF!)=FALSE,\"\",IF(S$68=\"Electricity\",$CU95,IF(S$68=\"Natural Gas\",$CW95,\"\")))),\"\")","v":""},{"$f":"IF(OR($F95=\"X\",$F95=\"x\"),IF(INDEX(BPF_Summary_Lookup,MATCH($B95,INDEX(BPF_Summary_Lookup,,#REF!),0),#REF!)=FALSE,\"\",IF(T$68=\"Electricity\",INDEX(BPF_Summary_Lookup,MATCH($B95,INDEX(BPF_Summary_Lookup,,#REF!),0),#REF!)*1000*0.000453592,IF(T$68=\"Natural Gas\",INDEX(BPF_Summary_Lookup,MATCH($B95,INDEX(BPF_Summary_Lookup,,#REF!),0),#REF!)*1000*0.000453592,\"\"))),\"\")","v":""},{"$f":"IF(OR($F95=\"X\",$F95=\"x\"),IF(INDEX(BPF_Summary_Lookup,MATCH($B95,INDEX(BPF_Summary_Lookup,,#REF!),0),#REF!)=FALSE,\"\",IF(U$68=\"Electricity\",INDEX(BPF_Summary_Lookup,MATCH($B95,INDEX(BPF_Summary_Lookup,,#REF!),0),#REF!),IF(U$68=\"Natural Gas\",INDEX(BPF_Summary_Lookup,MATCH($B95,INDEX(BPF_Summary_Lookup,,#REF!),0),#REF!),\"\"))),\"\")","v":""},{"$f":"IF(OR($F95=\"X\",$F95=\"x\"),IF(V$68=\"\",\"\",IF(INDEX(BPF_Summary_Lookup,MATCH($B95,INDEX(BPF_Summary_Lookup,,#REF!),0),#REF!)=FALSE,\"\",IF(V$68=\"Electricity\",$CO95,IF(V$68=\"Natural Gas\",$CQ95,\"\")))),\"\")","v":""},{"$f":"IF(OR($F95=\"X\",$F95=\"x\"),IF(W$68=\"\",\"\",IF(INDEX(BPF_Summary_Lookup,MATCH($B95,INDEX(BPF_Summary_Lookup,,#REF!),0),#REF!)=FALSE,\"\",IF(W$68=\"Electricity\",$CU95,IF(W$68=\"Natural Gas\",$CW95,\"\")))),\"\")","v":""},{"$f":"IF(OR($F95=\"X\",$F95=\"x\"),IF(INDEX(BPF_Summary_Lookup,MATCH($B95,INDEX(BPF_Summary_Lookup,,#REF!),0),#REF!)=FALSE,\"\",IF(X$68=\"Electricity\",INDEX(BPF_Summary_Lookup,MATCH($B95,INDEX(BPF_Summary_Lookup,,#REF!),0),#REF!)*1000*0.000453592,IF(X$68=\"Natural Gas\",INDEX(BPF_Summary_Lookup,MATCH($B95,INDEX(BPF_Summary_Lookup,,#REF!),0),#REF!)*1000*0.000453592,\"\"))),\"\")","v":""},{"$f":"IF(OR($F95=\"X\",$F95=\"x\"),IF(INDEX(BPF_Summary_Lookup,MATCH($B95,INDEX(BPF_Summary_Lookup,,#REF!),0),#REF!)=FALSE,\"\",IF(Y$68=\"Electricity\",INDEX(BPF_Summary_Lookup,MATCH($B95,INDEX(BPF_Summary_Lookup,,#REF!),0),#REF!),IF(Y$68=\"Natural Gas\",INDEX(BPF_Summary_Lookup,MATCH($B95,INDEX(BPF_Summary_Lookup,,#REF!),0),#REF!),\"\"))),\"\")","v":""},{"$f":"IF(OR($F95=\"X\",$F95=\"x\"),IF(Z$68=\"\",\"\",IF(INDEX(BPF_Summary_Lookup,MATCH($B95,INDEX(BPF_Summary_Lookup,,#REF!),0),#REF!)=FALSE,\"\",IF(Z$68=\"Electricity\",$CO95,IF(Z$68=\"Natural Gas\",$CQ95,\"\")))),\"\")","v":""},{"$f":"IF(OR($F95=\"X\",$F95=\"x\"),IF(AA$68=\"\",\"\",IF(INDEX(BPF_Summary_Lookup,MATCH($B95,INDEX(BPF_Summary_Lookup,,#REF!),0),#REF!)=FALSE,\"\",IF(AA$68=\"Electricity\",$CU95,IF(AA$68=\"Natural Gas\",$CW95,\"\")))),\"\")","v":""},{"$f":"IF(OR($F95=\"X\",$F95=\"x\"),IF(INDEX(BPF_Summary_Lookup,MATCH($B95,INDEX(BPF_Summary_Lookup,,#REF!),0),#REF!)=FALSE,\"\",IF(AB$68=\"Electricity\",INDEX(BPF_Summary_Lookup,MATCH($B95,INDEX(BPF_Summary_Lookup,,#REF!),0),#REF!)*1000*0.000453592,IF(AB$68=\"Natural Gas\",INDEX(BPF_Summary_Lookup,MATCH($B95,INDEX(BPF_Summary_Lookup,,#REF!),0),#REF!)*1000*0.000453592,\"\"))),\"\")","v":""},{"$f":"IF(OR($F95=\"X\",$F95=\"x\"),IF(INDEX(BPF_Summary_Lookup,MATCH($B95,INDEX(BPF_Summary_Lookup,,#REF!),0),#REF!)=FALSE,\"\",IF(AC$68=\"Electricity\",INDEX(BPF_Summary_Lookup,MATCH($B95,INDEX(BPF_Summary_Lookup,,#REF!),0),#REF!),IF(AC$68=\"Natural Gas\",INDEX(BPF_Summary_Lookup,MATCH($B95,INDEX(BPF_Summary_Lookup,,#REF!),0),#REF!),\"\"))),\"\")","v":""},{"$f":"IF(OR($F95=\"X\",$F95=\"x\"),IF(AD$68=\"\",\"\",IF(INDEX(BPF_Summary_Lookup,MATCH($B95,INDEX(BPF_Summary_Lookup,,#REF!),0),#REF!)=FALSE,\"\",IF(AD$68=\"Electricity\",$CO95,IF(AD$68=\"Natural Gas\",$CQ95,\"\")))),\"\")","v":""},{"$f":"IF(OR($F95=\"X\",$F95=\"x\"),IF(AE$68=\"\",\"\",IF(INDEX(BPF_Summary_Lookup,MATCH($B95,INDEX(BPF_Summary_Lookup,,#REF!),0),#REF!)=FALSE,\"\",IF(AE$68=\"Electricity\",$CU95,IF(AE$68=\"Natural Gas\",$CW95,\"\")))),\"\")","v":""},{"$f":"IF(OR($F95=\"X\",$F95=\"x\"),IF(INDEX(BPF_Summary_Lookup,MATCH($B95,INDEX(BPF_Summary_Lookup,,#REF!),0),#REF!)=FALSE,\"\",IF(AF$68=\"Electricity\",INDEX(BPF_Summary_Lookup,MATCH($B95,INDEX(BPF_Summary_Lookup,,#REF!),0),#REF!)*1000*0.000453592,IF(AF$68=\"Natural Gas\",INDEX(BPF_Summary_Lookup,MATCH($B95,INDEX(BPF_Summary_Lookup,,#REF!),0),#REF!)*1000*0.000453592,\"\"))),\"\")","v":""},{"$f":"IF(OR($F95=\"X\",$F95=\"x\"),IF(INDEX(BPF_Summary_Lookup,MATCH($B95,INDEX(BPF_Summary_Lookup,,#REF!),0),#REF!)=FALSE,\"\",IF(AG$68=\"Electricity\",INDEX(BPF_Summary_Lookup,MATCH($B95,INDEX(BPF_Summary_Lookup,,#REF!),0),#REF!),IF(AG$68=\"Natural Gas\",INDEX(BPF_Summary_Lookup,MATCH($B95,INDEX(BPF_Summary_Lookup,,#REF!),0),#REF!),\"\"))),\"\")","v":""},{"$f":"IF(OR($F95=\"X\",$F95=\"x\"),IF(AH$68=\"\",\"\",IF(INDEX(BPF_Summary_Lookup,MATCH($B95,INDEX(BPF_Summary_Lookup,,#REF!),0),#REF!)=FALSE,\"\",IF(AH$68=\"Electricity\",$CO95,IF(AH$68=\"Natural Gas\",$CQ95,\"\")))),\"\")","v":""},{"$f":"IF(OR($F95=\"X\",$F95=\"x\"),IF(AI$68=\"\",\"\",IF(INDEX(BPF_Summary_Lookup,MATCH($B95,INDEX(BPF_Summary_Lookup,,#REF!),0),#REF!)=FALSE,\"\",IF(AI$68=\"Electricity\",$CU95,IF(AI$68=\"Natural Gas\",$CW95,\"\")))),\"\")","v":""},{"$f":"IF(OR($F95=\"X\",$F95=\"x\"),IF(INDEX(BPF_Summary_Lookup,MATCH($B95,INDEX(BPF_Summary_Lookup,,#REF!),0),#REF!)=FALSE,\"\",IF(AJ$68=\"Electricity\",INDEX(BPF_Summary_Lookup,MATCH($B95,INDEX(BPF_Summary_Lookup,,#REF!),0),#REF!)*1000*0.000453592,IF(AJ$68=\"Natural Gas\",INDEX(BPF_Summary_Lookup,MATCH($B95,INDEX(BPF_Summary_Lookup,,#REF!),0),#REF!)*1000*0.000453592,\"\"))),\"\")","v":""},{"$f":"IF(OR($F95=\"X\",$F95=\"x\"),IF(INDEX(BPF_Summary_Lookup,MATCH($B95,INDEX(BPF_Summary_Lookup,,#REF!),0),#REF!)=FALSE,\"\",IF(AK$68=\"Electricity\",INDEX(BPF_Summary_Lookup,MATCH($B95,INDEX(BPF_Summary_Lookup,,#REF!),0),#REF!),IF(AK$68=\"Natural Gas\",INDEX(BPF_Summary_Lookup,MATCH($B95,INDEX(BPF_Summary_Lookup,,#REF!),0),#REF!),\"\"))),\"\")","v":""},{"$f":"IF(OR($F95=\"X\",$F95=\"x\"),IF(AL$68=\"\",\"\",IF(INDEX(BPF_Summary_Lookup,MATCH($B95,INDEX(BPF_Summary_Lookup,,#REF!),0),#REF!)=FALSE,\"\",IF(AL$68=\"Electricity\",$CO95,IF(AL$68=\"Natural Gas\",$CQ95,\"\")))),\"\")","v":""},{"$f":"IF(OR($F95=\"X\",$F95=\"x\"),IF(AM$68=\"\",\"\",IF(INDEX(BPF_Summary_Lookup,MATCH($B95,INDEX(BPF_Summary_Lookup,,#REF!),0),#REF!)=FALSE,\"\",IF(AM$68=\"Electricity\",$CU95,IF(AM$68=\"Natural Gas\",$CW95,\"\")))),\"\")","v":""},{"$f":"IF(OR($F95=\"X\",$F95=\"x\"),IF(INDEX(BPF_Summary_Lookup,MATCH($B95,INDEX(BPF_Summary_Lookup,,#REF!),0),#REF!)=FALSE,\"\",IF(AN$68=\"Electricity\",INDEX(BPF_Summary_Lookup,MATCH($B95,INDEX(BPF_Summary_Lookup,,#REF!),0),#REF!)*1000*0.000453592,IF(AN$68=\"Natural Gas\",INDEX(BPF_Summary_Lookup,MATCH($B95,INDEX(BPF_Summary_Lookup,,#REF!),0),#REF!)*1000*0.000453592,\"\"))),\"\")","v":""},{"$f":"IF(OR($F95=\"X\",$F95=\"x\"),IF(INDEX(BPF_Summary_Lookup,MATCH($B95,INDEX(BPF_Summary_Lookup,,#REF!),0),#REF!)=FALSE,\"\",IF(AO$68=\"Electricity\",INDEX(BPF_Summary_Lookup,MATCH($B95,INDEX(BPF_Summary_Lookup,,#REF!),0),#REF!),IF(AO$68=\"Natural Gas\",INDEX(BPF_Summary_Lookup,MATCH($B95,INDEX(BPF_Summary_Lookup,,#REF!),0),#REF!),\"\"))),\"\")","v":""},{"$f":"IF(OR($F95=\"X\",$F95=\"x\"),IF(AP$68=\"\",\"\",IF(INDEX(BPF_Summary_Lookup,MATCH($B95,INDEX(BPF_Summary_Lookup,,#REF!),0),#REF!)=FALSE,\"\",IF(AP$68=\"Electricity\",$CO95,IF(AP$68=\"Natural Gas\",$CQ95,\"\")))),\"\")","v":""},{"$f":"IF(OR($F95=\"X\",$F95=\"x\"),IF(AQ$68=\"\",\"\",IF(INDEX(BPF_Summary_Lookup,MATCH($B95,INDEX(BPF_Summary_Lookup,,#REF!),0),#REF!)=FALSE,\"\",IF(AQ$68=\"Electricity\",$CU95,IF(AQ$68=\"Natural Gas\",$CW95,\"\")))),\"\")","v":""},{"$f":"IF(OR($F95=\"X\",$F95=\"x\"),IF(INDEX(BPF_Summary_Lookup,MATCH($B95,INDEX(BPF_Summary_Lookup,,#REF!),0),#REF!)=FALSE,\"\",IF(AR$68=\"Electricity\",INDEX(BPF_Summary_Lookup,MATCH($B95,INDEX(BPF_Summary_Lookup,,#REF!),0),#REF!)*1000*0.000453592,IF(AR$68=\"Natural Gas\",INDEX(BPF_Summary_Lookup,MATCH($B95,INDEX(BPF_Summary_Lookup,,#REF!),0),#REF!)*1000*0.000453592,\"\"))),\"\")","v":""},{"$f":"IF(OR($F95=\"X\",$F95=\"x\"),IF(INDEX(BPF_Summary_Lookup,MATCH($B95,INDEX(BPF_Summary_Lookup,,#REF!),0),#REF!)=FALSE,\"\",IF(AS$68=\"Electricity\",INDEX(BPF_Summary_Lookup,MATCH($B95,INDEX(BPF_Summary_Lookup,,#REF!),0),#REF!),IF(AS$68=\"Natural Gas\",INDEX(BPF_Summary_Lookup,MATCH($B95,INDEX(BPF_Summary_Lookup,,#REF!),0),#REF!),\"\"))),\"\")","v":""},{"$f":"IF(OR($F95=\"X\",$F95=\"x\"),IF(AT$68=\"\",\"\",IF(INDEX(BPF_Summary_Lookup,MATCH($B95,INDEX(BPF_Summary_Lookup,,#REF!),0),#REF!)=FALSE,\"\",IF(AT$68=\"Electricity\",$CO95,IF(AT$68=\"Natural Gas\",$CQ95,\"\")))),\"\")","v":""},{"$f":"IF(OR($F95=\"X\",$F95=\"x\"),IF(INDEX(BPF_Summary_Lookup,MATCH($B95,INDEX(BPF_Summary_Lookup,,#REF!),0),#REF!)=FALSE,\"\",INDEX(BPF_Summary_Lookup,MATCH($B95,INDEX(BPF_Summary_Lookup,,#REF!),0),#REF!)),\"\")","v":""},{"$f":"IF(OR($F95=\"X\",$F95=\"x\"),IF(INDEX(BPF_Summary_Lookup,MATCH($B95,INDEX(BPF_Summary_Lookup,,#REF!),0),#REF!)=FALSE,\"\",INDEX(BPF_Summary_Lookup,MATCH($B95,INDEX(BPF_Summary_Lookup,,#REF!),0),#REF!)),\"\")","v":""},{"$f":"IFERROR(INDEX(Ref_UnitConversions_Energy_Content_kBtu_Unit,IFERROR(MATCH($CL$72&INDEX(RE_EC_EnergyTypes,MATCH($CL$72,INDEX(RE_EC_EnergyTypes,,1),0),2),Ref_UnitConversions_Energy_Units_Lookup,0),MATCH(\"All\"&INDEX(RE_EC_EnergyTypes,MATCH($CL$72,INDEX(RE_EC_EnergyTypes,,1),0),2),Ref_UnitConversions_Energy_Units_Lookup,0)),)/CL95,\"\")","v":""},"",{"$f":"IFERROR(INDEX(Ref_UnitConversions_Energy_Content_kBtu_Unit,IFERROR(MATCH($CM$72&INDEX(RE_EC_EnergyTypes,MATCH($CM$72,INDEX(RE_EC_EnergyTypes,,1),0),2),Ref_UnitConversions_Energy_Units_Lookup,0),MATCH(\"All\"&INDEX(RE_EC_EnergyTypes,MATCH($CM$72,INDEX(RE_EC_EnergyTypes,,1),0),2),Ref_UnitConversions_Energy_Units_Lookup,0)),)/CM95,\"\")","v":""},"",{"$f":"IF(OR($F95=\"X\",$F95=\"x\"),IF(INDEX(BPF_Summary_Lookup,MATCH($B95,INDEX(BPF_Summary_Lookup,,#REF!),0),#REF!)=FALSE,\"\",INDEX(BPF_Summary_Lookup,MATCH($B95,INDEX(BPF_Summary_Lookup,,#REF!),0),#REF!)),\"\")","v":""},{"$f":"IF(OR($F95=\"X\",$F95=\"x\"),IF(INDEX(BPF_Summary_Lookup,MATCH($B95,INDEX(BPF_Summary_Lookup,,#REF!),0),#REF!)=FALSE,\"\",INDEX(BPF_Summary_Lookup,MATCH($B95,INDEX(BPF_Summary_Lookup,,#REF!),0),#REF!)),\"\")","v":""},{"$f":"IFERROR(INDEX(Ref_UnitConversions_Energy_Content_kBtu_Unit,IFERROR(MATCH($CL$72&INDEX(RE_EC_EnergyTypes,MATCH($CL$72,INDEX(RE_EC_EnergyTypes,,1),0),2),Ref_UnitConversions_Energy_Units_Lookup,0),MATCH(\"All\"&INDEX(RE_EC_EnergyTypes,MATCH($CL$72,INDEX(RE_EC_EnergyTypes,,1),0),2),Ref_UnitConversions_Energy_Units_Lookup,0)),),\"\")","v":3.4119999999999999},"",{"$f":"IFERROR(INDEX(Ref_UnitConversions_Energy_Content_kBtu_Unit,IFERROR(MATCH($CM$72&INDEX(RE_EC_EnergyTypes,MATCH($CM$72,INDEX(RE_EC_EnergyTypes,,1),0),2),Ref_UnitConversions_Energy_Units_Lookup,0),MATCH(\"All\"&INDEX(RE_EC_EnergyTypes,MATCH($CM$72,INDEX(RE_EC_EnergyTypes,,1),0),2),Ref_UnitConversions_Energy_Units_Lookup,0)),),\"\")","v":102.9},""]
[null,23,{"$f":"IF(INDEX(ProgSetup_Program_List,B96,)=\"\",5/0, IF(ProgSetup_Miscellaneous_Customization=TRUE,1,5/0))","v":{"$error":"#DIV/0!"}},null,{"$f":"INDEX(ProgSetup_Program_List,B96,1)& \"\"","v":""},null,{"$f":"IF(OR($F96=\"X\",$F96=\"x\"),IF(G$68=\"\",\"\",IF(INDEX(BPF_Summary_Lookup,MATCH($B96,INDEX(BPF_Summary_Lookup,,#REF!),0),#REF!)=FALSE,\"\",IF(G$68=\"Electricity\",$CU96,IF(G$68=\"Natural Gas\",$CW96,\"\")))),\"\")","v":""},{"$f":"IF(OR($F96=\"X\",$F96=\"x\"),IF(INDEX(BPF_Summary_Lookup,MATCH($B96,INDEX(BPF_Summary_Lookup,,#REF!),0),#REF!)=FALSE,\"\",IF(H$68=\"Electricity\",INDEX(BPF_Summary_Lookup,MATCH($B96,INDEX(BPF_Summary_Lookup,,#REF!),0),#REF!)*1000*0.000453592,IF(H$68=\"Natural Gas\",INDEX(BPF_Summary_Lookup,MATCH($B96,INDEX(BPF_Summary_Lookup,,#REF!),0),#REF!)*1000*0.000453592,\"\"))),\"\")","v":""},{"$f":"IF(OR($F96=\"X\",$F96=\"x\"),IF(INDEX(BPF_Summary_Lookup,MATCH($B96,INDEX(BPF_Summary_Lookup,,#REF!),0),#REF!)=FALSE,\"\",IF(I$68=\"Electricity\",INDEX(BPF_Summary_Lookup,MATCH($B96,INDEX(BPF_Summary_Lookup,,#REF!),0),#REF!),IF(I$68=\"Natural Gas\",INDEX(BPF_Summary_Lookup,MATCH($B96,INDEX(BPF_Summary_Lookup,,#REF!),0),#REF!),\"\"))),\"\")","v":""},{"$f":"IF(OR($F96=\"X\",$F96=\"x\"),IF(J$68=\"\",\"\",IF(INDEX(BPF_Summary_Lookup,MATCH($B96,INDEX(BPF_Summary_Lookup,,#REF!),0),#REF!)=FALSE,\"\",IF(J$68=\"Electricity\",$CO96,IF(J$68=\"Natural Gas\",$CQ96,\"\")))),\"\")","v":""},{"$f":"IF(OR($F96=\"X\",$F96=\"x\"),IF(K$68=\"\",\"\",IF(INDEX(BPF_Summary_Lookup,MATCH($B96,INDEX(BPF_Summary_Lookup,,#REF!),0),#REF!)=FALSE,\"\",IF(K$68=\"Electricity\",$CU96,IF(K$68=\"Natural Gas\",$CW96,\"\")))),\"\")","v":""},{"$f":"IF(OR($F96=\"X\",$F96=\"x\"),IF(INDEX(BPF_Summary_Lookup,MATCH($B96,INDEX(BPF_Summary_Lookup,,#REF!),0),#REF!)=FALSE,\"\",IF(L$68=\"Electricity\",INDEX(BPF_Summary_Lookup,MATCH($B96,INDEX(BPF_Summary_Lookup,,#REF!),0),#REF!)*1000*0.000453592,IF(L$68=\"Natural Gas\",INDEX(BPF_Summary_Lookup,MATCH($B96,INDEX(BPF_Summary_Lookup,,#REF!),0),#REF!)*1000*0.000453592,\"\"))),\"\")","v":""},{"$f":"IF(OR($F96=\"X\",$F96=\"x\"),IF(INDEX(BPF_Summary_Lookup,MATCH($B96,INDEX(BPF_Summary_Lookup,,#REF!),0),#REF!)=FALSE,\"\",IF(M$68=\"Electricity\",INDEX(BPF_Summary_Lookup,MATCH($B96,INDEX(BPF_Summary_Lookup,,#REF!),0),#REF!),IF(M$68=\"Natural Gas\",INDEX(BPF_Summary_Lookup,MATCH($B96,INDEX(BPF_Summary_Lookup,,#REF!),0),#REF!),\"\"))),\"\")","v":""},{"$f":"IF(OR($F96=\"X\",$F96=\"x\"),IF(N$68=\"\",\"\",IF(INDEX(BPF_Summary_Lookup,MATCH($B96,INDEX(BPF_Summary_Lookup,,#REF!),0),#REF!)=FALSE,\"\",IF(N$68=\"Electricity\",$CO96,IF(N$68=\"Natural Gas\",$CQ96,\"\")))),\"\")","v":""},{"$f":"IF(OR($F96=\"X\",$F96=\"x\"),IF(O$68=\"\",\"\",IF(INDEX(BPF_Summary_Lookup,MATCH($B96,INDEX(BPF_Summary_Lookup,,#REF!),0),#REF!)=FALSE,\"\",IF(O$68=\"Electricity\",$CU96,IF(O$68=\"Natural Gas\",$CW96,\"\")))),\"\")","v":""},{"$f":"IF(OR($F96=\"X\",$F96=\"x\"),IF(INDEX(BPF_Summary_Lookup,MATCH($B96,INDEX(BPF_Summary_Lookup,,#REF!),0),#REF!)=FALSE,\"\",IF(P$68=\"Electricity\",INDEX(BPF_Summary_Lookup,MATCH($B96,INDEX(BPF_Summary_Lookup,,#REF!),0),#REF!)*1000*0.000453592,IF(P$68=\"Natural Gas\",INDEX(BPF_Summary_Lookup,MATCH($B96,INDEX(BPF_Summary_Lookup,,#REF!),0),#REF!)*1000*0.000453592,\"\"))),\"\")","v":""},{"$f":"IF(OR($F96=\"X\",$F96=\"x\"),IF(INDEX(BPF_Summary_Lookup,MATCH($B96,INDEX(BPF_Summary_Lookup,,#REF!),0),#REF!)=FALSE,\"\",IF(Q$68=\"Electricity\",INDEX(BPF_Summary_Lookup,MATCH($B96,INDEX(BPF_Summary_Lookup,,#REF!),0),#REF!),IF(Q$68=\"Natural Gas\",INDEX(BPF_Summary_Lookup,MATCH($B96,INDEX(BPF_Summary_Lookup,,#REF!),0),#REF!),\"\"))),\"\")","v":""},{"$f":"IF(OR($F96=\"X\",$F96=\"x\"),IF(R$68=\"\",\"\",IF(INDEX(BPF_Summary_Lookup,MATCH($B96,INDEX(BPF_Summary_Lookup,,#REF!),0),#REF!)=FALSE,\"\",IF(R$68=\"Electricity\",$CO96,IF(R$68=\"Natural Gas\",$CQ96,\"\")))),\"\")","v":""},{"$f":"IF(OR($F96=\"X\",$F96=\"x\"),IF(S$68=\"\",\"\",IF(INDEX(BPF_Summary_Lookup,MATCH($B96,INDEX(BPF_Summary_Lookup,,#REF!),0),#REF!)=FALSE,\"\",IF(S$68=\"Electricity\",$CU96,IF(S$68=\"Natural Gas\",$CW96,\"\")))),\"\")","v":""},{"$f":"IF(OR($F96=\"X\",$F96=\"x\"),IF(INDEX(BPF_Summary_Lookup,MATCH($B96,INDEX(BPF_Summary_Lookup,,#REF!),0),#REF!)=FALSE,\"\",IF(T$68=\"Electricity\",INDEX(BPF_Summary_Lookup,MATCH($B96,INDEX(BPF_Summary_Lookup,,#REF!),0),#REF!)*1000*0.000453592,IF(T$68=\"Natural Gas\",INDEX(BPF_Summary_Lookup,MATCH($B96,INDEX(BPF_Summary_Lookup,,#REF!),0),#REF!)*1000*0.000453592,\"\"))),\"\")","v":""},{"$f":"IF(OR($F96=\"X\",$F96=\"x\"),IF(INDEX(BPF_Summary_Lookup,MATCH($B96,INDEX(BPF_Summary_Lookup,,#REF!),0),#REF!)=FALSE,\"\",IF(U$68=\"Electricity\",INDEX(BPF_Summary_Lookup,MATCH($B96,INDEX(BPF_Summary_Lookup,,#REF!),0),#REF!),IF(U$68=\"Natural Gas\",INDEX(BPF_Summary_Lookup,MATCH($B96,INDEX(BPF_Summary_Lookup,,#REF!),0),#REF!),\"\"))),\"\")","v":""},{"$f":"IF(OR($F96=\"X\",$F96=\"x\"),IF(V$68=\"\",\"\",IF(INDEX(BPF_Summary_Lookup,MATCH($B96,INDEX(BPF_Summary_Lookup,,#REF!),0),#REF!)=FALSE,\"\",IF(V$68=\"Electricity\",$CO96,IF(V$68=\"Natural Gas\",$CQ96,\"\")))),\"\")","v":""},{"$f":"IF(OR($F96=\"X\",$F96=\"x\"),IF(W$68=\"\",\"\",IF(INDEX(BPF_Summary_Lookup,MATCH($B96,INDEX(BPF_Summary_Lookup,,#REF!),0),#REF!)=FALSE,\"\",IF(W$68=\"Electricity\",$CU96,IF(W$68=\"Natural Gas\",$CW96,\"\")))),\"\")","v":""},{"$f":"IF(OR($F96=\"X\",$F96=\"x\"),IF(INDEX(BPF_Summary_Lookup,MATCH($B96,INDEX(BPF_Summary_Lookup,,#REF!),0),#REF!)=FALSE,\"\",IF(X$68=\"Electricity\",INDEX(BPF_Summary_Lookup,MATCH($B96,INDEX(BPF_Summary_Lookup,,#REF!),0),#REF!)*1000*0.000453592,IF(X$68=\"Natural Gas\",INDEX(BPF_Summary_Lookup,MATCH($B96,INDEX(BPF_Summary_Lookup,,#REF!),0),#REF!)*1000*0.000453592,\"\"))),\"\")","v":""},{"$f":"IF(OR($F96=\"X\",$F96=\"x\"),IF(INDEX(BPF_Summary_Lookup,MATCH($B96,INDEX(BPF_Summary_Lookup,,#REF!),0),#REF!)=FALSE,\"\",IF(Y$68=\"Electricity\",INDEX(BPF_Summary_Lookup,MATCH($B96,INDEX(BPF_Summary_Lookup,,#REF!),0),#REF!),IF(Y$68=\"Natural Gas\",INDEX(BPF_Summary_Lookup,MATCH($B96,INDEX(BPF_Summary_Lookup,,#REF!),0),#REF!),\"\"))),\"\")","v":""},{"$f":"IF(OR($F96=\"X\",$F96=\"x\"),IF(Z$68=\"\",\"\",IF(INDEX(BPF_Summary_Lookup,MATCH($B96,INDEX(BPF_Summary_Lookup,,#REF!),0),#REF!)=FALSE,\"\",IF(Z$68=\"Electricity\",$CO96,IF(Z$68=\"Natural Gas\",$CQ96,\"\")))),\"\")","v":""},{"$f":"IF(OR($F96=\"X\",$F96=\"x\"),IF(AA$68=\"\",\"\",IF(INDEX(BPF_Summary_Lookup,MATCH($B96,INDEX(BPF_Summary_Lookup,,#REF!),0),#REF!)=FALSE,\"\",IF(AA$68=\"Electricity\",$CU96,IF(AA$68=\"Natural Gas\",$CW96,\"\")))),\"\")","v":""},{"$f":"IF(OR($F96=\"X\",$F96=\"x\"),IF(INDEX(BPF_Summary_Lookup,MATCH($B96,INDEX(BPF_Summary_Lookup,,#REF!),0),#REF!)=FALSE,\"\",IF(AB$68=\"Electricity\",INDEX(BPF_Summary_Lookup,MATCH($B96,INDEX(BPF_Summary_Lookup,,#REF!),0),#REF!)*1000*0.000453592,IF(AB$68=\"Natural Gas\",INDEX(BPF_Summary_Lookup,MATCH($B96,INDEX(BPF_Summary_Lookup,,#REF!),0),#REF!)*1000*0.000453592,\"\"))),\"\")","v":""},{"$f":"IF(OR($F96=\"X\",$F96=\"x\"),IF(INDEX(BPF_Summary_Lookup,MATCH($B96,INDEX(BPF_Summary_Lookup,,#REF!),0),#REF!)=FALSE,\"\",IF(AC$68=\"Electricity\",INDEX(BPF_Summary_Lookup,MATCH($B96,INDEX(BPF_Summary_Lookup,,#REF!),0),#REF!),IF(AC$68=\"Natural Gas\",INDEX(BPF_Summary_Lookup,MATCH($B96,INDEX(BPF_Summary_Lookup,,#REF!),0),#REF!),\"\"))),\"\")","v":""},{"$f":"IF(OR($F96=\"X\",$F96=\"x\"),IF(AD$68=\"\",\"\",IF(INDEX(BPF_Summary_Lookup,MATCH($B96,INDEX(BPF_Summary_Lookup,,#REF!),0),#REF!)=FALSE,\"\",IF(AD$68=\"Electricity\",$CO96,IF(AD$68=\"Natural Gas\",$CQ96,\"\")))),\"\")","v":""},{"$f":"IF(OR($F96=\"X\",$F96=\"x\"),IF(AE$68=\"\",\"\",IF(INDEX(BPF_Summary_Lookup,MATCH($B96,INDEX(BPF_Summary_Lookup,,#REF!),0),#REF!)=FALSE,\"\",IF(AE$68=\"Electricity\",$CU96,IF(AE$68=\"Natural Gas\",$CW96,\"\")))),\"\")","v":""},{"$f":"IF(OR($F96=\"X\",$F96=\"x\"),IF(INDEX(BPF_Summary_Lookup,MATCH($B96,INDEX(BPF_Summary_Lookup,,#REF!),0),#REF!)=FALSE,\"\",IF(AF$68=\"Electricity\",INDEX(BPF_Summary_Lookup,MATCH($B96,INDEX(BPF_Summary_Lookup,,#REF!),0),#REF!)*1000*0.000453592,IF(AF$68=\"Natural Gas\",INDEX(BPF_Summary_Lookup,MATCH($B96,INDEX(BPF_Summary_Lookup,,#REF!),0),#REF!)*1000*0.000453592,\"\"))),\"\")","v":""},{"$f":"IF(OR($F96=\"X\",$F96=\"x\"),IF(INDEX(BPF_Summary_Lookup,MATCH($B96,INDEX(BPF_Summary_Lookup,,#REF!),0),#REF!)=FALSE,\"\",IF(AG$68=\"Electricity\",INDEX(BPF_Summary_Lookup,MATCH($B96,INDEX(BPF_Summary_Lookup,,#REF!),0),#REF!),IF(AG$68=\"Natural Gas\",INDEX(BPF_Summary_Lookup,MATCH($B96,INDEX(BPF_Summary_Lookup,,#REF!),0),#REF!),\"\"))),\"\")","v":""},{"$f":"IF(OR($F96=\"X\",$F96=\"x\"),IF(AH$68=\"\",\"\",IF(INDEX(BPF_Summary_Lookup,MATCH($B96,INDEX(BPF_Summary_Lookup,,#REF!),0),#REF!)=FALSE,\"\",IF(AH$68=\"Electricity\",$CO96,IF(AH$68=\"Natural Gas\",$CQ96,\"\")))),\"\")","v":""},{"$f":"IF(OR($F96=\"X\",$F96=\"x\"),IF(AI$68=\"\",\"\",IF(INDEX(BPF_Summary_Lookup,MATCH($B96,INDEX(BPF_Summary_Lookup,,#REF!),0),#REF!)=FALSE,\"\",IF(AI$68=\"Electricity\",$CU96,IF(AI$68=\"Natural Gas\",$CW96,\"\")))),\"\")","v":""},{"$f":"IF(OR($F96=\"X\",$F96=\"x\"),IF(INDEX(BPF_Summary_Lookup,MATCH($B96,INDEX(BPF_Summary_Lookup,,#REF!),0),#REF!)=FALSE,\"\",IF(AJ$68=\"Electricity\",INDEX(BPF_Summary_Lookup,MATCH($B96,INDEX(BPF_Summary_Lookup,,#REF!),0),#REF!)*1000*0.000453592,IF(AJ$68=\"Natural Gas\",INDEX(BPF_Summary_Lookup,MATCH($B96,INDEX(BPF_Summary_Lookup,,#REF!),0),#REF!)*1000*0.000453592,\"\"))),\"\")","v":""},{"$f":"IF(OR($F96=\"X\",$F96=\"x\"),IF(INDEX(BPF_Summary_Lookup,MATCH($B96,INDEX(BPF_Summary_Lookup,,#REF!),0),#REF!)=FALSE,\"\",IF(AK$68=\"Electricity\",INDEX(BPF_Summary_Lookup,MATCH($B96,INDEX(BPF_Summary_Lookup,,#REF!),0),#REF!),IF(AK$68=\"Natural Gas\",INDEX(BPF_Summary_Lookup,MATCH($B96,INDEX(BPF_Summary_Lookup,,#REF!),0),#REF!),\"\"))),\"\")","v":""},{"$f":"IF(OR($F96=\"X\",$F96=\"x\"),IF(AL$68=\"\",\"\",IF(INDEX(BPF_Summary_Lookup,MATCH($B96,INDEX(BPF_Summary_Lookup,,#REF!),0),#REF!)=FALSE,\"\",IF(AL$68=\"Electricity\",$CO96,IF(AL$68=\"Natural Gas\",$CQ96,\"\")))),\"\")","v":""},{"$f":"IF(OR($F96=\"X\",$F96=\"x\"),IF(AM$68=\"\",\"\",IF(INDEX(BPF_Summary_Lookup,MATCH($B96,INDEX(BPF_Summary_Lookup,,#REF!),0),#REF!)=FALSE,\"\",IF(AM$68=\"Electricity\",$CU96,IF(AM$68=\"Natural Gas\",$CW96,\"\")))),\"\")","v":""},{"$f":"IF(OR($F96=\"X\",$F96=\"x\"),IF(INDEX(BPF_Summary_Lookup,MATCH($B96,INDEX(BPF_Summary_Lookup,,#REF!),0),#REF!)=FALSE,\"\",IF(AN$68=\"Electricity\",INDEX(BPF_Summary_Lookup,MATCH($B96,INDEX(BPF_Summary_Lookup,,#REF!),0),#REF!)*1000*0.000453592,IF(AN$68=\"Natural Gas\",INDEX(BPF_Summary_Lookup,MATCH($B96,INDEX(BPF_Summary_Lookup,,#REF!),0),#REF!)*1000*0.000453592,\"\"))),\"\")","v":""},{"$f":"IF(OR($F96=\"X\",$F96=\"x\"),IF(INDEX(BPF_Summary_Lookup,MATCH($B96,INDEX(BPF_Summary_Lookup,,#REF!),0),#REF!)=FALSE,\"\",IF(AO$68=\"Electricity\",INDEX(BPF_Summary_Lookup,MATCH($B96,INDEX(BPF_Summary_Lookup,,#REF!),0),#REF!),IF(AO$68=\"Natural Gas\",INDEX(BPF_Summary_Lookup,MATCH($B96,INDEX(BPF_Summary_Lookup,,#REF!),0),#REF!),\"\"))),\"\")","v":""},{"$f":"IF(OR($F96=\"X\",$F96=\"x\"),IF(AP$68=\"\",\"\",IF(INDEX(BPF_Summary_Lookup,MATCH($B96,INDEX(BPF_Summary_Lookup,,#REF!),0),#REF!)=FALSE,\"\",IF(AP$68=\"Electricity\",$CO96,IF(AP$68=\"Natural Gas\",$CQ96,\"\")))),\"\")","v":""},{"$f":"IF(OR($F96=\"X\",$F96=\"x\"),IF(AQ$68=\"\",\"\",IF(INDEX(BPF_Summary_Lookup,MATCH($B96,INDEX(BPF_Summary_Lookup,,#REF!),0),#REF!)=FALSE,\"\",IF(AQ$68=\"Electricity\",$CU96,IF(AQ$68=\"Natural Gas\",$CW96,\"\")))),\"\")","v":""},{"$f":"IF(OR($F96=\"X\",$F96=\"x\"),IF(INDEX(BPF_Summary_Lookup,MATCH($B96,INDEX(BPF_Summary_Lookup,,#REF!),0),#REF!)=FALSE,\"\",IF(AR$68=\"Electricity\",INDEX(BPF_Summary_Lookup,MATCH($B96,INDEX(BPF_Summary_Lookup,,#REF!),0),#REF!)*1000*0.000453592,IF(AR$68=\"Natural Gas\",INDEX(BPF_Summary_Lookup,MATCH($B96,INDEX(BPF_Summary_Lookup,,#REF!),0),#REF!)*1000*0.000453592,\"\"))),\"\")","v":""},{"$f":"IF(OR($F96=\"X\",$F96=\"x\"),IF(INDEX(BPF_Summary_Lookup,MATCH($B96,INDEX(BPF_Summary_Lookup,,#REF!),0),#REF!)=FALSE,\"\",IF(AS$68=\"Electricity\",INDEX(BPF_Summary_Lookup,MATCH($B96,INDEX(BPF_Summary_Lookup,,#REF!),0),#REF!),IF(AS$68=\"Natural Gas\",INDEX(BPF_Summary_Lookup,MATCH($B96,INDEX(BPF_Summary_Lookup,,#REF!),0),#REF!),\"\"))),\"\")","v":""},{"$f":"IF(OR($F96=\"X\",$F96=\"x\"),IF(AT$68=\"\",\"\",IF(INDEX(BPF_Summary_Lookup,MATCH($B96,INDEX(BPF_Summary_Lookup,,#REF!),0),#REF!)=FALSE,\"\",IF(AT$68=\"Electricity\",$CO96,IF(AT$68=\"Natural Gas\",$CQ96,\"\")))),\"\")","v":""},null,null,null,{"$f":"IF(OR($F96=\"X\",$F96=\"x\"),IF(G$68=\"\",\"\",IF(INDEX(BPF_Summary_Lookup,MATCH($B96,INDEX(BPF_Summary_Lookup,,#REF!),0),#REF!)=FALSE,\"\",IF(G$68=\"Electricity\",$CU96,IF(G$68=\"Natural Gas\",$CW96,\"\")))),\"\")","v":""},{"$f":"IF(OR($F96=\"X\",$F96=\"x\"),IF(INDEX(BPF_Summary_Lookup,MATCH($B96,INDEX(BPF_Summary_Lookup,,#REF!),0),#REF!)=FALSE,\"\",IF(H$68=\"Electricity\",INDEX(BPF_Summary_Lookup,MATCH($B96,INDEX(BPF_Summary_Lookup,,#REF!),0),#REF!)*1000*0.000453592,IF(H$68=\"Natural Gas\",INDEX(BPF_Summary_Lookup,MATCH($B96,INDEX(BPF_Summary_Lookup,,#REF!),0),#REF!)*1000*0.000453592,\"\"))),\"\")","v":""},{"$f":"IF(OR($F96=\"X\",$F96=\"x\"),IF(INDEX(BPF_Summary_Lookup,MATCH($B96,INDEX(BPF_Summary_Lookup,,#REF!),0),#REF!)=FALSE,\"\",IF(I$68=\"Electricity\",INDEX(BPF_Summary_Lookup,MATCH($B96,INDEX(BPF_Summary_Lookup,,#REF!),0),#REF!),IF(I$68=\"Natural Gas\",INDEX(BPF_Summary_Lookup,MATCH($B96,INDEX(BPF_Summary_Lookup,,#REF!),0),#REF!),\"\"))),\"\")","v":""},{"$f":"IF(OR($F96=\"X\",$F96=\"x\"),IF(J$68=\"\",\"\",IF(INDEX(BPF_Summary_Lookup,MATCH($B96,INDEX(BPF_Summary_Lookup,,#REF!),0),#REF!)=FALSE,\"\",IF(J$68=\"Electricity\",$CO96,IF(J$68=\"Natural Gas\",$CQ96,\"\")))),\"\")","v":""},{"$f":"IF(OR($F96=\"X\",$F96=\"x\"),IF(K$68=\"\",\"\",IF(INDEX(BPF_Summary_Lookup,MATCH($B96,INDEX(BPF_Summary_Lookup,,#REF!),0),#REF!)=FALSE,\"\",IF(K$68=\"Electricity\",$CU96,IF(K$68=\"Natural Gas\",$CW96,\"\")))),\"\")","v":""},{"$f":"IF(OR($F96=\"X\",$F96=\"x\"),IF(INDEX(BPF_Summary_Lookup,MATCH($B96,INDEX(BPF_Summary_Lookup,,#REF!),0),#REF!)=FALSE,\"\",IF(L$68=\"Electricity\",INDEX(BPF_Summary_Lookup,MATCH($B96,INDEX(BPF_Summary_Lookup,,#REF!),0),#REF!)*1000*0.000453592,IF(L$68=\"Natural Gas\",INDEX(BPF_Summary_Lookup,MATCH($B96,INDEX(BPF_Summary_Lookup,,#REF!),0),#REF!)*1000*0.000453592,\"\"))),\"\")","v":""},{"$f":"IF(OR($F96=\"X\",$F96=\"x\"),IF(INDEX(BPF_Summary_Lookup,MATCH($B96,INDEX(BPF_Summary_Lookup,,#REF!),0),#REF!)=FALSE,\"\",IF(M$68=\"Electricity\",INDEX(BPF_Summary_Lookup,MATCH($B96,INDEX(BPF_Summary_Lookup,,#REF!),0),#REF!),IF(M$68=\"Natural Gas\",INDEX(BPF_Summary_Lookup,MATCH($B96,INDEX(BPF_Summary_Lookup,,#REF!),0),#REF!),\"\"))),\"\")","v":""},{"$f":"IF(OR($F96=\"X\",$F96=\"x\"),IF(N$68=\"\",\"\",IF(INDEX(BPF_Summary_Lookup,MATCH($B96,INDEX(BPF_Summary_Lookup,,#REF!),0),#REF!)=FALSE,\"\",IF(N$68=\"Electricity\",$CO96,IF(N$68=\"Natural Gas\",$CQ96,\"\")))),\"\")","v":""},{"$f":"IF(OR($F96=\"X\",$F96=\"x\"),IF(O$68=\"\",\"\",IF(INDEX(BPF_Summary_Lookup,MATCH($B96,INDEX(BPF_Summary_Lookup,,#REF!),0),#REF!)=FALSE,\"\",IF(O$68=\"Electricity\",$CU96,IF(O$68=\"Natural Gas\",$CW96,\"\")))),\"\")","v":""},{"$f":"IF(OR($F96=\"X\",$F96=\"x\"),IF(INDEX(BPF_Summary_Lookup,MATCH($B96,INDEX(BPF_Summary_Lookup,,#REF!),0),#REF!)=FALSE,\"\",IF(P$68=\"Electricity\",INDEX(BPF_Summary_Lookup,MATCH($B96,INDEX(BPF_Summary_Lookup,,#REF!),0),#REF!)*1000*0.000453592,IF(P$68=\"Natural Gas\",INDEX(BPF_Summary_Lookup,MATCH($B96,INDEX(BPF_Summary_Lookup,,#REF!),0),#REF!)*1000*0.000453592,\"\"))),\"\")","v":""},{"$f":"IF(OR($F96=\"X\",$F96=\"x\"),IF(INDEX(BPF_Summary_Lookup,MATCH($B96,INDEX(BPF_Summary_Lookup,,#REF!),0),#REF!)=FALSE,\"\",IF(Q$68=\"Electricity\",INDEX(BPF_Summary_Lookup,MATCH($B96,INDEX(BPF_Summary_Lookup,,#REF!),0),#REF!),IF(Q$68=\"Natural Gas\",INDEX(BPF_Summary_Lookup,MATCH($B96,INDEX(BPF_Summary_Lookup,,#REF!),0),#REF!),\"\"))),\"\")","v":""},{"$f":"IF(OR($F96=\"X\",$F96=\"x\"),IF(R$68=\"\",\"\",IF(INDEX(BPF_Summary_Lookup,MATCH($B96,INDEX(BPF_Summary_Lookup,,#REF!),0),#REF!)=FALSE,\"\",IF(R$68=\"Electricity\",$CO96,IF(R$68=\"Natural Gas\",$CQ96,\"\")))),\"\")","v":""},{"$f":"IF(OR($F96=\"X\",$F96=\"x\"),IF(S$68=\"\",\"\",IF(INDEX(BPF_Summary_Lookup,MATCH($B96,INDEX(BPF_Summary_Lookup,,#REF!),0),#REF!)=FALSE,\"\",IF(S$68=\"Electricity\",$CU96,IF(S$68=\"Natural Gas\",$CW96,\"\")))),\"\")","v":""},{"$f":"IF(OR($F96=\"X\",$F96=\"x\"),IF(INDEX(BPF_Summary_Lookup,MATCH($B96,INDEX(BPF_Summary_Lookup,,#REF!),0),#REF!)=FALSE,\"\",IF(T$68=\"Electricity\",INDEX(BPF_Summary_Lookup,MATCH($B96,INDEX(BPF_Summary_Lookup,,#REF!),0),#REF!)*1000*0.000453592,IF(T$68=\"Natural Gas\",INDEX(BPF_Summary_Lookup,MATCH($B96,INDEX(BPF_Summary_Lookup,,#REF!),0),#REF!)*1000*0.000453592,\"\"))),\"\")","v":""},{"$f":"IF(OR($F96=\"X\",$F96=\"x\"),IF(INDEX(BPF_Summary_Lookup,MATCH($B96,INDEX(BPF_Summary_Lookup,,#REF!),0),#REF!)=FALSE,\"\",IF(U$68=\"Electricity\",INDEX(BPF_Summary_Lookup,MATCH($B96,INDEX(BPF_Summary_Lookup,,#REF!),0),#REF!),IF(U$68=\"Natural Gas\",INDEX(BPF_Summary_Lookup,MATCH($B96,INDEX(BPF_Summary_Lookup,,#REF!),0),#REF!),\"\"))),\"\")","v":""},{"$f":"IF(OR($F96=\"X\",$F96=\"x\"),IF(V$68=\"\",\"\",IF(INDEX(BPF_Summary_Lookup,MATCH($B96,INDEX(BPF_Summary_Lookup,,#REF!),0),#REF!)=FALSE,\"\",IF(V$68=\"Electricity\",$CO96,IF(V$68=\"Natural Gas\",$CQ96,\"\")))),\"\")","v":""},{"$f":"IF(OR($F96=\"X\",$F96=\"x\"),IF(W$68=\"\",\"\",IF(INDEX(BPF_Summary_Lookup,MATCH($B96,INDEX(BPF_Summary_Lookup,,#REF!),0),#REF!)=FALSE,\"\",IF(W$68=\"Electricity\",$CU96,IF(W$68=\"Natural Gas\",$CW96,\"\")))),\"\")","v":""},{"$f":"IF(OR($F96=\"X\",$F96=\"x\"),IF(INDEX(BPF_Summary_Lookup,MATCH($B96,INDEX(BPF_Summary_Lookup,,#REF!),0),#REF!)=FALSE,\"\",IF(X$68=\"Electricity\",INDEX(BPF_Summary_Lookup,MATCH($B96,INDEX(BPF_Summary_Lookup,,#REF!),0),#REF!)*1000*0.000453592,IF(X$68=\"Natural Gas\",INDEX(BPF_Summary_Lookup,MATCH($B96,INDEX(BPF_Summary_Lookup,,#REF!),0),#REF!)*1000*0.000453592,\"\"))),\"\")","v":""},{"$f":"IF(OR($F96=\"X\",$F96=\"x\"),IF(INDEX(BPF_Summary_Lookup,MATCH($B96,INDEX(BPF_Summary_Lookup,,#REF!),0),#REF!)=FALSE,\"\",IF(Y$68=\"Electricity\",INDEX(BPF_Summary_Lookup,MATCH($B96,INDEX(BPF_Summary_Lookup,,#REF!),0),#REF!),IF(Y$68=\"Natural Gas\",INDEX(BPF_Summary_Lookup,MATCH($B96,INDEX(BPF_Summary_Lookup,,#REF!),0),#REF!),\"\"))),\"\")","v":""},{"$f":"IF(OR($F96=\"X\",$F96=\"x\"),IF(Z$68=\"\",\"\",IF(INDEX(BPF_Summary_Lookup,MATCH($B96,INDEX(BPF_Summary_Lookup,,#REF!),0),#REF!)=FALSE,\"\",IF(Z$68=\"Electricity\",$CO96,IF(Z$68=\"Natural Gas\",$CQ96,\"\")))),\"\")","v":""},{"$f":"IF(OR($F96=\"X\",$F96=\"x\"),IF(AA$68=\"\",\"\",IF(INDEX(BPF_Summary_Lookup,MATCH($B96,INDEX(BPF_Summary_Lookup,,#REF!),0),#REF!)=FALSE,\"\",IF(AA$68=\"Electricity\",$CU96,IF(AA$68=\"Natural Gas\",$CW96,\"\")))),\"\")","v":""},{"$f":"IF(OR($F96=\"X\",$F96=\"x\"),IF(INDEX(BPF_Summary_Lookup,MATCH($B96,INDEX(BPF_Summary_Lookup,,#REF!),0),#REF!)=FALSE,\"\",IF(AB$68=\"Electricity\",INDEX(BPF_Summary_Lookup,MATCH($B96,INDEX(BPF_Summary_Lookup,,#REF!),0),#REF!)*1000*0.000453592,IF(AB$68=\"Natural Gas\",INDEX(BPF_Summary_Lookup,MATCH($B96,INDEX(BPF_Summary_Lookup,,#REF!),0),#REF!)*1000*0.000453592,\"\"))),\"\")","v":""},{"$f":"IF(OR($F96=\"X\",$F96=\"x\"),IF(INDEX(BPF_Summary_Lookup,MATCH($B96,INDEX(BPF_Summary_Lookup,,#REF!),0),#REF!)=FALSE,\"\",IF(AC$68=\"Electricity\",INDEX(BPF_Summary_Lookup,MATCH($B96,INDEX(BPF_Summary_Lookup,,#REF!),0),#REF!),IF(AC$68=\"Natural Gas\",INDEX(BPF_Summary_Lookup,MATCH($B96,INDEX(BPF_Summary_Lookup,,#REF!),0),#REF!),\"\"))),\"\")","v":""},{"$f":"IF(OR($F96=\"X\",$F96=\"x\"),IF(AD$68=\"\",\"\",IF(INDEX(BPF_Summary_Lookup,MATCH($B96,INDEX(BPF_Summary_Lookup,,#REF!),0),#REF!)=FALSE,\"\",IF(AD$68=\"Electricity\",$CO96,IF(AD$68=\"Natural Gas\",$CQ96,\"\")))),\"\")","v":""},{"$f":"IF(OR($F96=\"X\",$F96=\"x\"),IF(AE$68=\"\",\"\",IF(INDEX(BPF_Summary_Lookup,MATCH($B96,INDEX(BPF_Summary_Lookup,,#REF!),0),#REF!)=FALSE,\"\",IF(AE$68=\"Electricity\",$CU96,IF(AE$68=\"Natural Gas\",$CW96,\"\")))),\"\")","v":""},{"$f":"IF(OR($F96=\"X\",$F96=\"x\"),IF(INDEX(BPF_Summary_Lookup,MATCH($B96,INDEX(BPF_Summary_Lookup,,#REF!),0),#REF!)=FALSE,\"\",IF(AF$68=\"Electricity\",INDEX(BPF_Summary_Lookup,MATCH($B96,INDEX(BPF_Summary_Lookup,,#REF!),0),#REF!)*1000*0.000453592,IF(AF$68=\"Natural Gas\",INDEX(BPF_Summary_Lookup,MATCH($B96,INDEX(BPF_Summary_Lookup,,#REF!),0),#REF!)*1000*0.000453592,\"\"))),\"\")","v":""},{"$f":"IF(OR($F96=\"X\",$F96=\"x\"),IF(INDEX(BPF_Summary_Lookup,MATCH($B96,INDEX(BPF_Summary_Lookup,,#REF!),0),#REF!)=FALSE,\"\",IF(AG$68=\"Electricity\",INDEX(BPF_Summary_Lookup,MATCH($B96,INDEX(BPF_Summary_Lookup,,#REF!),0),#REF!),IF(AG$68=\"Natural Gas\",INDEX(BPF_Summary_Lookup,MATCH($B96,INDEX(BPF_Summary_Lookup,,#REF!),0),#REF!),\"\"))),\"\")","v":""},{"$f":"IF(OR($F96=\"X\",$F96=\"x\"),IF(AH$68=\"\",\"\",IF(INDEX(BPF_Summary_Lookup,MATCH($B96,INDEX(BPF_Summary_Lookup,,#REF!),0),#REF!)=FALSE,\"\",IF(AH$68=\"Electricity\",$CO96,IF(AH$68=\"Natural Gas\",$CQ96,\"\")))),\"\")","v":""},{"$f":"IF(OR($F96=\"X\",$F96=\"x\"),IF(AI$68=\"\",\"\",IF(INDEX(BPF_Summary_Lookup,MATCH($B96,INDEX(BPF_Summary_Lookup,,#REF!),0),#REF!)=FALSE,\"\",IF(AI$68=\"Electricity\",$CU96,IF(AI$68=\"Natural Gas\",$CW96,\"\")))),\"\")","v":""},{"$f":"IF(OR($F96=\"X\",$F96=\"x\"),IF(INDEX(BPF_Summary_Lookup,MATCH($B96,INDEX(BPF_Summary_Lookup,,#REF!),0),#REF!)=FALSE,\"\",IF(AJ$68=\"Electricity\",INDEX(BPF_Summary_Lookup,MATCH($B96,INDEX(BPF_Summary_Lookup,,#REF!),0),#REF!)*1000*0.000453592,IF(AJ$68=\"Natural Gas\",INDEX(BPF_Summary_Lookup,MATCH($B96,INDEX(BPF_Summary_Lookup,,#REF!),0),#REF!)*1000*0.000453592,\"\"))),\"\")","v":""},{"$f":"IF(OR($F96=\"X\",$F96=\"x\"),IF(INDEX(BPF_Summary_Lookup,MATCH($B96,INDEX(BPF_Summary_Lookup,,#REF!),0),#REF!)=FALSE,\"\",IF(AK$68=\"Electricity\",INDEX(BPF_Summary_Lookup,MATCH($B96,INDEX(BPF_Summary_Lookup,,#REF!),0),#REF!),IF(AK$68=\"Natural Gas\",INDEX(BPF_Summary_Lookup,MATCH($B96,INDEX(BPF_Summary_Lookup,,#REF!),0),#REF!),\"\"))),\"\")","v":""},{"$f":"IF(OR($F96=\"X\",$F96=\"x\"),IF(AL$68=\"\",\"\",IF(INDEX(BPF_Summary_Lookup,MATCH($B96,INDEX(BPF_Summary_Lookup,,#REF!),0),#REF!)=FALSE,\"\",IF(AL$68=\"Electricity\",$CO96,IF(AL$68=\"Natural Gas\",$CQ96,\"\")))),\"\")","v":""},{"$f":"IF(OR($F96=\"X\",$F96=\"x\"),IF(AM$68=\"\",\"\",IF(INDEX(BPF_Summary_Lookup,MATCH($B96,INDEX(BPF_Summary_Lookup,,#REF!),0),#REF!)=FALSE,\"\",IF(AM$68=\"Electricity\",$CU96,IF(AM$68=\"Natural Gas\",$CW96,\"\")))),\"\")","v":""},{"$f":"IF(OR($F96=\"X\",$F96=\"x\"),IF(INDEX(BPF_Summary_Lookup,MATCH($B96,INDEX(BPF_Summary_Lookup,,#REF!),0),#REF!)=FALSE,\"\",IF(AN$68=\"Electricity\",INDEX(BPF_Summary_Lookup,MATCH($B96,INDEX(BPF_Summary_Lookup,,#REF!),0),#REF!)*1000*0.000453592,IF(AN$68=\"Natural Gas\",INDEX(BPF_Summary_Lookup,MATCH($B96,INDEX(BPF_Summary_Lookup,,#REF!),0),#REF!)*1000*0.000453592,\"\"))),\"\")","v":""},{"$f":"IF(OR($F96=\"X\",$F96=\"x\"),IF(INDEX(BPF_Summary_Lookup,MATCH($B96,INDEX(BPF_Summary_Lookup,,#REF!),0),#REF!)=FALSE,\"\",IF(AO$68=\"Electricity\",INDEX(BPF_Summary_Lookup,MATCH($B96,INDEX(BPF_Summary_Lookup,,#REF!),0),#REF!),IF(AO$68=\"Natural Gas\",INDEX(BPF_Summary_Lookup,MATCH($B96,INDEX(BPF_Summary_Lookup,,#REF!),0),#REF!),\"\"))),\"\")","v":""},{"$f":"IF(OR($F96=\"X\",$F96=\"x\"),IF(AP$68=\"\",\"\",IF(INDEX(BPF_Summary_Lookup,MATCH($B96,INDEX(BPF_Summary_Lookup,,#REF!),0),#REF!)=FALSE,\"\",IF(AP$68=\"Electricity\",$CO96,IF(AP$68=\"Natural Gas\",$CQ96,\"\")))),\"\")","v":""},{"$f":"IF(OR($F96=\"X\",$F96=\"x\"),IF(AQ$68=\"\",\"\",IF(INDEX(BPF_Summary_Lookup,MATCH($B96,INDEX(BPF_Summary_Lookup,,#REF!),0),#REF!)=FALSE,\"\",IF(AQ$68=\"Electricity\",$CU96,IF(AQ$68=\"Natural Gas\",$CW96,\"\")))),\"\")","v":""},{"$f":"IF(OR($F96=\"X\",$F96=\"x\"),IF(INDEX(BPF_Summary_Lookup,MATCH($B96,INDEX(BPF_Summary_Lookup,,#REF!),0),#REF!)=FALSE,\"\",IF(AR$68=\"Electricity\",INDEX(BPF_Summary_Lookup,MATCH($B96,INDEX(BPF_Summary_Lookup,,#REF!),0),#REF!)*1000*0.000453592,IF(AR$68=\"Natural Gas\",INDEX(BPF_Summary_Lookup,MATCH($B96,INDEX(BPF_Summary_Lookup,,#REF!),0),#REF!)*1000*0.000453592,\"\"))),\"\")","v":""},{"$f":"IF(OR($F96=\"X\",$F96=\"x\"),IF(INDEX(BPF_Summary_Lookup,MATCH($B96,INDEX(BPF_Summary_Lookup,,#REF!),0),#REF!)=FALSE,\"\",IF(AS$68=\"Electricity\",INDEX(BPF_Summary_Lookup,MATCH($B96,INDEX(BPF_Summary_Lookup,,#REF!),0),#REF!),IF(AS$68=\"Natural Gas\",INDEX(BPF_Summary_Lookup,MATCH($B96,INDEX(BPF_Summary_Lookup,,#REF!),0),#REF!),\"\"))),\"\")","v":""},{"$f":"IF(OR($F96=\"X\",$F96=\"x\"),IF(AT$68=\"\",\"\",IF(INDEX(BPF_Summary_Lookup,MATCH($B96,INDEX(BPF_Summary_Lookup,,#REF!),0),#REF!)=FALSE,\"\",IF(AT$68=\"Electricity\",$CO96,IF(AT$68=\"Natural Gas\",$CQ96,\"\")))),\"\")","v":""},{"$f":"IF(OR($F96=\"X\",$F96=\"x\"),IF(INDEX(BPF_Summary_Lookup,MATCH($B96,INDEX(BPF_Summary_Lookup,,#REF!),0),#REF!)=FALSE,\"\",INDEX(BPF_Summary_Lookup,MATCH($B96,INDEX(BPF_Summary_Lookup,,#REF!),0),#REF!)),\"\")","v":""},{"$f":"IF(OR($F96=\"X\",$F96=\"x\"),IF(INDEX(BPF_Summary_Lookup,MATCH($B96,INDEX(BPF_Summary_Lookup,,#REF!),0),#REF!)=FALSE,\"\",INDEX(BPF_Summary_Lookup,MATCH($B96,INDEX(BPF_Summary_Lookup,,#REF!),0),#REF!)),\"\")","v":""},{"$f":"IFERROR(INDEX(Ref_UnitConversions_Energy_Content_kBtu_Unit,IFERROR(MATCH($CL$72&INDEX(RE_EC_EnergyTypes,MATCH($CL$72,INDEX(RE_EC_EnergyTypes,,1),0),2),Ref_UnitConversions_Energy_Units_Lookup,0),MATCH(\"All\"&INDEX(RE_EC_EnergyTypes,MATCH($CL$72,INDEX(RE_EC_EnergyTypes,,1),0),2),Ref_UnitConversions_Energy_Units_Lookup,0)),)/CL96,\"\")","v":""},"",{"$f":"IFERROR(INDEX(Ref_UnitConversions_Energy_Content_kBtu_Unit,IFERROR(MATCH($CM$72&INDEX(RE_EC_EnergyTypes,MATCH($CM$72,INDEX(RE_EC_EnergyTypes,,1),0),2),Ref_UnitConversions_Energy_Units_Lookup,0),MATCH(\"All\"&INDEX(RE_EC_EnergyTypes,MATCH($CM$72,INDEX(RE_EC_EnergyTypes,,1),0),2),Ref_UnitConversions_Energy_Units_Lookup,0)),)/CM96,\"\")","v":""},"",{"$f":"IF(OR($F96=\"X\",$F96=\"x\"),IF(INDEX(BPF_Summary_Lookup,MATCH($B96,INDEX(BPF_Summary_Lookup,,#REF!),0),#REF!)=FALSE,\"\",INDEX(BPF_Summary_Lookup,MATCH($B96,INDEX(BPF_Summary_Lookup,,#REF!),0),#REF!)),\"\")","v":""},{"$f":"IF(OR($F96=\"X\",$F96=\"x\"),IF(INDEX(BPF_Summary_Lookup,MATCH($B96,INDEX(BPF_Summary_Lookup,,#REF!),0),#REF!)=FALSE,\"\",INDEX(BPF_Summary_Lookup,MATCH($B96,INDEX(BPF_Summary_Lookup,,#REF!),0),#REF!)),\"\")","v":""},{"$f":"IFERROR(INDEX(Ref_UnitConversions_Energy_Content_kBtu_Unit,IFERROR(MATCH($CL$72&INDEX(RE_EC_EnergyTypes,MATCH($CL$72,INDEX(RE_EC_EnergyTypes,,1),0),2),Ref_UnitConversions_Energy_Units_Lookup,0),MATCH(\"All\"&INDEX(RE_EC_EnergyTypes,MATCH($CL$72,INDEX(RE_EC_EnergyTypes,,1),0),2),Ref_UnitConversions_Energy_Units_Lookup,0)),),\"\")","v":3.4119999999999999},"",{"$f":"IFERROR(INDEX(Ref_UnitConversions_Energy_Content_kBtu_Unit,IFERROR(MATCH($CM$72&INDEX(RE_EC_EnergyTypes,MATCH($CM$72,INDEX(RE_EC_EnergyTypes,,1),0),2),Ref_UnitConversions_Energy_Units_Lookup,0),MATCH(\"All\"&INDEX(RE_EC_EnergyTypes,MATCH($CM$72,INDEX(RE_EC_EnergyTypes,,1),0),2),Ref_UnitConversions_Energy_Units_Lookup,0)),),\"\")","v":102.9},""]
[null,24,{"$f":"IF(INDEX(ProgSetup_Program_List,B97,)=\"\",5/0, IF(ProgSetup_Miscellaneous_Customization=TRUE,1,5/0))","v":{"$error":"#DIV/0!"}},null,{"$f":"INDEX(ProgSetup_Program_List,B97,1)& \"\"","v":""},null,{"$f":"IF(OR($F97=\"X\",$F97=\"x\"),IF(G$68=\"\",\"\",IF(INDEX(BPF_Summary_Lookup,MATCH($B97,INDEX(BPF_Summary_Lookup,,#REF!),0),#REF!)=FALSE,\"\",IF(G$68=\"Electricity\",$CU97,IF(G$68=\"Natural Gas\",$CW97,\"\")))),\"\")","v":""},{"$f":"IF(OR($F97=\"X\",$F97=\"x\"),IF(INDEX(BPF_Summary_Lookup,MATCH($B97,INDEX(BPF_Summary_Lookup,,#REF!),0),#REF!)=FALSE,\"\",IF(H$68=\"Electricity\",INDEX(BPF_Summary_Lookup,MATCH($B97,INDEX(BPF_Summary_Lookup,,#REF!),0),#REF!)*1000*0.000453592,IF(H$68=\"Natural Gas\",INDEX(BPF_Summary_Lookup,MATCH($B97,INDEX(BPF_Summary_Lookup,,#REF!),0),#REF!)*1000*0.000453592,\"\"))),\"\")","v":""},{"$f":"IF(OR($F97=\"X\",$F97=\"x\"),IF(INDEX(BPF_Summary_Lookup,MATCH($B97,INDEX(BPF_Summary_Lookup,,#REF!),0),#REF!)=FALSE,\"\",IF(I$68=\"Electricity\",INDEX(BPF_Summary_Lookup,MATCH($B97,INDEX(BPF_Summary_Lookup,,#REF!),0),#REF!),IF(I$68=\"Natural Gas\",INDEX(BPF_Summary_Lookup,MATCH($B97,INDEX(BPF_Summary_Lookup,,#REF!),0),#REF!),\"\"))),\"\")","v":""},{"$f":"IF(OR($F97=\"X\",$F97=\"x\"),IF(J$68=\"\",\"\",IF(INDEX(BPF_Summary_Lookup,MATCH($B97,INDEX(BPF_Summary_Lookup,,#REF!),0),#REF!)=FALSE,\"\",IF(J$68=\"Electricity\",$CO97,IF(J$68=\"Natural Gas\",$CQ97,\"\")))),\"\")","v":""},{"$f":"IF(OR($F97=\"X\",$F97=\"x\"),IF(K$68=\"\",\"\",IF(INDEX(BPF_Summary_Lookup,MATCH($B97,INDEX(BPF_Summary_Lookup,,#REF!),0),#REF!)=FALSE,\"\",IF(K$68=\"Electricity\",$CU97,IF(K$68=\"Natural Gas\",$CW97,\"\")))),\"\")","v":""},{"$f":"IF(OR($F97=\"X\",$F97=\"x\"),IF(INDEX(BPF_Summary_Lookup,MATCH($B97,INDEX(BPF_Summary_Lookup,,#REF!),0),#REF!)=FALSE,\"\",IF(L$68=\"Electricity\",INDEX(BPF_Summary_Lookup,MATCH($B97,INDEX(BPF_Summary_Lookup,,#REF!),0),#REF!)*1000*0.000453592,IF(L$68=\"Natural Gas\",INDEX(BPF_Summary_Lookup,MATCH($B97,INDEX(BPF_Summary_Lookup,,#REF!),0),#REF!)*1000*0.000453592,\"\"))),\"\")","v":""},{"$f":"IF(OR($F97=\"X\",$F97=\"x\"),IF(INDEX(BPF_Summary_Lookup,MATCH($B97,INDEX(BPF_Summary_Lookup,,#REF!),0),#REF!)=FALSE,\"\",IF(M$68=\"Electricity\",INDEX(BPF_Summary_Lookup,MATCH($B97,INDEX(BPF_Summary_Lookup,,#REF!),0),#REF!),IF(M$68=\"Natural Gas\",INDEX(BPF_Summary_Lookup,MATCH($B97,INDEX(BPF_Summary_Lookup,,#REF!),0),#REF!),\"\"))),\"\")","v":""},{"$f":"IF(OR($F97=\"X\",$F97=\"x\"),IF(N$68=\"\",\"\",IF(INDEX(BPF_Summary_Lookup,MATCH($B97,INDEX(BPF_Summary_Lookup,,#REF!),0),#REF!)=FALSE,\"\",IF(N$68=\"Electricity\",$CO97,IF(N$68=\"Natural Gas\",$CQ97,\"\")))),\"\")","v":""},{"$f":"IF(OR($F97=\"X\",$F97=\"x\"),IF(O$68=\"\",\"\",IF(INDEX(BPF_Summary_Lookup,MATCH($B97,INDEX(BPF_Summary_Lookup,,#REF!),0),#REF!)=FALSE,\"\",IF(O$68=\"Electricity\",$CU97,IF(O$68=\"Natural Gas\",$CW97,\"\")))),\"\")","v":""},{"$f":"IF(OR($F97=\"X\",$F97=\"x\"),IF(INDEX(BPF_Summary_Lookup,MATCH($B97,INDEX(BPF_Summary_Lookup,,#REF!),0),#REF!)=FALSE,\"\",IF(P$68=\"Electricity\",INDEX(BPF_Summary_Lookup,MATCH($B97,INDEX(BPF_Summary_Lookup,,#REF!),0),#REF!)*1000*0.000453592,IF(P$68=\"Natural Gas\",INDEX(BPF_Summary_Lookup,MATCH($B97,INDEX(BPF_Summary_Lookup,,#REF!),0),#REF!)*1000*0.000453592,\"\"))),\"\")","v":""},{"$f":"IF(OR($F97=\"X\",$F97=\"x\"),IF(INDEX(BPF_Summary_Lookup,MATCH($B97,INDEX(BPF_Summary_Lookup,,#REF!),0),#REF!)=FALSE,\"\",IF(Q$68=\"Electricity\",INDEX(BPF_Summary_Lookup,MATCH($B97,INDEX(BPF_Summary_Lookup,,#REF!),0),#REF!),IF(Q$68=\"Natural Gas\",INDEX(BPF_Summary_Lookup,MATCH($B97,INDEX(BPF_Summary_Lookup,,#REF!),0),#REF!),\"\"))),\"\")","v":""},{"$f":"IF(OR($F97=\"X\",$F97=\"x\"),IF(R$68=\"\",\"\",IF(INDEX(BPF_Summary_Lookup,MATCH($B97,INDEX(BPF_Summary_Lookup,,#REF!),0),#REF!)=FALSE,\"\",IF(R$68=\"Electricity\",$CO97,IF(R$68=\"Natural Gas\",$CQ97,\"\")))),\"\")","v":""},{"$f":"IF(OR($F97=\"X\",$F97=\"x\"),IF(S$68=\"\",\"\",IF(INDEX(BPF_Summary_Lookup,MATCH($B97,INDEX(BPF_Summary_Lookup,,#REF!),0),#REF!)=FALSE,\"\",IF(S$68=\"Electricity\",$CU97,IF(S$68=\"Natural Gas\",$CW97,\"\")))),\"\")","v":""},{"$f":"IF(OR($F97=\"X\",$F97=\"x\"),IF(INDEX(BPF_Summary_Lookup,MATCH($B97,INDEX(BPF_Summary_Lookup,,#REF!),0),#REF!)=FALSE,\"\",IF(T$68=\"Electricity\",INDEX(BPF_Summary_Lookup,MATCH($B97,INDEX(BPF_Summary_Lookup,,#REF!),0),#REF!)*1000*0.000453592,IF(T$68=\"Natural Gas\",INDEX(BPF_Summary_Lookup,MATCH($B97,INDEX(BPF_Summary_Lookup,,#REF!),0),#REF!)*1000*0.000453592,\"\"))),\"\")","v":""},{"$f":"IF(OR($F97=\"X\",$F97=\"x\"),IF(INDEX(BPF_Summary_Lookup,MATCH($B97,INDEX(BPF_Summary_Lookup,,#REF!),0),#REF!)=FALSE,\"\",IF(U$68=\"Electricity\",INDEX(BPF_Summary_Lookup,MATCH($B97,INDEX(BPF_Summary_Lookup,,#REF!),0),#REF!),IF(U$68=\"Natural Gas\",INDEX(BPF_Summary_Lookup,MATCH($B97,INDEX(BPF_Summary_Lookup,,#REF!),0),#REF!),\"\"))),\"\")","v":""},{"$f":"IF(OR($F97=\"X\",$F97=\"x\"),IF(V$68=\"\",\"\",IF(INDEX(BPF_Summary_Lookup,MATCH($B97,INDEX(BPF_Summary_Lookup,,#REF!),0),#REF!)=FALSE,\"\",IF(V$68=\"Electricity\",$CO97,IF(V$68=\"Natural Gas\",$CQ97,\"\")))),\"\")","v":""},{"$f":"IF(OR($F97=\"X\",$F97=\"x\"),IF(W$68=\"\",\"\",IF(INDEX(BPF_Summary_Lookup,MATCH($B97,INDEX(BPF_Summary_Lookup,,#REF!),0),#REF!)=FALSE,\"\",IF(W$68=\"Electricity\",$CU97,IF(W$68=\"Natural Gas\",$CW97,\"\")))),\"\")","v":""},{"$f":"IF(OR($F97=\"X\",$F97=\"x\"),IF(INDEX(BPF_Summary_Lookup,MATCH($B97,INDEX(BPF_Summary_Lookup,,#REF!),0),#REF!)=FALSE,\"\",IF(X$68=\"Electricity\",INDEX(BPF_Summary_Lookup,MATCH($B97,INDEX(BPF_Summary_Lookup,,#REF!),0),#REF!)*1000*0.000453592,IF(X$68=\"Natural Gas\",INDEX(BPF_Summary_Lookup,MATCH($B97,INDEX(BPF_Summary_Lookup,,#REF!),0),#REF!)*1000*0.000453592,\"\"))),\"\")","v":""},{"$f":"IF(OR($F97=\"X\",$F97=\"x\"),IF(INDEX(BPF_Summary_Lookup,MATCH($B97,INDEX(BPF_Summary_Lookup,,#REF!),0),#REF!)=FALSE,\"\",IF(Y$68=\"Electricity\",INDEX(BPF_Summary_Lookup,MATCH($B97,INDEX(BPF_Summary_Lookup,,#REF!),0),#REF!),IF(Y$68=\"Natural Gas\",INDEX(BPF_Summary_Lookup,MATCH($B97,INDEX(BPF_Summary_Lookup,,#REF!),0),#REF!),\"\"))),\"\")","v":""},{"$f":"IF(OR($F97=\"X\",$F97=\"x\"),IF(Z$68=\"\",\"\",IF(INDEX(BPF_Summary_Lookup,MATCH($B97,INDEX(BPF_Summary_Lookup,,#REF!),0),#REF!)=FALSE,\"\",IF(Z$68=\"Electricity\",$CO97,IF(Z$68=\"Natural Gas\",$CQ97,\"\")))),\"\")","v":""},{"$f":"IF(OR($F97=\"X\",$F97=\"x\"),IF(AA$68=\"\",\"\",IF(INDEX(BPF_Summary_Lookup,MATCH($B97,INDEX(BPF_Summary_Lookup,,#REF!),0),#REF!)=FALSE,\"\",IF(AA$68=\"Electricity\",$CU97,IF(AA$68=\"Natural Gas\",$CW97,\"\")))),\"\")","v":""},{"$f":"IF(OR($F97=\"X\",$F97=\"x\"),IF(INDEX(BPF_Summary_Lookup,MATCH($B97,INDEX(BPF_Summary_Lookup,,#REF!),0),#REF!)=FALSE,\"\",IF(AB$68=\"Electricity\",INDEX(BPF_Summary_Lookup,MATCH($B97,INDEX(BPF_Summary_Lookup,,#REF!),0),#REF!)*1000*0.000453592,IF(AB$68=\"Natural Gas\",INDEX(BPF_Summary_Lookup,MATCH($B97,INDEX(BPF_Summary_Lookup,,#REF!),0),#REF!)*1000*0.000453592,\"\"))),\"\")","v":""},{"$f":"IF(OR($F97=\"X\",$F97=\"x\"),IF(INDEX(BPF_Summary_Lookup,MATCH($B97,INDEX(BPF_Summary_Lookup,,#REF!),0),#REF!)=FALSE,\"\",IF(AC$68=\"Electricity\",INDEX(BPF_Summary_Lookup,MATCH($B97,INDEX(BPF_Summary_Lookup,,#REF!),0),#REF!),IF(AC$68=\"Natural Gas\",INDEX(BPF_Summary_Lookup,MATCH($B97,INDEX(BPF_Summary_Lookup,,#REF!),0),#REF!),\"\"))),\"\")","v":""},{"$f":"IF(OR($F97=\"X\",$F97=\"x\"),IF(AD$68=\"\",\"\",IF(INDEX(BPF_Summary_Lookup,MATCH($B97,INDEX(BPF_Summary_Lookup,,#REF!),0),#REF!)=FALSE,\"\",IF(AD$68=\"Electricity\",$CO97,IF(AD$68=\"Natural Gas\",$CQ97,\"\")))),\"\")","v":""},{"$f":"IF(OR($F97=\"X\",$F97=\"x\"),IF(AE$68=\"\",\"\",IF(INDEX(BPF_Summary_Lookup,MATCH($B97,INDEX(BPF_Summary_Lookup,,#REF!),0),#REF!)=FALSE,\"\",IF(AE$68=\"Electricity\",$CU97,IF(AE$68=\"Natural Gas\",$CW97,\"\")))),\"\")","v":""},{"$f":"IF(OR($F97=\"X\",$F97=\"x\"),IF(INDEX(BPF_Summary_Lookup,MATCH($B97,INDEX(BPF_Summary_Lookup,,#REF!),0),#REF!)=FALSE,\"\",IF(AF$68=\"Electricity\",INDEX(BPF_Summary_Lookup,MATCH($B97,INDEX(BPF_Summary_Lookup,,#REF!),0),#REF!)*1000*0.000453592,IF(AF$68=\"Natural Gas\",INDEX(BPF_Summary_Lookup,MATCH($B97,INDEX(BPF_Summary_Lookup,,#REF!),0),#REF!)*1000*0.000453592,\"\"))),\"\")","v":""},{"$f":"IF(OR($F97=\"X\",$F97=\"x\"),IF(INDEX(BPF_Summary_Lookup,MATCH($B97,INDEX(BPF_Summary_Lookup,,#REF!),0),#REF!)=FALSE,\"\",IF(AG$68=\"Electricity\",INDEX(BPF_Summary_Lookup,MATCH($B97,INDEX(BPF_Summary_Lookup,,#REF!),0),#REF!),IF(AG$68=\"Natural Gas\",INDEX(BPF_Summary_Lookup,MATCH($B97,INDEX(BPF_Summary_Lookup,,#REF!),0),#REF!),\"\"))),\"\")","v":""},{"$f":"IF(OR($F97=\"X\",$F97=\"x\"),IF(AH$68=\"\",\"\",IF(INDEX(BPF_Summary_Lookup,MATCH($B97,INDEX(BPF_Summary_Lookup,,#REF!),0),#REF!)=FALSE,\"\",IF(AH$68=\"Electricity\",$CO97,IF(AH$68=\"Natural Gas\",$CQ97,\"\")))),\"\")","v":""},{"$f":"IF(OR($F97=\"X\",$F97=\"x\"),IF(AI$68=\"\",\"\",IF(INDEX(BPF_Summary_Lookup,MATCH($B97,INDEX(BPF_Summary_Lookup,,#REF!),0),#REF!)=FALSE,\"\",IF(AI$68=\"Electricity\",$CU97,IF(AI$68=\"Natural Gas\",$CW97,\"\")))),\"\")","v":""},{"$f":"IF(OR($F97=\"X\",$F97=\"x\"),IF(INDEX(BPF_Summary_Lookup,MATCH($B97,INDEX(BPF_Summary_Lookup,,#REF!),0),#REF!)=FALSE,\"\",IF(AJ$68=\"Electricity\",INDEX(BPF_Summary_Lookup,MATCH($B97,INDEX(BPF_Summary_Lookup,,#REF!),0),#REF!)*1000*0.000453592,IF(AJ$68=\"Natural Gas\",INDEX(BPF_Summary_Lookup,MATCH($B97,INDEX(BPF_Summary_Lookup,,#REF!),0),#REF!)*1000*0.000453592,\"\"))),\"\")","v":""},{"$f":"IF(OR($F97=\"X\",$F97=\"x\"),IF(INDEX(BPF_Summary_Lookup,MATCH($B97,INDEX(BPF_Summary_Lookup,,#REF!),0),#REF!)=FALSE,\"\",IF(AK$68=\"Electricity\",INDEX(BPF_Summary_Lookup,MATCH($B97,INDEX(BPF_Summary_Lookup,,#REF!),0),#REF!),IF(AK$68=\"Natural Gas\",INDEX(BPF_Summary_Lookup,MATCH($B97,INDEX(BPF_Summary_Lookup,,#REF!),0),#REF!),\"\"))),\"\")","v":""},{"$f":"IF(OR($F97=\"X\",$F97=\"x\"),IF(AL$68=\"\",\"\",IF(INDEX(BPF_Summary_Lookup,MATCH($B97,INDEX(BPF_Summary_Lookup,,#REF!),0),#REF!)=FALSE,\"\",IF(AL$68=\"Electricity\",$CO97,IF(AL$68=\"Natural Gas\",$CQ97,\"\")))),\"\")","v":""},{"$f":"IF(OR($F97=\"X\",$F97=\"x\"),IF(AM$68=\"\",\"\",IF(INDEX(BPF_Summary_Lookup,MATCH($B97,INDEX(BPF_Summary_Lookup,,#REF!),0),#REF!)=FALSE,\"\",IF(AM$68=\"Electricity\",$CU97,IF(AM$68=\"Natural Gas\",$CW97,\"\")))),\"\")","v":""},{"$f":"IF(OR($F97=\"X\",$F97=\"x\"),IF(INDEX(BPF_Summary_Lookup,MATCH($B97,INDEX(BPF_Summary_Lookup,,#REF!),0),#REF!)=FALSE,\"\",IF(AN$68=\"Electricity\",INDEX(BPF_Summary_Lookup,MATCH($B97,INDEX(BPF_Summary_Lookup,,#REF!),0),#REF!)*1000*0.000453592,IF(AN$68=\"Natural Gas\",INDEX(BPF_Summary_Lookup,MATCH($B97,INDEX(BPF_Summary_Lookup,,#REF!),0),#REF!)*1000*0.000453592,\"\"))),\"\")","v":""},{"$f":"IF(OR($F97=\"X\",$F97=\"x\"),IF(INDEX(BPF_Summary_Lookup,MATCH($B97,INDEX(BPF_Summary_Lookup,,#REF!),0),#REF!)=FALSE,\"\",IF(AO$68=\"Electricity\",INDEX(BPF_Summary_Lookup,MATCH($B97,INDEX(BPF_Summary_Lookup,,#REF!),0),#REF!),IF(AO$68=\"Natural Gas\",INDEX(BPF_Summary_Lookup,MATCH($B97,INDEX(BPF_Summary_Lookup,,#REF!),0),#REF!),\"\"))),\"\")","v":""},{"$f":"IF(OR($F97=\"X\",$F97=\"x\"),IF(AP$68=\"\",\"\",IF(INDEX(BPF_Summary_Lookup,MATCH($B97,INDEX(BPF_Summary_Lookup,,#REF!),0),#REF!)=FALSE,\"\",IF(AP$68=\"Electricity\",$CO97,IF(AP$68=\"Natural Gas\",$CQ97,\"\")))),\"\")","v":""},{"$f":"IF(OR($F97=\"X\",$F97=\"x\"),IF(AQ$68=\"\",\"\",IF(INDEX(BPF_Summary_Lookup,MATCH($B97,INDEX(BPF_Summary_Lookup,,#REF!),0),#REF!)=FALSE,\"\",IF(AQ$68=\"Electricity\",$CU97,IF(AQ$68=\"Natural Gas\",$CW97,\"\")))),\"\")","v":""},{"$f":"IF(OR($F97=\"X\",$F97=\"x\"),IF(INDEX(BPF_Summary_Lookup,MATCH($B97,INDEX(BPF_Summary_Lookup,,#REF!),0),#REF!)=FALSE,\"\",IF(AR$68=\"Electricity\",INDEX(BPF_Summary_Lookup,MATCH($B97,INDEX(BPF_Summary_Lookup,,#REF!),0),#REF!)*1000*0.000453592,IF(AR$68=\"Natural Gas\",INDEX(BPF_Summary_Lookup,MATCH($B97,INDEX(BPF_Summary_Lookup,,#REF!),0),#REF!)*1000*0.000453592,\"\"))),\"\")","v":""},{"$f":"IF(OR($F97=\"X\",$F97=\"x\"),IF(INDEX(BPF_Summary_Lookup,MATCH($B97,INDEX(BPF_Summary_Lookup,,#REF!),0),#REF!)=FALSE,\"\",IF(AS$68=\"Electricity\",INDEX(BPF_Summary_Lookup,MATCH($B97,INDEX(BPF_Summary_Lookup,,#REF!),0),#REF!),IF(AS$68=\"Natural Gas\",INDEX(BPF_Summary_Lookup,MATCH($B97,INDEX(BPF_Summary_Lookup,,#REF!),0),#REF!),\"\"))),\"\")","v":""},{"$f":"IF(OR($F97=\"X\",$F97=\"x\"),IF(AT$68=\"\",\"\",IF(INDEX(BPF_Summary_Lookup,MATCH($B97,INDEX(BPF_Summary_Lookup,,#REF!),0),#REF!)=FALSE,\"\",IF(AT$68=\"Electricity\",$CO97,IF(AT$68=\"Natural Gas\",$CQ97,\"\")))),\"\")","v":""},null,null,null,{"$f":"IF(OR($F97=\"X\",$F97=\"x\"),IF(G$68=\"\",\"\",IF(INDEX(BPF_Summary_Lookup,MATCH($B97,INDEX(BPF_Summary_Lookup,,#REF!),0),#REF!)=FALSE,\"\",IF(G$68=\"Electricity\",$CU97,IF(G$68=\"Natural Gas\",$CW97,\"\")))),\"\")","v":""},{"$f":"IF(OR($F97=\"X\",$F97=\"x\"),IF(INDEX(BPF_Summary_Lookup,MATCH($B97,INDEX(BPF_Summary_Lookup,,#REF!),0),#REF!)=FALSE,\"\",IF(H$68=\"Electricity\",INDEX(BPF_Summary_Lookup,MATCH($B97,INDEX(BPF_Summary_Lookup,,#REF!),0),#REF!)*1000*0.000453592,IF(H$68=\"Natural Gas\",INDEX(BPF_Summary_Lookup,MATCH($B97,INDEX(BPF_Summary_Lookup,,#REF!),0),#REF!)*1000*0.000453592,\"\"))),\"\")","v":""},{"$f":"IF(OR($F97=\"X\",$F97=\"x\"),IF(INDEX(BPF_Summary_Lookup,MATCH($B97,INDEX(BPF_Summary_Lookup,,#REF!),0),#REF!)=FALSE,\"\",IF(I$68=\"Electricity\",INDEX(BPF_Summary_Lookup,MATCH($B97,INDEX(BPF_Summary_Lookup,,#REF!),0),#REF!),IF(I$68=\"Natural Gas\",INDEX(BPF_Summary_Lookup,MATCH($B97,INDEX(BPF_Summary_Lookup,,#REF!),0),#REF!),\"\"))),\"\")","v":""},{"$f":"IF(OR($F97=\"X\",$F97=\"x\"),IF(J$68=\"\",\"\",IF(INDEX(BPF_Summary_Lookup,MATCH($B97,INDEX(BPF_Summary_Lookup,,#REF!),0),#REF!)=FALSE,\"\",IF(J$68=\"Electricity\",$CO97,IF(J$68=\"Natural Gas\",$CQ97,\"\")))),\"\")","v":""},{"$f":"IF(OR($F97=\"X\",$F97=\"x\"),IF(K$68=\"\",\"\",IF(INDEX(BPF_Summary_Lookup,MATCH($B97,INDEX(BPF_Summary_Lookup,,#REF!),0),#REF!)=FALSE,\"\",IF(K$68=\"Electricity\",$CU97,IF(K$68=\"Natural Gas\",$CW97,\"\")))),\"\")","v":""},{"$f":"IF(OR($F97=\"X\",$F97=\"x\"),IF(INDEX(BPF_Summary_Lookup,MATCH($B97,INDEX(BPF_Summary_Lookup,,#REF!),0),#REF!)=FALSE,\"\",IF(L$68=\"Electricity\",INDEX(BPF_Summary_Lookup,MATCH($B97,INDEX(BPF_Summary_Lookup,,#REF!),0),#REF!)*1000*0.000453592,IF(L$68=\"Natural Gas\",INDEX(BPF_Summary_Lookup,MATCH($B97,INDEX(BPF_Summary_Lookup,,#REF!),0),#REF!)*1000*0.000453592,\"\"))),\"\")","v":""},{"$f":"IF(OR($F97=\"X\",$F97=\"x\"),IF(INDEX(BPF_Summary_Lookup,MATCH($B97,INDEX(BPF_Summary_Lookup,,#REF!),0),#REF!)=FALSE,\"\",IF(M$68=\"Electricity\",INDEX(BPF_Summary_Lookup,MATCH($B97,INDEX(BPF_Summary_Lookup,,#REF!),0),#REF!),IF(M$68=\"Natural Gas\",INDEX(BPF_Summary_Lookup,MATCH($B97,INDEX(BPF_Summary_Lookup,,#REF!),0),#REF!),\"\"))),\"\")","v":""},{"$f":"IF(OR($F97=\"X\",$F97=\"x\"),IF(N$68=\"\",\"\",IF(INDEX(BPF_Summary_Lookup,MATCH($B97,INDEX(BPF_Summary_Lookup,,#REF!),0),#REF!)=FALSE,\"\",IF(N$68=\"Electricity\",$CO97,IF(N$68=\"Natural Gas\",$CQ97,\"\")))),\"\")","v":""},{"$f":"IF(OR($F97=\"X\",$F97=\"x\"),IF(O$68=\"\",\"\",IF(INDEX(BPF_Summary_Lookup,MATCH($B97,INDEX(BPF_Summary_Lookup,,#REF!),0),#REF!)=FALSE,\"\",IF(O$68=\"Electricity\",$CU97,IF(O$68=\"Natural Gas\",$CW97,\"\")))),\"\")","v":""},{"$f":"IF(OR($F97=\"X\",$F97=\"x\"),IF(INDEX(BPF_Summary_Lookup,MATCH($B97,INDEX(BPF_Summary_Lookup,,#REF!),0),#REF!)=FALSE,\"\",IF(P$68=\"Electricity\",INDEX(BPF_Summary_Lookup,MATCH($B97,INDEX(BPF_Summary_Lookup,,#REF!),0),#REF!)*1000*0.000453592,IF(P$68=\"Natural Gas\",INDEX(BPF_Summary_Lookup,MATCH($B97,INDEX(BPF_Summary_Lookup,,#REF!),0),#REF!)*1000*0.000453592,\"\"))),\"\")","v":""},{"$f":"IF(OR($F97=\"X\",$F97=\"x\"),IF(INDEX(BPF_Summary_Lookup,MATCH($B97,INDEX(BPF_Summary_Lookup,,#REF!),0),#REF!)=FALSE,\"\",IF(Q$68=\"Electricity\",INDEX(BPF_Summary_Lookup,MATCH($B97,INDEX(BPF_Summary_Lookup,,#REF!),0),#REF!),IF(Q$68=\"Natural Gas\",INDEX(BPF_Summary_Lookup,MATCH($B97,INDEX(BPF_Summary_Lookup,,#REF!),0),#REF!),\"\"))),\"\")","v":""},{"$f":"IF(OR($F97=\"X\",$F97=\"x\"),IF(R$68=\"\",\"\",IF(INDEX(BPF_Summary_Lookup,MATCH($B97,INDEX(BPF_Summary_Lookup,,#REF!),0),#REF!)=FALSE,\"\",IF(R$68=\"Electricity\",$CO97,IF(R$68=\"Natural Gas\",$CQ97,\"\")))),\"\")","v":""},{"$f":"IF(OR($F97=\"X\",$F97=\"x\"),IF(S$68=\"\",\"\",IF(INDEX(BPF_Summary_Lookup,MATCH($B97,INDEX(BPF_Summary_Lookup,,#REF!),0),#REF!)=FALSE,\"\",IF(S$68=\"Electricity\",$CU97,IF(S$68=\"Natural Gas\",$CW97,\"\")))),\"\")","v":""},{"$f":"IF(OR($F97=\"X\",$F97=\"x\"),IF(INDEX(BPF_Summary_Lookup,MATCH($B97,INDEX(BPF_Summary_Lookup,,#REF!),0),#REF!)=FALSE,\"\",IF(T$68=\"Electricity\",INDEX(BPF_Summary_Lookup,MATCH($B97,INDEX(BPF_Summary_Lookup,,#REF!),0),#REF!)*1000*0.000453592,IF(T$68=\"Natural Gas\",INDEX(BPF_Summary_Lookup,MATCH($B97,INDEX(BPF_Summary_Lookup,,#REF!),0),#REF!)*1000*0.000453592,\"\"))),\"\")","v":""},{"$f":"IF(OR($F97=\"X\",$F97=\"x\"),IF(INDEX(BPF_Summary_Lookup,MATCH($B97,INDEX(BPF_Summary_Lookup,,#REF!),0),#REF!)=FALSE,\"\",IF(U$68=\"Electricity\",INDEX(BPF_Summary_Lookup,MATCH($B97,INDEX(BPF_Summary_Lookup,,#REF!),0),#REF!),IF(U$68=\"Natural Gas\",INDEX(BPF_Summary_Lookup,MATCH($B97,INDEX(BPF_Summary_Lookup,,#REF!),0),#REF!),\"\"))),\"\")","v":""},{"$f":"IF(OR($F97=\"X\",$F97=\"x\"),IF(V$68=\"\",\"\",IF(INDEX(BPF_Summary_Lookup,MATCH($B97,INDEX(BPF_Summary_Lookup,,#REF!),0),#REF!)=FALSE,\"\",IF(V$68=\"Electricity\",$CO97,IF(V$68=\"Natural Gas\",$CQ97,\"\")))),\"\")","v":""},{"$f":"IF(OR($F97=\"X\",$F97=\"x\"),IF(W$68=\"\",\"\",IF(INDEX(BPF_Summary_Lookup,MATCH($B97,INDEX(BPF_Summary_Lookup,,#REF!),0),#REF!)=FALSE,\"\",IF(W$68=\"Electricity\",$CU97,IF(W$68=\"Natural Gas\",$CW97,\"\")))),\"\")","v":""},{"$f":"IF(OR($F97=\"X\",$F97=\"x\"),IF(INDEX(BPF_Summary_Lookup,MATCH($B97,INDEX(BPF_Summary_Lookup,,#REF!),0),#REF!)=FALSE,\"\",IF(X$68=\"Electricity\",INDEX(BPF_Summary_Lookup,MATCH($B97,INDEX(BPF_Summary_Lookup,,#REF!),0),#REF!)*1000*0.000453592,IF(X$68=\"Natural Gas\",INDEX(BPF_Summary_Lookup,MATCH($B97,INDEX(BPF_Summary_Lookup,,#REF!),0),#REF!)*1000*0.000453592,\"\"))),\"\")","v":""},{"$f":"IF(OR($F97=\"X\",$F97=\"x\"),IF(INDEX(BPF_Summary_Lookup,MATCH($B97,INDEX(BPF_Summary_Lookup,,#REF!),0),#REF!)=FALSE,\"\",IF(Y$68=\"Electricity\",INDEX(BPF_Summary_Lookup,MATCH($B97,INDEX(BPF_Summary_Lookup,,#REF!),0),#REF!),IF(Y$68=\"Natural Gas\",INDEX(BPF_Summary_Lookup,MATCH($B97,INDEX(BPF_Summary_Lookup,,#REF!),0),#REF!),\"\"))),\"\")","v":""},{"$f":"IF(OR($F97=\"X\",$F97=\"x\"),IF(Z$68=\"\",\"\",IF(INDEX(BPF_Summary_Lookup,MATCH($B97,INDEX(BPF_Summary_Lookup,,#REF!),0),#REF!)=FALSE,\"\",IF(Z$68=\"Electricity\",$CO97,IF(Z$68=\"Natural Gas\",$CQ97,\"\")))),\"\")","v":""},{"$f":"IF(OR($F97=\"X\",$F97=\"x\"),IF(AA$68=\"\",\"\",IF(INDEX(BPF_Summary_Lookup,MATCH($B97,INDEX(BPF_Summary_Lookup,,#REF!),0),#REF!)=FALSE,\"\",IF(AA$68=\"Electricity\",$CU97,IF(AA$68=\"Natural Gas\",$CW97,\"\")))),\"\")","v":""},{"$f":"IF(OR($F97=\"X\",$F97=\"x\"),IF(INDEX(BPF_Summary_Lookup,MATCH($B97,INDEX(BPF_Summary_Lookup,,#REF!),0),#REF!)=FALSE,\"\",IF(AB$68=\"Electricity\",INDEX(BPF_Summary_Lookup,MATCH($B97,INDEX(BPF_Summary_Lookup,,#REF!),0),#REF!)*1000*0.000453592,IF(AB$68=\"Natural Gas\",INDEX(BPF_Summary_Lookup,MATCH($B97,INDEX(BPF_Summary_Lookup,,#REF!),0),#REF!)*1000*0.000453592,\"\"))),\"\")","v":""},{"$f":"IF(OR($F97=\"X\",$F97=\"x\"),IF(INDEX(BPF_Summary_Lookup,MATCH($B97,INDEX(BPF_Summary_Lookup,,#REF!),0),#REF!)=FALSE,\"\",IF(AC$68=\"Electricity\",INDEX(BPF_Summary_Lookup,MATCH($B97,INDEX(BPF_Summary_Lookup,,#REF!),0),#REF!),IF(AC$68=\"Natural Gas\",INDEX(BPF_Summary_Lookup,MATCH($B97,INDEX(BPF_Summary_Lookup,,#REF!),0),#REF!),\"\"))),\"\")","v":""},{"$f":"IF(OR($F97=\"X\",$F97=\"x\"),IF(AD$68=\"\",\"\",IF(INDEX(BPF_Summary_Lookup,MATCH($B97,INDEX(BPF_Summary_Lookup,,#REF!),0),#REF!)=FALSE,\"\",IF(AD$68=\"Electricity\",$CO97,IF(AD$68=\"Natural Gas\",$CQ97,\"\")))),\"\")","v":""},{"$f":"IF(OR($F97=\"X\",$F97=\"x\"),IF(AE$68=\"\",\"\",IF(INDEX(BPF_Summary_Lookup,MATCH($B97,INDEX(BPF_Summary_Lookup,,#REF!),0),#REF!)=FALSE,\"\",IF(AE$68=\"Electricity\",$CU97,IF(AE$68=\"Natural Gas\",$CW97,\"\")))),\"\")","v":""},{"$f":"IF(OR($F97=\"X\",$F97=\"x\"),IF(INDEX(BPF_Summary_Lookup,MATCH($B97,INDEX(BPF_Summary_Lookup,,#REF!),0),#REF!)=FALSE,\"\",IF(AF$68=\"Electricity\",INDEX(BPF_Summary_Lookup,MATCH($B97,INDEX(BPF_Summary_Lookup,,#REF!),0),#REF!)*1000*0.000453592,IF(AF$68=\"Natural Gas\",INDEX(BPF_Summary_Lookup,MATCH($B97,INDEX(BPF_Summary_Lookup,,#REF!),0),#REF!)*1000*0.000453592,\"\"))),\"\")","v":""},{"$f":"IF(OR($F97=\"X\",$F97=\"x\"),IF(INDEX(BPF_Summary_Lookup,MATCH($B97,INDEX(BPF_Summary_Lookup,,#REF!),0),#REF!)=FALSE,\"\",IF(AG$68=\"Electricity\",INDEX(BPF_Summary_Lookup,MATCH($B97,INDEX(BPF_Summary_Lookup,,#REF!),0),#REF!),IF(AG$68=\"Natural Gas\",INDEX(BPF_Summary_Lookup,MATCH($B97,INDEX(BPF_Summary_Lookup,,#REF!),0),#REF!),\"\"))),\"\")","v":""},{"$f":"IF(OR($F97=\"X\",$F97=\"x\"),IF(AH$68=\"\",\"\",IF(INDEX(BPF_Summary_Lookup,MATCH($B97,INDEX(BPF_Summary_Lookup,,#REF!),0),#REF!)=FALSE,\"\",IF(AH$68=\"Electricity\",$CO97,IF(AH$68=\"Natural Gas\",$CQ97,\"\")))),\"\")","v":""},{"$f":"IF(OR($F97=\"X\",$F97=\"x\"),IF(AI$68=\"\",\"\",IF(INDEX(BPF_Summary_Lookup,MATCH($B97,INDEX(BPF_Summary_Lookup,,#REF!),0),#REF!)=FALSE,\"\",IF(AI$68=\"Electricity\",$CU97,IF(AI$68=\"Natural Gas\",$CW97,\"\")))),\"\")","v":""},{"$f":"IF(OR($F97=\"X\",$F97=\"x\"),IF(INDEX(BPF_Summary_Lookup,MATCH($B97,INDEX(BPF_Summary_Lookup,,#REF!),0),#REF!)=FALSE,\"\",IF(AJ$68=\"Electricity\",INDEX(BPF_Summary_Lookup,MATCH($B97,INDEX(BPF_Summary_Lookup,,#REF!),0),#REF!)*1000*0.000453592,IF(AJ$68=\"Natural Gas\",INDEX(BPF_Summary_Lookup,MATCH($B97,INDEX(BPF_Summary_Lookup,,#REF!),0),#REF!)*1000*0.000453592,\"\"))),\"\")","v":""},{"$f":"IF(OR($F97=\"X\",$F97=\"x\"),IF(INDEX(BPF_Summary_Lookup,MATCH($B97,INDEX(BPF_Summary_Lookup,,#REF!),0),#REF!)=FALSE,\"\",IF(AK$68=\"Electricity\",INDEX(BPF_Summary_Lookup,MATCH($B97,INDEX(BPF_Summary_Lookup,,#REF!),0),#REF!),IF(AK$68=\"Natural Gas\",INDEX(BPF_Summary_Lookup,MATCH($B97,INDEX(BPF_Summary_Lookup,,#REF!),0),#REF!),\"\"))),\"\")","v":""},{"$f":"IF(OR($F97=\"X\",$F97=\"x\"),IF(AL$68=\"\",\"\",IF(INDEX(BPF_Summary_Lookup,MATCH($B97,INDEX(BPF_Summary_Lookup,,#REF!),0),#REF!)=FALSE,\"\",IF(AL$68=\"Electricity\",$CO97,IF(AL$68=\"Natural Gas\",$CQ97,\"\")))),\"\")","v":""},{"$f":"IF(OR($F97=\"X\",$F97=\"x\"),IF(AM$68=\"\",\"\",IF(INDEX(BPF_Summary_Lookup,MATCH($B97,INDEX(BPF_Summary_Lookup,,#REF!),0),#REF!)=FALSE,\"\",IF(AM$68=\"Electricity\",$CU97,IF(AM$68=\"Natural Gas\",$CW97,\"\")))),\"\")","v":""},{"$f":"IF(OR($F97=\"X\",$F97=\"x\"),IF(INDEX(BPF_Summary_Lookup,MATCH($B97,INDEX(BPF_Summary_Lookup,,#REF!),0),#REF!)=FALSE,\"\",IF(AN$68=\"Electricity\",INDEX(BPF_Summary_Lookup,MATCH($B97,INDEX(BPF_Summary_Lookup,,#REF!),0),#REF!)*1000*0.000453592,IF(AN$68=\"Natural Gas\",INDEX(BPF_Summary_Lookup,MATCH($B97,INDEX(BPF_Summary_Lookup,,#REF!),0),#REF!)*1000*0.000453592,\"\"))),\"\")","v":""},{"$f":"IF(OR($F97=\"X\",$F97=\"x\"),IF(INDEX(BPF_Summary_Lookup,MATCH($B97,INDEX(BPF_Summary_Lookup,,#REF!),0),#REF!)=FALSE,\"\",IF(AO$68=\"Electricity\",INDEX(BPF_Summary_Lookup,MATCH($B97,INDEX(BPF_Summary_Lookup,,#REF!),0),#REF!),IF(AO$68=\"Natural Gas\",INDEX(BPF_Summary_Lookup,MATCH($B97,INDEX(BPF_Summary_Lookup,,#REF!),0),#REF!),\"\"))),\"\")","v":""},{"$f":"IF(OR($F97=\"X\",$F97=\"x\"),IF(AP$68=\"\",\"\",IF(INDEX(BPF_Summary_Lookup,MATCH($B97,INDEX(BPF_Summary_Lookup,,#REF!),0),#REF!)=FALSE,\"\",IF(AP$68=\"Electricity\",$CO97,IF(AP$68=\"Natural Gas\",$CQ97,\"\")))),\"\")","v":""},{"$f":"IF(OR($F97=\"X\",$F97=\"x\"),IF(AQ$68=\"\",\"\",IF(INDEX(BPF_Summary_Lookup,MATCH($B97,INDEX(BPF_Summary_Lookup,,#REF!),0),#REF!)=FALSE,\"\",IF(AQ$68=\"Electricity\",$CU97,IF(AQ$68=\"Natural Gas\",$CW97,\"\")))),\"\")","v":""},{"$f":"IF(OR($F97=\"X\",$F97=\"x\"),IF(INDEX(BPF_Summary_Lookup,MATCH($B97,INDEX(BPF_Summary_Lookup,,#REF!),0),#REF!)=FALSE,\"\",IF(AR$68=\"Electricity\",INDEX(BPF_Summary_Lookup,MATCH($B97,INDEX(BPF_Summary_Lookup,,#REF!),0),#REF!)*1000*0.000453592,IF(AR$68=\"Natural Gas\",INDEX(BPF_Summary_Lookup,MATCH($B97,INDEX(BPF_Summary_Lookup,,#REF!),0),#REF!)*1000*0.000453592,\"\"))),\"\")","v":""},{"$f":"IF(OR($F97=\"X\",$F97=\"x\"),IF(INDEX(BPF_Summary_Lookup,MATCH($B97,INDEX(BPF_Summary_Lookup,,#REF!),0),#REF!)=FALSE,\"\",IF(AS$68=\"Electricity\",INDEX(BPF_Summary_Lookup,MATCH($B97,INDEX(BPF_Summary_Lookup,,#REF!),0),#REF!),IF(AS$68=\"Natural Gas\",INDEX(BPF_Summary_Lookup,MATCH($B97,INDEX(BPF_Summary_Lookup,,#REF!),0),#REF!),\"\"))),\"\")","v":""},{"$f":"IF(OR($F97=\"X\",$F97=\"x\"),IF(AT$68=\"\",\"\",IF(INDEX(BPF_Summary_Lookup,MATCH($B97,INDEX(BPF_Summary_Lookup,,#REF!),0),#REF!)=FALSE,\"\",IF(AT$68=\"Electricity\",$CO97,IF(AT$68=\"Natural Gas\",$CQ97,\"\")))),\"\")","v":""},{"$f":"IF(OR($F97=\"X\",$F97=\"x\"),IF(INDEX(BPF_Summary_Lookup,MATCH($B97,INDEX(BPF_Summary_Lookup,,#REF!),0),#REF!)=FALSE,\"\",INDEX(BPF_Summary_Lookup,MATCH($B97,INDEX(BPF_Summary_Lookup,,#REF!),0),#REF!)),\"\")","v":""},{"$f":"IF(OR($F97=\"X\",$F97=\"x\"),IF(INDEX(BPF_Summary_Lookup,MATCH($B97,INDEX(BPF_Summary_Lookup,,#REF!),0),#REF!)=FALSE,\"\",INDEX(BPF_Summary_Lookup,MATCH($B97,INDEX(BPF_Summary_Lookup,,#REF!),0),#REF!)),\"\")","v":""},{"$f":"IFERROR(INDEX(Ref_UnitConversions_Energy_Content_kBtu_Unit,IFERROR(MATCH($CL$72&INDEX(RE_EC_EnergyTypes,MATCH($CL$72,INDEX(RE_EC_EnergyTypes,,1),0),2),Ref_UnitConversions_Energy_Units_Lookup,0),MATCH(\"All\"&INDEX(RE_EC_EnergyTypes,MATCH($CL$72,INDEX(RE_EC_EnergyTypes,,1),0),2),Ref_UnitConversions_Energy_Units_Lookup,0)),)/CL97,\"\")","v":""},"",{"$f":"IFERROR(INDEX(Ref_UnitConversions_Energy_Content_kBtu_Unit,IFERROR(MATCH($CM$72&INDEX(RE_EC_EnergyTypes,MATCH($CM$72,INDEX(RE_EC_EnergyTypes,,1),0),2),Ref_UnitConversions_Energy_Units_Lookup,0),MATCH(\"All\"&INDEX(RE_EC_EnergyTypes,MATCH($CM$72,INDEX(RE_EC_EnergyTypes,,1),0),2),Ref_UnitConversions_Energy_Units_Lookup,0)),)/CM97,\"\")","v":""},"",{"$f":"IF(OR($F97=\"X\",$F97=\"x\"),IF(INDEX(BPF_Summary_Lookup,MATCH($B97,INDEX(BPF_Summary_Lookup,,#REF!),0),#REF!)=FALSE,\"\",INDEX(BPF_Summary_Lookup,MATCH($B97,INDEX(BPF_Summary_Lookup,,#REF!),0),#REF!)),\"\")","v":""},{"$f":"IF(OR($F97=\"X\",$F97=\"x\"),IF(INDEX(BPF_Summary_Lookup,MATCH($B97,INDEX(BPF_Summary_Lookup,,#REF!),0),#REF!)=FALSE,\"\",INDEX(BPF_Summary_Lookup,MATCH($B97,INDEX(BPF_Summary_Lookup,,#REF!),0),#REF!)),\"\")","v":""},{"$f":"IFERROR(INDEX(Ref_UnitConversions_Energy_Content_kBtu_Unit,IFERROR(MATCH($CL$72&INDEX(RE_EC_EnergyTypes,MATCH($CL$72,INDEX(RE_EC_EnergyTypes,,1),0),2),Ref_UnitConversions_Energy_Units_Lookup,0),MATCH(\"All\"&INDEX(RE_EC_EnergyTypes,MATCH($CL$72,INDEX(RE_EC_EnergyTypes,,1),0),2),Ref_UnitConversions_Energy_Units_Lookup,0)),),\"\")","v":3.4119999999999999},"",{"$f":"IFERROR(INDEX(Ref_UnitConversions_Energy_Content_kBtu_Unit,IFERROR(MATCH($CM$72&INDEX(RE_EC_EnergyTypes,MATCH($CM$72,INDEX(RE_EC_EnergyTypes,,1),0),2),Ref_UnitConversions_Energy_Units_Lookup,0),MATCH(\"All\"&INDEX(RE_EC_EnergyTypes,MATCH($CM$72,INDEX(RE_EC_EnergyTypes,,1),0),2),Ref_UnitConversions_Energy_Units_Lookup,0)),),\"\")","v":102.9},""]
[null,25,{"$f":"IF(INDEX(ProgSetup_Program_List,B98,)=\"\",5/0, IF(ProgSetup_Miscellaneous_Customization=TRUE,1,5/0))","v":{"$error":"#DIV/0!"}},null,{"$f":"INDEX(ProgSetup_Program_List,B98,1)& \"\"","v":""},null,{"$f":"IF(OR($F98=\"X\",$F98=\"x\"),IF(G$68=\"\",\"\",IF(INDEX(BPF_Summary_Lookup,MATCH($B98,INDEX(BPF_Summary_Lookup,,#REF!),0),#REF!)=FALSE,\"\",IF(G$68=\"Electricity\",$CU98,IF(G$68=\"Natural Gas\",$CW98,\"\")))),\"\")","v":""},{"$f":"IF(OR($F98=\"X\",$F98=\"x\"),IF(INDEX(BPF_Summary_Lookup,MATCH($B98,INDEX(BPF_Summary_Lookup,,#REF!),0),#REF!)=FALSE,\"\",IF(H$68=\"Electricity\",INDEX(BPF_Summary_Lookup,MATCH($B98,INDEX(BPF_Summary_Lookup,,#REF!),0),#REF!)*1000*0.000453592,IF(H$68=\"Natural Gas\",INDEX(BPF_Summary_Lookup,MATCH($B98,INDEX(BPF_Summary_Lookup,,#REF!),0),#REF!)*1000*0.000453592,\"\"))),\"\")","v":""},{"$f":"IF(OR($F98=\"X\",$F98=\"x\"),IF(INDEX(BPF_Summary_Lookup,MATCH($B98,INDEX(BPF_Summary_Lookup,,#REF!),0),#REF!)=FALSE,\"\",IF(I$68=\"Electricity\",INDEX(BPF_Summary_Lookup,MATCH($B98,INDEX(BPF_Summary_Lookup,,#REF!),0),#REF!),IF(I$68=\"Natural Gas\",INDEX(BPF_Summary_Lookup,MATCH($B98,INDEX(BPF_Summary_Lookup,,#REF!),0),#REF!),\"\"))),\"\")","v":""},{"$f":"IF(OR($F98=\"X\",$F98=\"x\"),IF(J$68=\"\",\"\",IF(INDEX(BPF_Summary_Lookup,MATCH($B98,INDEX(BPF_Summary_Lookup,,#REF!),0),#REF!)=FALSE,\"\",IF(J$68=\"Electricity\",$CO98,IF(J$68=\"Natural Gas\",$CQ98,\"\")))),\"\")","v":""},{"$f":"IF(OR($F98=\"X\",$F98=\"x\"),IF(K$68=\"\",\"\",IF(INDEX(BPF_Summary_Lookup,MATCH($B98,INDEX(BPF_Summary_Lookup,,#REF!),0),#REF!)=FALSE,\"\",IF(K$68=\"Electricity\",$CU98,IF(K$68=\"Natural Gas\",$CW98,\"\")))),\"\")","v":""},{"$f":"IF(OR($F98=\"X\",$F98=\"x\"),IF(INDEX(BPF_Summary_Lookup,MATCH($B98,INDEX(BPF_Summary_Lookup,,#REF!),0),#REF!)=FALSE,\"\",IF(L$68=\"Electricity\",INDEX(BPF_Summary_Lookup,MATCH($B98,INDEX(BPF_Summary_Lookup,,#REF!),0),#REF!)*1000*0.000453592,IF(L$68=\"Natural Gas\",INDEX(BPF_Summary_Lookup,MATCH($B98,INDEX(BPF_Summary_Lookup,,#REF!),0),#REF!)*1000*0.000453592,\"\"))),\"\")","v":""},{"$f":"IF(OR($F98=\"X\",$F98=\"x\"),IF(INDEX(BPF_Summary_Lookup,MATCH($B98,INDEX(BPF_Summary_Lookup,,#REF!),0),#REF!)=FALSE,\"\",IF(M$68=\"Electricity\",INDEX(BPF_Summary_Lookup,MATCH($B98,INDEX(BPF_Summary_Lookup,,#REF!),0),#REF!),IF(M$68=\"Natural Gas\",INDEX(BPF_Summary_Lookup,MATCH($B98,INDEX(BPF_Summary_Lookup,,#REF!),0),#REF!),\"\"))),\"\")","v":""},{"$f":"IF(OR($F98=\"X\",$F98=\"x\"),IF(N$68=\"\",\"\",IF(INDEX(BPF_Summary_Lookup,MATCH($B98,INDEX(BPF_Summary_Lookup,,#REF!),0),#REF!)=FALSE,\"\",IF(N$68=\"Electricity\",$CO98,IF(N$68=\"Natural Gas\",$CQ98,\"\")))),\"\")","v":""},{"$f":"IF(OR($F98=\"X\",$F98=\"x\"),IF(O$68=\"\",\"\",IF(INDEX(BPF_Summary_Lookup,MATCH($B98,INDEX(BPF_Summary_Lookup,,#REF!),0),#REF!)=FALSE,\"\",IF(O$68=\"Electricity\",$CU98,IF(O$68=\"Natural Gas\",$CW98,\"\")))),\"\")","v":""},{"$f":"IF(OR($F98=\"X\",$F98=\"x\"),IF(INDEX(BPF_Summary_Lookup,MATCH($B98,INDEX(BPF_Summary_Lookup,,#REF!),0),#REF!)=FALSE,\"\",IF(P$68=\"Electricity\",INDEX(BPF_Summary_Lookup,MATCH($B98,INDEX(BPF_Summary_Lookup,,#REF!),0),#REF!)*1000*0.000453592,IF(P$68=\"Natural Gas\",INDEX(BPF_Summary_Lookup,MATCH($B98,INDEX(BPF_Summary_Lookup,,#REF!),0),#REF!)*1000*0.000453592,\"\"))),\"\")","v":""},{"$f":"IF(OR($F98=\"X\",$F98=\"x\"),IF(INDEX(BPF_Summary_Lookup,MATCH($B98,INDEX(BPF_Summary_Lookup,,#REF!),0),#REF!)=FALSE,\"\",IF(Q$68=\"Electricity\",INDEX(BPF_Summary_Lookup,MATCH($B98,INDEX(BPF_Summary_Lookup,,#REF!),0),#REF!),IF(Q$68=\"Natural Gas\",INDEX(BPF_Summary_Lookup,MATCH($B98,INDEX(BPF_Summary_Lookup,,#REF!),0),#REF!),\"\"))),\"\")","v":""},{"$f":"IF(OR($F98=\"X\",$F98=\"x\"),IF(R$68=\"\",\"\",IF(INDEX(BPF_Summary_Lookup,MATCH($B98,INDEX(BPF_Summary_Lookup,,#REF!),0),#REF!)=FALSE,\"\",IF(R$68=\"Electricity\",$CO98,IF(R$68=\"Natural Gas\",$CQ98,\"\")))),\"\")","v":""},{"$f":"IF(OR($F98=\"X\",$F98=\"x\"),IF(S$68=\"\",\"\",IF(INDEX(BPF_Summary_Lookup,MATCH($B98,INDEX(BPF_Summary_Lookup,,#REF!),0),#REF!)=FALSE,\"\",IF(S$68=\"Electricity\",$CU98,IF(S$68=\"Natural Gas\",$CW98,\"\")))),\"\")","v":""},{"$f":"IF(OR($F98=\"X\",$F98=\"x\"),IF(INDEX(BPF_Summary_Lookup,MATCH($B98,INDEX(BPF_Summary_Lookup,,#REF!),0),#REF!)=FALSE,\"\",IF(T$68=\"Electricity\",INDEX(BPF_Summary_Lookup,MATCH($B98,INDEX(BPF_Summary_Lookup,,#REF!),0),#REF!)*1000*0.000453592,IF(T$68=\"Natural Gas\",INDEX(BPF_Summary_Lookup,MATCH($B98,INDEX(BPF_Summary_Lookup,,#REF!),0),#REF!)*1000*0.000453592,\"\"))),\"\")","v":""},{"$f":"IF(OR($F98=\"X\",$F98=\"x\"),IF(INDEX(BPF_Summary_Lookup,MATCH($B98,INDEX(BPF_Summary_Lookup,,#REF!),0),#REF!)=FALSE,\"\",IF(U$68=\"Electricity\",INDEX(BPF_Summary_Lookup,MATCH($B98,INDEX(BPF_Summary_Lookup,,#REF!),0),#REF!),IF(U$68=\"Natural Gas\",INDEX(BPF_Summary_Lookup,MATCH($B98,INDEX(BPF_Summary_Lookup,,#REF!),0),#REF!),\"\"))),\"\")","v":""},{"$f":"IF(OR($F98=\"X\",$F98=\"x\"),IF(V$68=\"\",\"\",IF(INDEX(BPF_Summary_Lookup,MATCH($B98,INDEX(BPF_Summary_Lookup,,#REF!),0),#REF!)=FALSE,\"\",IF(V$68=\"Electricity\",$CO98,IF(V$68=\"Natural Gas\",$CQ98,\"\")))),\"\")","v":""},{"$f":"IF(OR($F98=\"X\",$F98=\"x\"),IF(W$68=\"\",\"\",IF(INDEX(BPF_Summary_Lookup,MATCH($B98,INDEX(BPF_Summary_Lookup,,#REF!),0),#REF!)=FALSE,\"\",IF(W$68=\"Electricity\",$CU98,IF(W$68=\"Natural Gas\",$CW98,\"\")))),\"\")","v":""},{"$f":"IF(OR($F98=\"X\",$F98=\"x\"),IF(INDEX(BPF_Summary_Lookup,MATCH($B98,INDEX(BPF_Summary_Lookup,,#REF!),0),#REF!)=FALSE,\"\",IF(X$68=\"Electricity\",INDEX(BPF_Summary_Lookup,MATCH($B98,INDEX(BPF_Summary_Lookup,,#REF!),0),#REF!)*1000*0.000453592,IF(X$68=\"Natural Gas\",INDEX(BPF_Summary_Lookup,MATCH($B98,INDEX(BPF_Summary_Lookup,,#REF!),0),#REF!)*1000*0.000453592,\"\"))),\"\")","v":""},{"$f":"IF(OR($F98=\"X\",$F98=\"x\"),IF(INDEX(BPF_Summary_Lookup,MATCH($B98,INDEX(BPF_Summary_Lookup,,#REF!),0),#REF!)=FALSE,\"\",IF(Y$68=\"Electricity\",INDEX(BPF_Summary_Lookup,MATCH($B98,INDEX(BPF_Summary_Lookup,,#REF!),0),#REF!),IF(Y$68=\"Natural Gas\",INDEX(BPF_Summary_Lookup,MATCH($B98,INDEX(BPF_Summary_Lookup,,#REF!),0),#REF!),\"\"))),\"\")","v":""},{"$f":"IF(OR($F98=\"X\",$F98=\"x\"),IF(Z$68=\"\",\"\",IF(INDEX(BPF_Summary_Lookup,MATCH($B98,INDEX(BPF_Summary_Lookup,,#REF!),0),#REF!)=FALSE,\"\",IF(Z$68=\"Electricity\",$CO98,IF(Z$68=\"Natural Gas\",$CQ98,\"\")))),\"\")","v":""},{"$f":"IF(OR($F98=\"X\",$F98=\"x\"),IF(AA$68=\"\",\"\",IF(INDEX(BPF_Summary_Lookup,MATCH($B98,INDEX(BPF_Summary_Lookup,,#REF!),0),#REF!)=FALSE,\"\",IF(AA$68=\"Electricity\",$CU98,IF(AA$68=\"Natural Gas\",$CW98,\"\")))),\"\")","v":""},{"$f":"IF(OR($F98=\"X\",$F98=\"x\"),IF(INDEX(BPF_Summary_Lookup,MATCH($B98,INDEX(BPF_Summary_Lookup,,#REF!),0),#REF!)=FALSE,\"\",IF(AB$68=\"Electricity\",INDEX(BPF_Summary_Lookup,MATCH($B98,INDEX(BPF_Summary_Lookup,,#REF!),0),#REF!)*1000*0.000453592,IF(AB$68=\"Natural Gas\",INDEX(BPF_Summary_Lookup,MATCH($B98,INDEX(BPF_Summary_Lookup,,#REF!),0),#REF!)*1000*0.000453592,\"\"))),\"\")","v":""},{"$f":"IF(OR($F98=\"X\",$F98=\"x\"),IF(INDEX(BPF_Summary_Lookup,MATCH($B98,INDEX(BPF_Summary_Lookup,,#REF!),0),#REF!)=FALSE,\"\",IF(AC$68=\"Electricity\",INDEX(BPF_Summary_Lookup,MATCH($B98,INDEX(BPF_Summary_Lookup,,#REF!),0),#REF!),IF(AC$68=\"Natural Gas\",INDEX(BPF_Summary_Lookup,MATCH($B98,INDEX(BPF_Summary_Lookup,,#REF!),0),#REF!),\"\"))),\"\")","v":""},{"$f":"IF(OR($F98=\"X\",$F98=\"x\"),IF(AD$68=\"\",\"\",IF(INDEX(BPF_Summary_Lookup,MATCH($B98,INDEX(BPF_Summary_Lookup,,#REF!),0),#REF!)=FALSE,\"\",IF(AD$68=\"Electricity\",$CO98,IF(AD$68=\"Natural Gas\",$CQ98,\"\")))),\"\")","v":""},{"$f":"IF(OR($F98=\"X\",$F98=\"x\"),IF(AE$68=\"\",\"\",IF(INDEX(BPF_Summary_Lookup,MATCH($B98,INDEX(BPF_Summary_Lookup,,#REF!),0),#REF!)=FALSE,\"\",IF(AE$68=\"Electricity\",$CU98,IF(AE$68=\"Natural Gas\",$CW98,\"\")))),\"\")","v":""},{"$f":"IF(OR($F98=\"X\",$F98=\"x\"),IF(INDEX(BPF_Summary_Lookup,MATCH($B98,INDEX(BPF_Summary_Lookup,,#REF!),0),#REF!)=FALSE,\"\",IF(AF$68=\"Electricity\",INDEX(BPF_Summary_Lookup,MATCH($B98,INDEX(BPF_Summary_Lookup,,#REF!),0),#REF!)*1000*0.000453592,IF(AF$68=\"Natural Gas\",INDEX(BPF_Summary_Lookup,MATCH($B98,INDEX(BPF_Summary_Lookup,,#REF!),0),#REF!)*1000*0.000453592,\"\"))),\"\")","v":""},{"$f":"IF(OR($F98=\"X\",$F98=\"x\"),IF(INDEX(BPF_Summary_Lookup,MATCH($B98,INDEX(BPF_Summary_Lookup,,#REF!),0),#REF!)=FALSE,\"\",IF(AG$68=\"Electricity\",INDEX(BPF_Summary_Lookup,MATCH($B98,INDEX(BPF_Summary_Lookup,,#REF!),0),#REF!),IF(AG$68=\"Natural Gas\",INDEX(BPF_Summary_Lookup,MATCH($B98,INDEX(BPF_Summary_Lookup,,#REF!),0),#REF!),\"\"))),\"\")","v":""},{"$f":"IF(OR($F98=\"X\",$F98=\"x\"),IF(AH$68=\"\",\"\",IF(INDEX(BPF_Summary_Lookup,MATCH($B98,INDEX(BPF_Summary_Lookup,,#REF!),0),#REF!)=FALSE,\"\",IF(AH$68=\"Electricity\",$CO98,IF(AH$68=\"Natural Gas\",$CQ98,\"\")))),\"\")","v":""},{"$f":"IF(OR($F98=\"X\",$F98=\"x\"),IF(AI$68=\"\",\"\",IF(INDEX(BPF_Summary_Lookup,MATCH($B98,INDEX(BPF_Summary_Lookup,,#REF!),0),#REF!)=FALSE,\"\",IF(AI$68=\"Electricity\",$CU98,IF(AI$68=\"Natural Gas\",$CW98,\"\")))),\"\")","v":""},{"$f":"IF(OR($F98=\"X\",$F98=\"x\"),IF(INDEX(BPF_Summary_Lookup,MATCH($B98,INDEX(BPF_Summary_Lookup,,#REF!),0),#REF!)=FALSE,\"\",IF(AJ$68=\"Electricity\",INDEX(BPF_Summary_Lookup,MATCH($B98,INDEX(BPF_Summary_Lookup,,#REF!),0),#REF!)*1000*0.000453592,IF(AJ$68=\"Natural Gas\",INDEX(BPF_Summary_Lookup,MATCH($B98,INDEX(BPF_Summary_Lookup,,#REF!),0),#REF!)*1000*0.000453592,\"\"))),\"\")","v":""},{"$f":"IF(OR($F98=\"X\",$F98=\"x\"),IF(INDEX(BPF_Summary_Lookup,MATCH($B98,INDEX(BPF_Summary_Lookup,,#REF!),0),#REF!)=FALSE,\"\",IF(AK$68=\"Electricity\",INDEX(BPF_Summary_Lookup,MATCH($B98,INDEX(BPF_Summary_Lookup,,#REF!),0),#REF!),IF(AK$68=\"Natural Gas\",INDEX(BPF_Summary_Lookup,MATCH($B98,INDEX(BPF_Summary_Lookup,,#REF!),0),#REF!),\"\"))),\"\")","v":""},{"$f":"IF(OR($F98=\"X\",$F98=\"x\"),IF(AL$68=\"\",\"\",IF(INDEX(BPF_Summary_Lookup,MATCH($B98,INDEX(BPF_Summary_Lookup,,#REF!),0),#REF!)=FALSE,\"\",IF(AL$68=\"Electricity\",$CO98,IF(AL$68=\"Natural Gas\",$CQ98,\"\")))),\"\")","v":""},{"$f":"IF(OR($F98=\"X\",$F98=\"x\"),IF(AM$68=\"\",\"\",IF(INDEX(BPF_Summary_Lookup,MATCH($B98,INDEX(BPF_Summary_Lookup,,#REF!),0),#REF!)=FALSE,\"\",IF(AM$68=\"Electricity\",$CU98,IF(AM$68=\"Natural Gas\",$CW98,\"\")))),\"\")","v":""},{"$f":"IF(OR($F98=\"X\",$F98=\"x\"),IF(INDEX(BPF_Summary_Lookup,MATCH($B98,INDEX(BPF_Summary_Lookup,,#REF!),0),#REF!)=FALSE,\"\",IF(AN$68=\"Electricity\",INDEX(BPF_Summary_Lookup,MATCH($B98,INDEX(BPF_Summary_Lookup,,#REF!),0),#REF!)*1000*0.000453592,IF(AN$68=\"Natural Gas\",INDEX(BPF_Summary_Lookup,MATCH($B98,INDEX(BPF_Summary_Lookup,,#REF!),0),#REF!)*1000*0.000453592,\"\"))),\"\")","v":""},{"$f":"IF(OR($F98=\"X\",$F98=\"x\"),IF(INDEX(BPF_Summary_Lookup,MATCH($B98,INDEX(BPF_Summary_Lookup,,#REF!),0),#REF!)=FALSE,\"\",IF(AO$68=\"Electricity\",INDEX(BPF_Summary_Lookup,MATCH($B98,INDEX(BPF_Summary_Lookup,,#REF!),0),#REF!),IF(AO$68=\"Natural Gas\",INDEX(BPF_Summary_Lookup,MATCH($B98,INDEX(BPF_Summary_Lookup,,#REF!),0),#REF!),\"\"))),\"\")","v":""},{"$f":"IF(OR($F98=\"X\",$F98=\"x\"),IF(AP$68=\"\",\"\",IF(INDEX(BPF_Summary_Lookup,MATCH($B98,INDEX(BPF_Summary_Lookup,,#REF!),0),#REF!)=FALSE,\"\",IF(AP$68=\"Electricity\",$CO98,IF(AP$68=\"Natural Gas\",$CQ98,\"\")))),\"\")","v":""},{"$f":"IF(OR($F98=\"X\",$F98=\"x\"),IF(AQ$68=\"\",\"\",IF(INDEX(BPF_Summary_Lookup,MATCH($B98,INDEX(BPF_Summary_Lookup,,#REF!),0),#REF!)=FALSE,\"\",IF(AQ$68=\"Electricity\",$CU98,IF(AQ$68=\"Natural Gas\",$CW98,\"\")))),\"\")","v":""},{"$f":"IF(OR($F98=\"X\",$F98=\"x\"),IF(INDEX(BPF_Summary_Lookup,MATCH($B98,INDEX(BPF_Summary_Lookup,,#REF!),0),#REF!)=FALSE,\"\",IF(AR$68=\"Electricity\",INDEX(BPF_Summary_Lookup,MATCH($B98,INDEX(BPF_Summary_Lookup,,#REF!),0),#REF!)*1000*0.000453592,IF(AR$68=\"Natural Gas\",INDEX(BPF_Summary_Lookup,MATCH($B98,INDEX(BPF_Summary_Lookup,,#REF!),0),#REF!)*1000*0.000453592,\"\"))),\"\")","v":""},{"$f":"IF(OR($F98=\"X\",$F98=\"x\"),IF(INDEX(BPF_Summary_Lookup,MATCH($B98,INDEX(BPF_Summary_Lookup,,#REF!),0),#REF!)=FALSE,\"\",IF(AS$68=\"Electricity\",INDEX(BPF_Summary_Lookup,MATCH($B98,INDEX(BPF_Summary_Lookup,,#REF!),0),#REF!),IF(AS$68=\"Natural Gas\",INDEX(BPF_Summary_Lookup,MATCH($B98,INDEX(BPF_Summary_Lookup,,#REF!),0),#REF!),\"\"))),\"\")","v":""},{"$f":"IF(OR($F98=\"X\",$F98=\"x\"),IF(AT$68=\"\",\"\",IF(INDEX(BPF_Summary_Lookup,MATCH($B98,INDEX(BPF_Summary_Lookup,,#REF!),0),#REF!)=FALSE,\"\",IF(AT$68=\"Electricity\",$CO98,IF(AT$68=\"Natural Gas\",$CQ98,\"\")))),\"\")","v":""},null,null,null,{"$f":"IF(OR($F98=\"X\",$F98=\"x\"),IF(G$68=\"\",\"\",IF(INDEX(BPF_Summary_Lookup,MATCH($B98,INDEX(BPF_Summary_Lookup,,#REF!),0),#REF!)=FALSE,\"\",IF(G$68=\"Electricity\",$CU98,IF(G$68=\"Natural Gas\",$CW98,\"\")))),\"\")","v":""},{"$f":"IF(OR($F98=\"X\",$F98=\"x\"),IF(INDEX(BPF_Summary_Lookup,MATCH($B98,INDEX(BPF_Summary_Lookup,,#REF!),0),#REF!)=FALSE,\"\",IF(H$68=\"Electricity\",INDEX(BPF_Summary_Lookup,MATCH($B98,INDEX(BPF_Summary_Lookup,,#REF!),0),#REF!)*1000*0.000453592,IF(H$68=\"Natural Gas\",INDEX(BPF_Summary_Lookup,MATCH($B98,INDEX(BPF_Summary_Lookup,,#REF!),0),#REF!)*1000*0.000453592,\"\"))),\"\")","v":""},{"$f":"IF(OR($F98=\"X\",$F98=\"x\"),IF(INDEX(BPF_Summary_Lookup,MATCH($B98,INDEX(BPF_Summary_Lookup,,#REF!),0),#REF!)=FALSE,\"\",IF(I$68=\"Electricity\",INDEX(BPF_Summary_Lookup,MATCH($B98,INDEX(BPF_Summary_Lookup,,#REF!),0),#REF!),IF(I$68=\"Natural Gas\",INDEX(BPF_Summary_Lookup,MATCH($B98,INDEX(BPF_Summary_Lookup,,#REF!),0),#REF!),\"\"))),\"\")","v":""},{"$f":"IF(OR($F98=\"X\",$F98=\"x\"),IF(J$68=\"\",\"\",IF(INDEX(BPF_Summary_Lookup,MATCH($B98,INDEX(BPF_Summary_Lookup,,#REF!),0),#REF!)=FALSE,\"\",IF(J$68=\"Electricity\",$CO98,IF(J$68=\"Natural Gas\",$CQ98,\"\")))),\"\")","v":""},{"$f":"IF(OR($F98=\"X\",$F98=\"x\"),IF(K$68=\"\",\"\",IF(INDEX(BPF_Summary_Lookup,MATCH($B98,INDEX(BPF_Summary_Lookup,,#REF!),0),#REF!)=FALSE,\"\",IF(K$68=\"Electricity\",$CU98,IF(K$68=\"Natural Gas\",$CW98,\"\")))),\"\")","v":""},{"$f":"IF(OR($F98=\"X\",$F98=\"x\"),IF(INDEX(BPF_Summary_Lookup,MATCH($B98,INDEX(BPF_Summary_Lookup,,#REF!),0),#REF!)=FALSE,\"\",IF(L$68=\"Electricity\",INDEX(BPF_Summary_Lookup,MATCH($B98,INDEX(BPF_Summary_Lookup,,#REF!),0),#REF!)*1000*0.000453592,IF(L$68=\"Natural Gas\",INDEX(BPF_Summary_Lookup,MATCH($B98,INDEX(BPF_Summary_Lookup,,#REF!),0),#REF!)*1000*0.000453592,\"\"))),\"\")","v":""},{"$f":"IF(OR($F98=\"X\",$F98=\"x\"),IF(INDEX(BPF_Summary_Lookup,MATCH($B98,INDEX(BPF_Summary_Lookup,,#REF!),0),#REF!)=FALSE,\"\",IF(M$68=\"Electricity\",INDEX(BPF_Summary_Lookup,MATCH($B98,INDEX(BPF_Summary_Lookup,,#REF!),0),#REF!),IF(M$68=\"Natural Gas\",INDEX(BPF_Summary_Lookup,MATCH($B98,INDEX(BPF_Summary_Lookup,,#REF!),0),#REF!),\"\"))),\"\")","v":""},{"$f":"IF(OR($F98=\"X\",$F98=\"x\"),IF(N$68=\"\",\"\",IF(INDEX(BPF_Summary_Lookup,MATCH($B98,INDEX(BPF_Summary_Lookup,,#REF!),0),#REF!)=FALSE,\"\",IF(N$68=\"Electricity\",$CO98,IF(N$68=\"Natural Gas\",$CQ98,\"\")))),\"\")","v":""},{"$f":"IF(OR($F98=\"X\",$F98=\"x\"),IF(O$68=\"\",\"\",IF(INDEX(BPF_Summary_Lookup,MATCH($B98,INDEX(BPF_Summary_Lookup,,#REF!),0),#REF!)=FALSE,\"\",IF(O$68=\"Electricity\",$CU98,IF(O$68=\"Natural Gas\",$CW98,\"\")))),\"\")","v":""},{"$f":"IF(OR($F98=\"X\",$F98=\"x\"),IF(INDEX(BPF_Summary_Lookup,MATCH($B98,INDEX(BPF_Summary_Lookup,,#REF!),0),#REF!)=FALSE,\"\",IF(P$68=\"Electricity\",INDEX(BPF_Summary_Lookup,MATCH($B98,INDEX(BPF_Summary_Lookup,,#REF!),0),#REF!)*1000*0.000453592,IF(P$68=\"Natural Gas\",INDEX(BPF_Summary_Lookup,MATCH($B98,INDEX(BPF_Summary_Lookup,,#REF!),0),#REF!)*1000*0.000453592,\"\"))),\"\")","v":""},{"$f":"IF(OR($F98=\"X\",$F98=\"x\"),IF(INDEX(BPF_Summary_Lookup,MATCH($B98,INDEX(BPF_Summary_Lookup,,#REF!),0),#REF!)=FALSE,\"\",IF(Q$68=\"Electricity\",INDEX(BPF_Summary_Lookup,MATCH($B98,INDEX(BPF_Summary_Lookup,,#REF!),0),#REF!),IF(Q$68=\"Natural Gas\",INDEX(BPF_Summary_Lookup,MATCH($B98,INDEX(BPF_Summary_Lookup,,#REF!),0),#REF!),\"\"))),\"\")","v":""},{"$f":"IF(OR($F98=\"X\",$F98=\"x\"),IF(R$68=\"\",\"\",IF(INDEX(BPF_Summary_Lookup,MATCH($B98,INDEX(BPF_Summary_Lookup,,#REF!),0),#REF!)=FALSE,\"\",IF(R$68=\"Electricity\",$CO98,IF(R$68=\"Natural Gas\",$CQ98,\"\")))),\"\")","v":""},{"$f":"IF(OR($F98=\"X\",$F98=\"x\"),IF(S$68=\"\",\"\",IF(INDEX(BPF_Summary_Lookup,MATCH($B98,INDEX(BPF_Summary_Lookup,,#REF!),0),#REF!)=FALSE,\"\",IF(S$68=\"Electricity\",$CU98,IF(S$68=\"Natural Gas\",$CW98,\"\")))),\"\")","v":""},{"$f":"IF(OR($F98=\"X\",$F98=\"x\"),IF(INDEX(BPF_Summary_Lookup,MATCH($B98,INDEX(BPF_Summary_Lookup,,#REF!),0),#REF!)=FALSE,\"\",IF(T$68=\"Electricity\",INDEX(BPF_Summary_Lookup,MATCH($B98,INDEX(BPF_Summary_Lookup,,#REF!),0),#REF!)*1000*0.000453592,IF(T$68=\"Natural Gas\",INDEX(BPF_Summary_Lookup,MATCH($B98,INDEX(BPF_Summary_Lookup,,#REF!),0),#REF!)*1000*0.000453592,\"\"))),\"\")","v":""},{"$f":"IF(OR($F98=\"X\",$F98=\"x\"),IF(INDEX(BPF_Summary_Lookup,MATCH($B98,INDEX(BPF_Summary_Lookup,,#REF!),0),#REF!)=FALSE,\"\",IF(U$68=\"Electricity\",INDEX(BPF_Summary_Lookup,MATCH($B98,INDEX(BPF_Summary_Lookup,,#REF!),0),#REF!),IF(U$68=\"Natural Gas\",INDEX(BPF_Summary_Lookup,MATCH($B98,INDEX(BPF_Summary_Lookup,,#REF!),0),#REF!),\"\"))),\"\")","v":""},{"$f":"IF(OR($F98=\"X\",$F98=\"x\"),IF(V$68=\"\",\"\",IF(INDEX(BPF_Summary_Lookup,MATCH($B98,INDEX(BPF_Summary_Lookup,,#REF!),0),#REF!)=FALSE,\"\",IF(V$68=\"Electricity\",$CO98,IF(V$68=\"Natural Gas\",$CQ98,\"\")))),\"\")","v":""},{"$f":"IF(OR($F98=\"X\",$F98=\"x\"),IF(W$68=\"\",\"\",IF(INDEX(BPF_Summary_Lookup,MATCH($B98,INDEX(BPF_Summary_Lookup,,#REF!),0),#REF!)=FALSE,\"\",IF(W$68=\"Electricity\",$CU98,IF(W$68=\"Natural Gas\",$CW98,\"\")))),\"\")","v":""},{"$f":"IF(OR($F98=\"X\",$F98=\"x\"),IF(INDEX(BPF_Summary_Lookup,MATCH($B98,INDEX(BPF_Summary_Lookup,,#REF!),0),#REF!)=FALSE,\"\",IF(X$68=\"Electricity\",INDEX(BPF_Summary_Lookup,MATCH($B98,INDEX(BPF_Summary_Lookup,,#REF!),0),#REF!)*1000*0.000453592,IF(X$68=\"Natural Gas\",INDEX(BPF_Summary_Lookup,MATCH($B98,INDEX(BPF_Summary_Lookup,,#REF!),0),#REF!)*1000*0.000453592,\"\"))),\"\")","v":""},{"$f":"IF(OR($F98=\"X\",$F98=\"x\"),IF(INDEX(BPF_Summary_Lookup,MATCH($B98,INDEX(BPF_Summary_Lookup,,#REF!),0),#REF!)=FALSE,\"\",IF(Y$68=\"Electricity\",INDEX(BPF_Summary_Lookup,MATCH($B98,INDEX(BPF_Summary_Lookup,,#REF!),0),#REF!),IF(Y$68=\"Natural Gas\",INDEX(BPF_Summary_Lookup,MATCH($B98,INDEX(BPF_Summary_Lookup,,#REF!),0),#REF!),\"\"))),\"\")","v":""},{"$f":"IF(OR($F98=\"X\",$F98=\"x\"),IF(Z$68=\"\",\"\",IF(INDEX(BPF_Summary_Lookup,MATCH($B98,INDEX(BPF_Summary_Lookup,,#REF!),0),#REF!)=FALSE,\"\",IF(Z$68=\"Electricity\",$CO98,IF(Z$68=\"Natural Gas\",$CQ98,\"\")))),\"\")","v":""},{"$f":"IF(OR($F98=\"X\",$F98=\"x\"),IF(AA$68=\"\",\"\",IF(INDEX(BPF_Summary_Lookup,MATCH($B98,INDEX(BPF_Summary_Lookup,,#REF!),0),#REF!)=FALSE,\"\",IF(AA$68=\"Electricity\",$CU98,IF(AA$68=\"Natural Gas\",$CW98,\"\")))),\"\")","v":""},{"$f":"IF(OR($F98=\"X\",$F98=\"x\"),IF(INDEX(BPF_Summary_Lookup,MATCH($B98,INDEX(BPF_Summary_Lookup,,#REF!),0),#REF!)=FALSE,\"\",IF(AB$68=\"Electricity\",INDEX(BPF_Summary_Lookup,MATCH($B98,INDEX(BPF_Summary_Lookup,,#REF!),0),#REF!)*1000*0.000453592,IF(AB$68=\"Natural Gas\",INDEX(BPF_Summary_Lookup,MATCH($B98,INDEX(BPF_Summary_Lookup,,#REF!),0),#REF!)*1000*0.000453592,\"\"))),\"\")","v":""},{"$f":"IF(OR($F98=\"X\",$F98=\"x\"),IF(INDEX(BPF_Summary_Lookup,MATCH($B98,INDEX(BPF_Summary_Lookup,,#REF!),0),#REF!)=FALSE,\"\",IF(AC$68=\"Electricity\",INDEX(BPF_Summary_Lookup,MATCH($B98,INDEX(BPF_Summary_Lookup,,#REF!),0),#REF!),IF(AC$68=\"Natural Gas\",INDEX(BPF_Summary_Lookup,MATCH($B98,INDEX(BPF_Summary_Lookup,,#REF!),0),#REF!),\"\"))),\"\")","v":""},{"$f":"IF(OR($F98=\"X\",$F98=\"x\"),IF(AD$68=\"\",\"\",IF(INDEX(BPF_Summary_Lookup,MATCH($B98,INDEX(BPF_Summary_Lookup,,#REF!),0),#REF!)=FALSE,\"\",IF(AD$68=\"Electricity\",$CO98,IF(AD$68=\"Natural Gas\",$CQ98,\"\")))),\"\")","v":""},{"$f":"IF(OR($F98=\"X\",$F98=\"x\"),IF(AE$68=\"\",\"\",IF(INDEX(BPF_Summary_Lookup,MATCH($B98,INDEX(BPF_Summary_Lookup,,#REF!),0),#REF!)=FALSE,\"\",IF(AE$68=\"Electricity\",$CU98,IF(AE$68=\"Natural Gas\",$CW98,\"\")))),\"\")","v":""},{"$f":"IF(OR($F98=\"X\",$F98=\"x\"),IF(INDEX(BPF_Summary_Lookup,MATCH($B98,INDEX(BPF_Summary_Lookup,,#REF!),0),#REF!)=FALSE,\"\",IF(AF$68=\"Electricity\",INDEX(BPF_Summary_Lookup,MATCH($B98,INDEX(BPF_Summary_Lookup,,#REF!),0),#REF!)*1000*0.000453592,IF(AF$68=\"Natural Gas\",INDEX(BPF_Summary_Lookup,MATCH($B98,INDEX(BPF_Summary_Lookup,,#REF!),0),#REF!)*1000*0.000453592,\"\"))),\"\")","v":""},{"$f":"IF(OR($F98=\"X\",$F98=\"x\"),IF(INDEX(BPF_Summary_Lookup,MATCH($B98,INDEX(BPF_Summary_Lookup,,#REF!),0),#REF!)=FALSE,\"\",IF(AG$68=\"Electricity\",INDEX(BPF_Summary_Lookup,MATCH($B98,INDEX(BPF_Summary_Lookup,,#REF!),0),#REF!),IF(AG$68=\"Natural Gas\",INDEX(BPF_Summary_Lookup,MATCH($B98,INDEX(BPF_Summary_Lookup,,#REF!),0),#REF!),\"\"))),\"\")","v":""},{"$f":"IF(OR($F98=\"X\",$F98=\"x\"),IF(AH$68=\"\",\"\",IF(INDEX(BPF_Summary_Lookup,MATCH($B98,INDEX(BPF_Summary_Lookup,,#REF!),0),#REF!)=FALSE,\"\",IF(AH$68=\"Electricity\",$CO98,IF(AH$68=\"Natural Gas\",$CQ98,\"\")))),\"\")","v":""},{"$f":"IF(OR($F98=\"X\",$F98=\"x\"),IF(AI$68=\"\",\"\",IF(INDEX(BPF_Summary_Lookup,MATCH($B98,INDEX(BPF_Summary_Lookup,,#REF!),0),#REF!)=FALSE,\"\",IF(AI$68=\"Electricity\",$CU98,IF(AI$68=\"Natural Gas\",$CW98,\"\")))),\"\")","v":""},{"$f":"IF(OR($F98=\"X\",$F98=\"x\"),IF(INDEX(BPF_Summary_Lookup,MATCH($B98,INDEX(BPF_Summary_Lookup,,#REF!),0),#REF!)=FALSE,\"\",IF(AJ$68=\"Electricity\",INDEX(BPF_Summary_Lookup,MATCH($B98,INDEX(BPF_Summary_Lookup,,#REF!),0),#REF!)*1000*0.000453592,IF(AJ$68=\"Natural Gas\",INDEX(BPF_Summary_Lookup,MATCH($B98,INDEX(BPF_Summary_Lookup,,#REF!),0),#REF!)*1000*0.000453592,\"\"))),\"\")","v":""},{"$f":"IF(OR($F98=\"X\",$F98=\"x\"),IF(INDEX(BPF_Summary_Lookup,MATCH($B98,INDEX(BPF_Summary_Lookup,,#REF!),0),#REF!)=FALSE,\"\",IF(AK$68=\"Electricity\",INDEX(BPF_Summary_Lookup,MATCH($B98,INDEX(BPF_Summary_Lookup,,#REF!),0),#REF!),IF(AK$68=\"Natural Gas\",INDEX(BPF_Summary_Lookup,MATCH($B98,INDEX(BPF_Summary_Lookup,,#REF!),0),#REF!),\"\"))),\"\")","v":""},{"$f":"IF(OR($F98=\"X\",$F98=\"x\"),IF(AL$68=\"\",\"\",IF(INDEX(BPF_Summary_Lookup,MATCH($B98,INDEX(BPF_Summary_Lookup,,#REF!),0),#REF!)=FALSE,\"\",IF(AL$68=\"Electricity\",$CO98,IF(AL$68=\"Natural Gas\",$CQ98,\"\")))),\"\")","v":""},{"$f":"IF(OR($F98=\"X\",$F98=\"x\"),IF(AM$68=\"\",\"\",IF(INDEX(BPF_Summary_Lookup,MATCH($B98,INDEX(BPF_Summary_Lookup,,#REF!),0),#REF!)=FALSE,\"\",IF(AM$68=\"Electricity\",$CU98,IF(AM$68=\"Natural Gas\",$CW98,\"\")))),\"\")","v":""},{"$f":"IF(OR($F98=\"X\",$F98=\"x\"),IF(INDEX(BPF_Summary_Lookup,MATCH($B98,INDEX(BPF_Summary_Lookup,,#REF!),0),#REF!)=FALSE,\"\",IF(AN$68=\"Electricity\",INDEX(BPF_Summary_Lookup,MATCH($B98,INDEX(BPF_Summary_Lookup,,#REF!),0),#REF!)*1000*0.000453592,IF(AN$68=\"Natural Gas\",INDEX(BPF_Summary_Lookup,MATCH($B98,INDEX(BPF_Summary_Lookup,,#REF!),0),#REF!)*1000*0.000453592,\"\"))),\"\")","v":""},{"$f":"IF(OR($F98=\"X\",$F98=\"x\"),IF(INDEX(BPF_Summary_Lookup,MATCH($B98,INDEX(BPF_Summary_Lookup,,#REF!),0),#REF!)=FALSE,\"\",IF(AO$68=\"Electricity\",INDEX(BPF_Summary_Lookup,MATCH($B98,INDEX(BPF_Summary_Lookup,,#REF!),0),#REF!),IF(AO$68=\"Natural Gas\",INDEX(BPF_Summary_Lookup,MATCH($B98,INDEX(BPF_Summary_Lookup,,#REF!),0),#REF!),\"\"))),\"\")","v":""},{"$f":"IF(OR($F98=\"X\",$F98=\"x\"),IF(AP$68=\"\",\"\",IF(INDEX(BPF_Summary_Lookup,MATCH($B98,INDEX(BPF_Summary_Lookup,,#REF!),0),#REF!)=FALSE,\"\",IF(AP$68=\"Electricity\",$CO98,IF(AP$68=\"Natural Gas\",$CQ98,\"\")))),\"\")","v":""},{"$f":"IF(OR($F98=\"X\",$F98=\"x\"),IF(AQ$68=\"\",\"\",IF(INDEX(BPF_Summary_Lookup,MATCH($B98,INDEX(BPF_Summary_Lookup,,#REF!),0),#REF!)=FALSE,\"\",IF(AQ$68=\"Electricity\",$CU98,IF(AQ$68=\"Natural Gas\",$CW98,\"\")))),\"\")","v":""},{"$f":"IF(OR($F98=\"X\",$F98=\"x\"),IF(INDEX(BPF_Summary_Lookup,MATCH($B98,INDEX(BPF_Summary_Lookup,,#REF!),0),#REF!)=FALSE,\"\",IF(AR$68=\"Electricity\",INDEX(BPF_Summary_Lookup,MATCH($B98,INDEX(BPF_Summary_Lookup,,#REF!),0),#REF!)*1000*0.000453592,IF(AR$68=\"Natural Gas\",INDEX(BPF_Summary_Lookup,MATCH($B98,INDEX(BPF_Summary_Lookup,,#REF!),0),#REF!)*1000*0.000453592,\"\"))),\"\")","v":""},{"$f":"IF(OR($F98=\"X\",$F98=\"x\"),IF(INDEX(BPF_Summary_Lookup,MATCH($B98,INDEX(BPF_Summary_Lookup,,#REF!),0),#REF!)=FALSE,\"\",IF(AS$68=\"Electricity\",INDEX(BPF_Summary_Lookup,MATCH($B98,INDEX(BPF_Summary_Lookup,,#REF!),0),#REF!),IF(AS$68=\"Natural Gas\",INDEX(BPF_Summary_Lookup,MATCH($B98,INDEX(BPF_Summary_Lookup,,#REF!),0),#REF!),\"\"))),\"\")","v":""},{"$f":"IF(OR($F98=\"X\",$F98=\"x\"),IF(AT$68=\"\",\"\",IF(INDEX(BPF_Summary_Lookup,MATCH($B98,INDEX(BPF_Summary_Lookup,,#REF!),0),#REF!)=FALSE,\"\",IF(AT$68=\"Electricity\",$CO98,IF(AT$68=\"Natural Gas\",$CQ98,\"\")))),\"\")","v":""},{"$f":"IF(OR($F98=\"X\",$F98=\"x\"),IF(INDEX(BPF_Summary_Lookup,MATCH($B98,INDEX(BPF_Summary_Lookup,,#REF!),0),#REF!)=FALSE,\"\",INDEX(BPF_Summary_Lookup,MATCH($B98,INDEX(BPF_Summary_Lookup,,#REF!),0),#REF!)),\"\")","v":""},{"$f":"IF(OR($F98=\"X\",$F98=\"x\"),IF(INDEX(BPF_Summary_Lookup,MATCH($B98,INDEX(BPF_Summary_Lookup,,#REF!),0),#REF!)=FALSE,\"\",INDEX(BPF_Summary_Lookup,MATCH($B98,INDEX(BPF_Summary_Lookup,,#REF!),0),#REF!)),\"\")","v":""},{"$f":"IFERROR(INDEX(Ref_UnitConversions_Energy_Content_kBtu_Unit,IFERROR(MATCH($CL$72&INDEX(RE_EC_EnergyTypes,MATCH($CL$72,INDEX(RE_EC_EnergyTypes,,1),0),2),Ref_UnitConversions_Energy_Units_Lookup,0),MATCH(\"All\"&INDEX(RE_EC_EnergyTypes,MATCH($CL$72,INDEX(RE_EC_EnergyTypes,,1),0),2),Ref_UnitConversions_Energy_Units_Lookup,0)),)/CL98,\"\")","v":""},"",{"$f":"IFERROR(INDEX(Ref_UnitConversions_Energy_Content_kBtu_Unit,IFERROR(MATCH($CM$72&INDEX(RE_EC_EnergyTypes,MATCH($CM$72,INDEX(RE_EC_EnergyTypes,,1),0),2),Ref_UnitConversions_Energy_Units_Lookup,0),MATCH(\"All\"&INDEX(RE_EC_EnergyTypes,MATCH($CM$72,INDEX(RE_EC_EnergyTypes,,1),0),2),Ref_UnitConversions_Energy_Units_Lookup,0)),)/CM98,\"\")","v":""},"",{"$f":"IF(OR($F98=\"X\",$F98=\"x\"),IF(INDEX(BPF_Summary_Lookup,MATCH($B98,INDEX(BPF_Summary_Lookup,,#REF!),0),#REF!)=FALSE,\"\",INDEX(BPF_Summary_Lookup,MATCH($B98,INDEX(BPF_Summary_Lookup,,#REF!),0),#REF!)),\"\")","v":""},{"$f":"IF(OR($F98=\"X\",$F98=\"x\"),IF(INDEX(BPF_Summary_Lookup,MATCH($B98,INDEX(BPF_Summary_Lookup,,#REF!),0),#REF!)=FALSE,\"\",INDEX(BPF_Summary_Lookup,MATCH($B98,INDEX(BPF_Summary_Lookup,,#REF!),0),#REF!)),\"\")","v":""},{"$f":"IFERROR(INDEX(Ref_UnitConversions_Energy_Content_kBtu_Unit,IFERROR(MATCH($CL$72&INDEX(RE_EC_EnergyTypes,MATCH($CL$72,INDEX(RE_EC_EnergyTypes,,1),0),2),Ref_UnitConversions_Energy_Units_Lookup,0),MATCH(\"All\"&INDEX(RE_EC_EnergyTypes,MATCH($CL$72,INDEX(RE_EC_EnergyTypes,,1),0),2),Ref_UnitConversions_Energy_Units_Lookup,0)),),\"\")","v":3.4119999999999999},"",{"$f":"IFERROR(INDEX(Ref_UnitConversions_Energy_Content_kBtu_Unit,IFERROR(MATCH($CM$72&INDEX(RE_EC_EnergyTypes,MATCH($CM$72,INDEX(RE_EC_EnergyTypes,,1),0),2),Ref_UnitConversions_Energy_Units_Lookup,0),MATCH(\"All\"&INDEX(RE_EC_EnergyTypes,MATCH($CM$72,INDEX(RE_EC_EnergyTypes,,1),0),2),Ref_UnitConversions_Energy_Units_Lookup,0)),),\"\")","v":102.9},""]
[null,26,{"$f":"IF(INDEX(ProgSetup_Program_List,B99,)=\"\",5/0, IF(ProgSetup_Miscellaneous_Customization=TRUE,1,5/0))","v":{"$error":"#DIV/0!"}},null,{"$f":"INDEX(ProgSetup_Program_List,B99,1)& \"\"","v":""},null,{"$f":"IF(OR($F99=\"X\",$F99=\"x\"),IF(G$68=\"\",\"\",IF(INDEX(BPF_Summary_Lookup,MATCH($B99,INDEX(BPF_Summary_Lookup,,#REF!),0),#REF!)=FALSE,\"\",IF(G$68=\"Electricity\",$CU99,IF(G$68=\"Natural Gas\",$CW99,\"\")))),\"\")","v":""},{"$f":"IF(OR($F99=\"X\",$F99=\"x\"),IF(INDEX(BPF_Summary_Lookup,MATCH($B99,INDEX(BPF_Summary_Lookup,,#REF!),0),#REF!)=FALSE,\"\",IF(H$68=\"Electricity\",INDEX(BPF_Summary_Lookup,MATCH($B99,INDEX(BPF_Summary_Lookup,,#REF!),0),#REF!)*1000*0.000453592,IF(H$68=\"Natural Gas\",INDEX(BPF_Summary_Lookup,MATCH($B99,INDEX(BPF_Summary_Lookup,,#REF!),0),#REF!)*1000*0.000453592,\"\"))),\"\")","v":""},{"$f":"IF(OR($F99=\"X\",$F99=\"x\"),IF(INDEX(BPF_Summary_Lookup,MATCH($B99,INDEX(BPF_Summary_Lookup,,#REF!),0),#REF!)=FALSE,\"\",IF(I$68=\"Electricity\",INDEX(BPF_Summary_Lookup,MATCH($B99,INDEX(BPF_Summary_Lookup,,#REF!),0),#REF!),IF(I$68=\"Natural Gas\",INDEX(BPF_Summary_Lookup,MATCH($B99,INDEX(BPF_Summary_Lookup,,#REF!),0),#REF!),\"\"))),\"\")","v":""},{"$f":"IF(OR($F99=\"X\",$F99=\"x\"),IF(J$68=\"\",\"\",IF(INDEX(BPF_Summary_Lookup,MATCH($B99,INDEX(BPF_Summary_Lookup,,#REF!),0),#REF!)=FALSE,\"\",IF(J$68=\"Electricity\",$CO99,IF(J$68=\"Natural Gas\",$CQ99,\"\")))),\"\")","v":""},{"$f":"IF(OR($F99=\"X\",$F99=\"x\"),IF(K$68=\"\",\"\",IF(INDEX(BPF_Summary_Lookup,MATCH($B99,INDEX(BPF_Summary_Lookup,,#REF!),0),#REF!)=FALSE,\"\",IF(K$68=\"Electricity\",$CU99,IF(K$68=\"Natural Gas\",$CW99,\"\")))),\"\")","v":""},{"$f":"IF(OR($F99=\"X\",$F99=\"x\"),IF(INDEX(BPF_Summary_Lookup,MATCH($B99,INDEX(BPF_Summary_Lookup,,#REF!),0),#REF!)=FALSE,\"\",IF(L$68=\"Electricity\",INDEX(BPF_Summary_Lookup,MATCH($B99,INDEX(BPF_Summary_Lookup,,#REF!),0),#REF!)*1000*0.000453592,IF(L$68=\"Natural Gas\",INDEX(BPF_Summary_Lookup,MATCH($B99,INDEX(BPF_Summary_Lookup,,#REF!),0),#REF!)*1000*0.000453592,\"\"))),\"\")","v":""},{"$f":"IF(OR($F99=\"X\",$F99=\"x\"),IF(INDEX(BPF_Summary_Lookup,MATCH($B99,INDEX(BPF_Summary_Lookup,,#REF!),0),#REF!)=FALSE,\"\",IF(M$68=\"Electricity\",INDEX(BPF_Summary_Lookup,MATCH($B99,INDEX(BPF_Summary_Lookup,,#REF!),0),#REF!),IF(M$68=\"Natural Gas\",INDEX(BPF_Summary_Lookup,MATCH($B99,INDEX(BPF_Summary_Lookup,,#REF!),0),#REF!),\"\"))),\"\")","v":""},{"$f":"IF(OR($F99=\"X\",$F99=\"x\"),IF(N$68=\"\",\"\",IF(INDEX(BPF_Summary_Lookup,MATCH($B99,INDEX(BPF_Summary_Lookup,,#REF!),0),#REF!)=FALSE,\"\",IF(N$68=\"Electricity\",$CO99,IF(N$68=\"Natural Gas\",$CQ99,\"\")))),\"\")","v":""},{"$f":"IF(OR($F99=\"X\",$F99=\"x\"),IF(O$68=\"\",\"\",IF(INDEX(BPF_Summary_Lookup,MATCH($B99,INDEX(BPF_Summary_Lookup,,#REF!),0),#REF!)=FALSE,\"\",IF(O$68=\"Electricity\",$CU99,IF(O$68=\"Natural Gas\",$CW99,\"\")))),\"\")","v":""},{"$f":"IF(OR($F99=\"X\",$F99=\"x\"),IF(INDEX(BPF_Summary_Lookup,MATCH($B99,INDEX(BPF_Summary_Lookup,,#REF!),0),#REF!)=FALSE,\"\",IF(P$68=\"Electricity\",INDEX(BPF_Summary_Lookup,MATCH($B99,INDEX(BPF_Summary_Lookup,,#REF!),0),#REF!)*1000*0.000453592,IF(P$68=\"Natural Gas\",INDEX(BPF_Summary_Lookup,MATCH($B99,INDEX(BPF_Summary_Lookup,,#REF!),0),#REF!)*1000*0.000453592,\"\"))),\"\")","v":""},{"$f":"IF(OR($F99=\"X\",$F99=\"x\"),IF(INDEX(BPF_Summary_Lookup,MATCH($B99,INDEX(BPF_Summary_Lookup,,#REF!),0),#REF!)=FALSE,\"\",IF(Q$68=\"Electricity\",INDEX(BPF_Summary_Lookup,MATCH($B99,INDEX(BPF_Summary_Lookup,,#REF!),0),#REF!),IF(Q$68=\"Natural Gas\",INDEX(BPF_Summary_Lookup,MATCH($B99,INDEX(BPF_Summary_Lookup,,#REF!),0),#REF!),\"\"))),\"\")","v":""},{"$f":"IF(OR($F99=\"X\",$F99=\"x\"),IF(R$68=\"\",\"\",IF(INDEX(BPF_Summary_Lookup,MATCH($B99,INDEX(BPF_Summary_Lookup,,#REF!),0),#REF!)=FALSE,\"\",IF(R$68=\"Electricity\",$CO99,IF(R$68=\"Natural Gas\",$CQ99,\"\")))),\"\")","v":""},{"$f":"IF(OR($F99=\"X\",$F99=\"x\"),IF(S$68=\"\",\"\",IF(INDEX(BPF_Summary_Lookup,MATCH($B99,INDEX(BPF_Summary_Lookup,,#REF!),0),#REF!)=FALSE,\"\",IF(S$68=\"Electricity\",$CU99,IF(S$68=\"Natural Gas\",$CW99,\"\")))),\"\")","v":""},{"$f":"IF(OR($F99=\"X\",$F99=\"x\"),IF(INDEX(BPF_Summary_Lookup,MATCH($B99,INDEX(BPF_Summary_Lookup,,#REF!),0),#REF!)=FALSE,\"\",IF(T$68=\"Electricity\",INDEX(BPF_Summary_Lookup,MATCH($B99,INDEX(BPF_Summary_Lookup,,#REF!),0),#REF!)*1000*0.000453592,IF(T$68=\"Natural Gas\",INDEX(BPF_Summary_Lookup,MATCH($B99,INDEX(BPF_Summary_Lookup,,#REF!),0),#REF!)*1000*0.000453592,\"\"))),\"\")","v":""},{"$f":"IF(OR($F99=\"X\",$F99=\"x\"),IF(INDEX(BPF_Summary_Lookup,MATCH($B99,INDEX(BPF_Summary_Lookup,,#REF!),0),#REF!)=FALSE,\"\",IF(U$68=\"Electricity\",INDEX(BPF_Summary_Lookup,MATCH($B99,INDEX(BPF_Summary_Lookup,,#REF!),0),#REF!),IF(U$68=\"Natural Gas\",INDEX(BPF_Summary_Lookup,MATCH($B99,INDEX(BPF_Summary_Lookup,,#REF!),0),#REF!),\"\"))),\"\")","v":""},{"$f":"IF(OR($F99=\"X\",$F99=\"x\"),IF(V$68=\"\",\"\",IF(INDEX(BPF_Summary_Lookup,MATCH($B99,INDEX(BPF_Summary_Lookup,,#REF!),0),#REF!)=FALSE,\"\",IF(V$68=\"Electricity\",$CO99,IF(V$68=\"Natural Gas\",$CQ99,\"\")))),\"\")","v":""},{"$f":"IF(OR($F99=\"X\",$F99=\"x\"),IF(W$68=\"\",\"\",IF(INDEX(BPF_Summary_Lookup,MATCH($B99,INDEX(BPF_Summary_Lookup,,#REF!),0),#REF!)=FALSE,\"\",IF(W$68=\"Electricity\",$CU99,IF(W$68=\"Natural Gas\",$CW99,\"\")))),\"\")","v":""},{"$f":"IF(OR($F99=\"X\",$F99=\"x\"),IF(INDEX(BPF_Summary_Lookup,MATCH($B99,INDEX(BPF_Summary_Lookup,,#REF!),0),#REF!)=FALSE,\"\",IF(X$68=\"Electricity\",INDEX(BPF_Summary_Lookup,MATCH($B99,INDEX(BPF_Summary_Lookup,,#REF!),0),#REF!)*1000*0.000453592,IF(X$68=\"Natural Gas\",INDEX(BPF_Summary_Lookup,MATCH($B99,INDEX(BPF_Summary_Lookup,,#REF!),0),#REF!)*1000*0.000453592,\"\"))),\"\")","v":""},{"$f":"IF(OR($F99=\"X\",$F99=\"x\"),IF(INDEX(BPF_Summary_Lookup,MATCH($B99,INDEX(BPF_Summary_Lookup,,#REF!),0),#REF!)=FALSE,\"\",IF(Y$68=\"Electricity\",INDEX(BPF_Summary_Lookup,MATCH($B99,INDEX(BPF_Summary_Lookup,,#REF!),0),#REF!),IF(Y$68=\"Natural Gas\",INDEX(BPF_Summary_Lookup,MATCH($B99,INDEX(BPF_Summary_Lookup,,#REF!),0),#REF!),\"\"))),\"\")","v":""},{"$f":"IF(OR($F99=\"X\",$F99=\"x\"),IF(Z$68=\"\",\"\",IF(INDEX(BPF_Summary_Lookup,MATCH($B99,INDEX(BPF_Summary_Lookup,,#REF!),0),#REF!)=FALSE,\"\",IF(Z$68=\"Electricity\",$CO99,IF(Z$68=\"Natural Gas\",$CQ99,\"\")))),\"\")","v":""},{"$f":"IF(OR($F99=\"X\",$F99=\"x\"),IF(AA$68=\"\",\"\",IF(INDEX(BPF_Summary_Lookup,MATCH($B99,INDEX(BPF_Summary_Lookup,,#REF!),0),#REF!)=FALSE,\"\",IF(AA$68=\"Electricity\",$CU99,IF(AA$68=\"Natural Gas\",$CW99,\"\")))),\"\")","v":""},{"$f":"IF(OR($F99=\"X\",$F99=\"x\"),IF(INDEX(BPF_Summary_Lookup,MATCH($B99,INDEX(BPF_Summary_Lookup,,#REF!),0),#REF!)=FALSE,\"\",IF(AB$68=\"Electricity\",INDEX(BPF_Summary_Lookup,MATCH($B99,INDEX(BPF_Summary_Lookup,,#REF!),0),#REF!)*1000*0.000453592,IF(AB$68=\"Natural Gas\",INDEX(BPF_Summary_Lookup,MATCH($B99,INDEX(BPF_Summary_Lookup,,#REF!),0),#REF!)*1000*0.000453592,\"\"))),\"\")","v":""},{"$f":"IF(OR($F99=\"X\",$F99=\"x\"),IF(INDEX(BPF_Summary_Lookup,MATCH($B99,INDEX(BPF_Summary_Lookup,,#REF!),0),#REF!)=FALSE,\"\",IF(AC$68=\"Electricity\",INDEX(BPF_Summary_Lookup,MATCH($B99,INDEX(BPF_Summary_Lookup,,#REF!),0),#REF!),IF(AC$68=\"Natural Gas\",INDEX(BPF_Summary_Lookup,MATCH($B99,INDEX(BPF_Summary_Lookup,,#REF!),0),#REF!),\"\"))),\"\")","v":""},{"$f":"IF(OR($F99=\"X\",$F99=\"x\"),IF(AD$68=\"\",\"\",IF(INDEX(BPF_Summary_Lookup,MATCH($B99,INDEX(BPF_Summary_Lookup,,#REF!),0),#REF!)=FALSE,\"\",IF(AD$68=\"Electricity\",$CO99,IF(AD$68=\"Natural Gas\",$CQ99,\"\")))),\"\")","v":""},{"$f":"IF(OR($F99=\"X\",$F99=\"x\"),IF(AE$68=\"\",\"\",IF(INDEX(BPF_Summary_Lookup,MATCH($B99,INDEX(BPF_Summary_Lookup,,#REF!),0),#REF!)=FALSE,\"\",IF(AE$68=\"Electricity\",$CU99,IF(AE$68=\"Natural Gas\",$CW99,\"\")))),\"\")","v":""},{"$f":"IF(OR($F99=\"X\",$F99=\"x\"),IF(INDEX(BPF_Summary_Lookup,MATCH($B99,INDEX(BPF_Summary_Lookup,,#REF!),0),#REF!)=FALSE,\"\",IF(AF$68=\"Electricity\",INDEX(BPF_Summary_Lookup,MATCH($B99,INDEX(BPF_Summary_Lookup,,#REF!),0),#REF!)*1000*0.000453592,IF(AF$68=\"Natural Gas\",INDEX(BPF_Summary_Lookup,MATCH($B99,INDEX(BPF_Summary_Lookup,,#REF!),0),#REF!)*1000*0.000453592,\"\"))),\"\")","v":""},{"$f":"IF(OR($F99=\"X\",$F99=\"x\"),IF(INDEX(BPF_Summary_Lookup,MATCH($B99,INDEX(BPF_Summary_Lookup,,#REF!),0),#REF!)=FALSE,\"\",IF(AG$68=\"Electricity\",INDEX(BPF_Summary_Lookup,MATCH($B99,INDEX(BPF_Summary_Lookup,,#REF!),0),#REF!),IF(AG$68=\"Natural Gas\",INDEX(BPF_Summary_Lookup,MATCH($B99,INDEX(BPF_Summary_Lookup,,#REF!),0),#REF!),\"\"))),\"\")","v":""},{"$f":"IF(OR($F99=\"X\",$F99=\"x\"),IF(AH$68=\"\",\"\",IF(INDEX(BPF_Summary_Lookup,MATCH($B99,INDEX(BPF_Summary_Lookup,,#REF!),0),#REF!)=FALSE,\"\",IF(AH$68=\"Electricity\",$CO99,IF(AH$68=\"Natural Gas\",$CQ99,\"\")))),\"\")","v":""},{"$f":"IF(OR($F99=\"X\",$F99=\"x\"),IF(AI$68=\"\",\"\",IF(INDEX(BPF_Summary_Lookup,MATCH($B99,INDEX(BPF_Summary_Lookup,,#REF!),0),#REF!)=FALSE,\"\",IF(AI$68=\"Electricity\",$CU99,IF(AI$68=\"Natural Gas\",$CW99,\"\")))),\"\")","v":""},{"$f":"IF(OR($F99=\"X\",$F99=\"x\"),IF(INDEX(BPF_Summary_Lookup,MATCH($B99,INDEX(BPF_Summary_Lookup,,#REF!),0),#REF!)=FALSE,\"\",IF(AJ$68=\"Electricity\",INDEX(BPF_Summary_Lookup,MATCH($B99,INDEX(BPF_Summary_Lookup,,#REF!),0),#REF!)*1000*0.000453592,IF(AJ$68=\"Natural Gas\",INDEX(BPF_Summary_Lookup,MATCH($B99,INDEX(BPF_Summary_Lookup,,#REF!),0),#REF!)*1000*0.000453592,\"\"))),\"\")","v":""},{"$f":"IF(OR($F99=\"X\",$F99=\"x\"),IF(INDEX(BPF_Summary_Lookup,MATCH($B99,INDEX(BPF_Summary_Lookup,,#REF!),0),#REF!)=FALSE,\"\",IF(AK$68=\"Electricity\",INDEX(BPF_Summary_Lookup,MATCH($B99,INDEX(BPF_Summary_Lookup,,#REF!),0),#REF!),IF(AK$68=\"Natural Gas\",INDEX(BPF_Summary_Lookup,MATCH($B99,INDEX(BPF_Summary_Lookup,,#REF!),0),#REF!),\"\"))),\"\")","v":""},{"$f":"IF(OR($F99=\"X\",$F99=\"x\"),IF(AL$68=\"\",\"\",IF(INDEX(BPF_Summary_Lookup,MATCH($B99,INDEX(BPF_Summary_Lookup,,#REF!),0),#REF!)=FALSE,\"\",IF(AL$68=\"Electricity\",$CO99,IF(AL$68=\"Natural Gas\",$CQ99,\"\")))),\"\")","v":""},{"$f":"IF(OR($F99=\"X\",$F99=\"x\"),IF(AM$68=\"\",\"\",IF(INDEX(BPF_Summary_Lookup,MATCH($B99,INDEX(BPF_Summary_Lookup,,#REF!),0),#REF!)=FALSE,\"\",IF(AM$68=\"Electricity\",$CU99,IF(AM$68=\"Natural Gas\",$CW99,\"\")))),\"\")","v":""},{"$f":"IF(OR($F99=\"X\",$F99=\"x\"),IF(INDEX(BPF_Summary_Lookup,MATCH($B99,INDEX(BPF_Summary_Lookup,,#REF!),0),#REF!)=FALSE,\"\",IF(AN$68=\"Electricity\",INDEX(BPF_Summary_Lookup,MATCH($B99,INDEX(BPF_Summary_Lookup,,#REF!),0),#REF!)*1000*0.000453592,IF(AN$68=\"Natural Gas\",INDEX(BPF_Summary_Lookup,MATCH($B99,INDEX(BPF_Summary_Lookup,,#REF!),0),#REF!)*1000*0.000453592,\"\"))),\"\")","v":""},{"$f":"IF(OR($F99=\"X\",$F99=\"x\"),IF(INDEX(BPF_Summary_Lookup,MATCH($B99,INDEX(BPF_Summary_Lookup,,#REF!),0),#REF!)=FALSE,\"\",IF(AO$68=\"Electricity\",INDEX(BPF_Summary_Lookup,MATCH($B99,INDEX(BPF_Summary_Lookup,,#REF!),0),#REF!),IF(AO$68=\"Natural Gas\",INDEX(BPF_Summary_Lookup,MATCH($B99,INDEX(BPF_Summary_Lookup,,#REF!),0),#REF!),\"\"))),\"\")","v":""},{"$f":"IF(OR($F99=\"X\",$F99=\"x\"),IF(AP$68=\"\",\"\",IF(INDEX(BPF_Summary_Lookup,MATCH($B99,INDEX(BPF_Summary_Lookup,,#REF!),0),#REF!)=FALSE,\"\",IF(AP$68=\"Electricity\",$CO99,IF(AP$68=\"Natural Gas\",$CQ99,\"\")))),\"\")","v":""},{"$f":"IF(OR($F99=\"X\",$F99=\"x\"),IF(AQ$68=\"\",\"\",IF(INDEX(BPF_Summary_Lookup,MATCH($B99,INDEX(BPF_Summary_Lookup,,#REF!),0),#REF!)=FALSE,\"\",IF(AQ$68=\"Electricity\",$CU99,IF(AQ$68=\"Natural Gas\",$CW99,\"\")))),\"\")","v":""},{"$f":"IF(OR($F99=\"X\",$F99=\"x\"),IF(INDEX(BPF_Summary_Lookup,MATCH($B99,INDEX(BPF_Summary_Lookup,,#REF!),0),#REF!)=FALSE,\"\",IF(AR$68=\"Electricity\",INDEX(BPF_Summary_Lookup,MATCH($B99,INDEX(BPF_Summary_Lookup,,#REF!),0),#REF!)*1000*0.000453592,IF(AR$68=\"Natural Gas\",INDEX(BPF_Summary_Lookup,MATCH($B99,INDEX(BPF_Summary_Lookup,,#REF!),0),#REF!)*1000*0.000453592,\"\"))),\"\")","v":""},{"$f":"IF(OR($F99=\"X\",$F99=\"x\"),IF(INDEX(BPF_Summary_Lookup,MATCH($B99,INDEX(BPF_Summary_Lookup,,#REF!),0),#REF!)=FALSE,\"\",IF(AS$68=\"Electricity\",INDEX(BPF_Summary_Lookup,MATCH($B99,INDEX(BPF_Summary_Lookup,,#REF!),0),#REF!),IF(AS$68=\"Natural Gas\",INDEX(BPF_Summary_Lookup,MATCH($B99,INDEX(BPF_Summary_Lookup,,#REF!),0),#REF!),\"\"))),\"\")","v":""},{"$f":"IF(OR($F99=\"X\",$F99=\"x\"),IF(AT$68=\"\",\"\",IF(INDEX(BPF_Summary_Lookup,MATCH($B99,INDEX(BPF_Summary_Lookup,,#REF!),0),#REF!)=FALSE,\"\",IF(AT$68=\"Electricity\",$CO99,IF(AT$68=\"Natural Gas\",$CQ99,\"\")))),\"\")","v":""},null,null,null,{"$f":"IF(OR($F99=\"X\",$F99=\"x\"),IF(G$68=\"\",\"\",IF(INDEX(BPF_Summary_Lookup,MATCH($B99,INDEX(BPF_Summary_Lookup,,#REF!),0),#REF!)=FALSE,\"\",IF(G$68=\"Electricity\",$CU99,IF(G$68=\"Natural Gas\",$CW99,\"\")))),\"\")","v":""},{"$f":"IF(OR($F99=\"X\",$F99=\"x\"),IF(INDEX(BPF_Summary_Lookup,MATCH($B99,INDEX(BPF_Summary_Lookup,,#REF!),0),#REF!)=FALSE,\"\",IF(H$68=\"Electricity\",INDEX(BPF_Summary_Lookup,MATCH($B99,INDEX(BPF_Summary_Lookup,,#REF!),0),#REF!)*1000*0.000453592,IF(H$68=\"Natural Gas\",INDEX(BPF_Summary_Lookup,MATCH($B99,INDEX(BPF_Summary_Lookup,,#REF!),0),#REF!)*1000*0.000453592,\"\"))),\"\")","v":""},{"$f":"IF(OR($F99=\"X\",$F99=\"x\"),IF(INDEX(BPF_Summary_Lookup,MATCH($B99,INDEX(BPF_Summary_Lookup,,#REF!),0),#REF!)=FALSE,\"\",IF(I$68=\"Electricity\",INDEX(BPF_Summary_Lookup,MATCH($B99,INDEX(BPF_Summary_Lookup,,#REF!),0),#REF!),IF(I$68=\"Natural Gas\",INDEX(BPF_Summary_Lookup,MATCH($B99,INDEX(BPF_Summary_Lookup,,#REF!),0),#REF!),\"\"))),\"\")","v":""},{"$f":"IF(OR($F99=\"X\",$F99=\"x\"),IF(J$68=\"\",\"\",IF(INDEX(BPF_Summary_Lookup,MATCH($B99,INDEX(BPF_Summary_Lookup,,#REF!),0),#REF!)=FALSE,\"\",IF(J$68=\"Electricity\",$CO99,IF(J$68=\"Natural Gas\",$CQ99,\"\")))),\"\")","v":""},{"$f":"IF(OR($F99=\"X\",$F99=\"x\"),IF(K$68=\"\",\"\",IF(INDEX(BPF_Summary_Lookup,MATCH($B99,INDEX(BPF_Summary_Lookup,,#REF!),0),#REF!)=FALSE,\"\",IF(K$68=\"Electricity\",$CU99,IF(K$68=\"Natural Gas\",$CW99,\"\")))),\"\")","v":""},{"$f":"IF(OR($F99=\"X\",$F99=\"x\"),IF(INDEX(BPF_Summary_Lookup,MATCH($B99,INDEX(BPF_Summary_Lookup,,#REF!),0),#REF!)=FALSE,\"\",IF(L$68=\"Electricity\",INDEX(BPF_Summary_Lookup,MATCH($B99,INDEX(BPF_Summary_Lookup,,#REF!),0),#REF!)*1000*0.000453592,IF(L$68=\"Natural Gas\",INDEX(BPF_Summary_Lookup,MATCH($B99,INDEX(BPF_Summary_Lookup,,#REF!),0),#REF!)*1000*0.000453592,\"\"))),\"\")","v":""},{"$f":"IF(OR($F99=\"X\",$F99=\"x\"),IF(INDEX(BPF_Summary_Lookup,MATCH($B99,INDEX(BPF_Summary_Lookup,,#REF!),0),#REF!)=FALSE,\"\",IF(M$68=\"Electricity\",INDEX(BPF_Summary_Lookup,MATCH($B99,INDEX(BPF_Summary_Lookup,,#REF!),0),#REF!),IF(M$68=\"Natural Gas\",INDEX(BPF_Summary_Lookup,MATCH($B99,INDEX(BPF_Summary_Lookup,,#REF!),0),#REF!),\"\"))),\"\")","v":""},{"$f":"IF(OR($F99=\"X\",$F99=\"x\"),IF(N$68=\"\",\"\",IF(INDEX(BPF_Summary_Lookup,MATCH($B99,INDEX(BPF_Summary_Lookup,,#REF!),0),#REF!)=FALSE,\"\",IF(N$68=\"Electricity\",$CO99,IF(N$68=\"Natural Gas\",$CQ99,\"\")))),\"\")","v":""},{"$f":"IF(OR($F99=\"X\",$F99=\"x\"),IF(O$68=\"\",\"\",IF(INDEX(BPF_Summary_Lookup,MATCH($B99,INDEX(BPF_Summary_Lookup,,#REF!),0),#REF!)=FALSE,\"\",IF(O$68=\"Electricity\",$CU99,IF(O$68=\"Natural Gas\",$CW99,\"\")))),\"\")","v":""},{"$f":"IF(OR($F99=\"X\",$F99=\"x\"),IF(INDEX(BPF_Summary_Lookup,MATCH($B99,INDEX(BPF_Summary_Lookup,,#REF!),0),#REF!)=FALSE,\"\",IF(P$68=\"Electricity\",INDEX(BPF_Summary_Lookup,MATCH($B99,INDEX(BPF_Summary_Lookup,,#REF!),0),#REF!)*1000*0.000453592,IF(P$68=\"Natural Gas\",INDEX(BPF_Summary_Lookup,MATCH($B99,INDEX(BPF_Summary_Lookup,,#REF!),0),#REF!)*1000*0.000453592,\"\"))),\"\")","v":""},{"$f":"IF(OR($F99=\"X\",$F99=\"x\"),IF(INDEX(BPF_Summary_Lookup,MATCH($B99,INDEX(BPF_Summary_Lookup,,#REF!),0),#REF!)=FALSE,\"\",IF(Q$68=\"Electricity\",INDEX(BPF_Summary_Lookup,MATCH($B99,INDEX(BPF_Summary_Lookup,,#REF!),0),#REF!),IF(Q$68=\"Natural Gas\",INDEX(BPF_Summary_Lookup,MATCH($B99,INDEX(BPF_Summary_Lookup,,#REF!),0),#REF!),\"\"))),\"\")","v":""},{"$f":"IF(OR($F99=\"X\",$F99=\"x\"),IF(R$68=\"\",\"\",IF(INDEX(BPF_Summary_Lookup,MATCH($B99,INDEX(BPF_Summary_Lookup,,#REF!),0),#REF!)=FALSE,\"\",IF(R$68=\"Electricity\",$CO99,IF(R$68=\"Natural Gas\",$CQ99,\"\")))),\"\")","v":""},{"$f":"IF(OR($F99=\"X\",$F99=\"x\"),IF(S$68=\"\",\"\",IF(INDEX(BPF_Summary_Lookup,MATCH($B99,INDEX(BPF_Summary_Lookup,,#REF!),0),#REF!)=FALSE,\"\",IF(S$68=\"Electricity\",$CU99,IF(S$68=\"Natural Gas\",$CW99,\"\")))),\"\")","v":""},{"$f":"IF(OR($F99=\"X\",$F99=\"x\"),IF(INDEX(BPF_Summary_Lookup,MATCH($B99,INDEX(BPF_Summary_Lookup,,#REF!),0),#REF!)=FALSE,\"\",IF(T$68=\"Electricity\",INDEX(BPF_Summary_Lookup,MATCH($B99,INDEX(BPF_Summary_Lookup,,#REF!),0),#REF!)*1000*0.000453592,IF(T$68=\"Natural Gas\",INDEX(BPF_Summary_Lookup,MATCH($B99,INDEX(BPF_Summary_Lookup,,#REF!),0),#REF!)*1000*0.000453592,\"\"))),\"\")","v":""},{"$f":"IF(OR($F99=\"X\",$F99=\"x\"),IF(INDEX(BPF_Summary_Lookup,MATCH($B99,INDEX(BPF_Summary_Lookup,,#REF!),0),#REF!)=FALSE,\"\",IF(U$68=\"Electricity\",INDEX(BPF_Summary_Lookup,MATCH($B99,INDEX(BPF_Summary_Lookup,,#REF!),0),#REF!),IF(U$68=\"Natural Gas\",INDEX(BPF_Summary_Lookup,MATCH($B99,INDEX(BPF_Summary_Lookup,,#REF!),0),#REF!),\"\"))),\"\")","v":""},{"$f":"IF(OR($F99=\"X\",$F99=\"x\"),IF(V$68=\"\",\"\",IF(INDEX(BPF_Summary_Lookup,MATCH($B99,INDEX(BPF_Summary_Lookup,,#REF!),0),#REF!)=FALSE,\"\",IF(V$68=\"Electricity\",$CO99,IF(V$68=\"Natural Gas\",$CQ99,\"\")))),\"\")","v":""},{"$f":"IF(OR($F99=\"X\",$F99=\"x\"),IF(W$68=\"\",\"\",IF(INDEX(BPF_Summary_Lookup,MATCH($B99,INDEX(BPF_Summary_Lookup,,#REF!),0),#REF!)=FALSE,\"\",IF(W$68=\"Electricity\",$CU99,IF(W$68=\"Natural Gas\",$CW99,\"\")))),\"\")","v":""},{"$f":"IF(OR($F99=\"X\",$F99=\"x\"),IF(INDEX(BPF_Summary_Lookup,MATCH($B99,INDEX(BPF_Summary_Lookup,,#REF!),0),#REF!)=FALSE,\"\",IF(X$68=\"Electricity\",INDEX(BPF_Summary_Lookup,MATCH($B99,INDEX(BPF_Summary_Lookup,,#REF!),0),#REF!)*1000*0.000453592,IF(X$68=\"Natural Gas\",INDEX(BPF_Summary_Lookup,MATCH($B99,INDEX(BPF_Summary_Lookup,,#REF!),0),#REF!)*1000*0.000453592,\"\"))),\"\")","v":""},{"$f":"IF(OR($F99=\"X\",$F99=\"x\"),IF(INDEX(BPF_Summary_Lookup,MATCH($B99,INDEX(BPF_Summary_Lookup,,#REF!),0),#REF!)=FALSE,\"\",IF(Y$68=\"Electricity\",INDEX(BPF_Summary_Lookup,MATCH($B99,INDEX(BPF_Summary_Lookup,,#REF!),0),#REF!),IF(Y$68=\"Natural Gas\",INDEX(BPF_Summary_Lookup,MATCH($B99,INDEX(BPF_Summary_Lookup,,#REF!),0),#REF!),\"\"))),\"\")","v":""},{"$f":"IF(OR($F99=\"X\",$F99=\"x\"),IF(Z$68=\"\",\"\",IF(INDEX(BPF_Summary_Lookup,MATCH($B99,INDEX(BPF_Summary_Lookup,,#REF!),0),#REF!)=FALSE,\"\",IF(Z$68=\"Electricity\",$CO99,IF(Z$68=\"Natural Gas\",$CQ99,\"\")))),\"\")","v":""},{"$f":"IF(OR($F99=\"X\",$F99=\"x\"),IF(AA$68=\"\",\"\",IF(INDEX(BPF_Summary_Lookup,MATCH($B99,INDEX(BPF_Summary_Lookup,,#REF!),0),#REF!)=FALSE,\"\",IF(AA$68=\"Electricity\",$CU99,IF(AA$68=\"Natural Gas\",$CW99,\"\")))),\"\")","v":""},{"$f":"IF(OR($F99=\"X\",$F99=\"x\"),IF(INDEX(BPF_Summary_Lookup,MATCH($B99,INDEX(BPF_Summary_Lookup,,#REF!),0),#REF!)=FALSE,\"\",IF(AB$68=\"Electricity\",INDEX(BPF_Summary_Lookup,MATCH($B99,INDEX(BPF_Summary_Lookup,,#REF!),0),#REF!)*1000*0.000453592,IF(AB$68=\"Natural Gas\",INDEX(BPF_Summary_Lookup,MATCH($B99,INDEX(BPF_Summary_Lookup,,#REF!),0),#REF!)*1000*0.000453592,\"\"))),\"\")","v":""},{"$f":"IF(OR($F99=\"X\",$F99=\"x\"),IF(INDEX(BPF_Summary_Lookup,MATCH($B99,INDEX(BPF_Summary_Lookup,,#REF!),0),#REF!)=FALSE,\"\",IF(AC$68=\"Electricity\",INDEX(BPF_Summary_Lookup,MATCH($B99,INDEX(BPF_Summary_Lookup,,#REF!),0),#REF!),IF(AC$68=\"Natural Gas\",INDEX(BPF_Summary_Lookup,MATCH($B99,INDEX(BPF_Summary_Lookup,,#REF!),0),#REF!),\"\"))),\"\")","v":""},{"$f":"IF(OR($F99=\"X\",$F99=\"x\"),IF(AD$68=\"\",\"\",IF(INDEX(BPF_Summary_Lookup,MATCH($B99,INDEX(BPF_Summary_Lookup,,#REF!),0),#REF!)=FALSE,\"\",IF(AD$68=\"Electricity\",$CO99,IF(AD$68=\"Natural Gas\",$CQ99,\"\")))),\"\")","v":""},{"$f":"IF(OR($F99=\"X\",$F99=\"x\"),IF(AE$68=\"\",\"\",IF(INDEX(BPF_Summary_Lookup,MATCH($B99,INDEX(BPF_Summary_Lookup,,#REF!),0),#REF!)=FALSE,\"\",IF(AE$68=\"Electricity\",$CU99,IF(AE$68=\"Natural Gas\",$CW99,\"\")))),\"\")","v":""},{"$f":"IF(OR($F99=\"X\",$F99=\"x\"),IF(INDEX(BPF_Summary_Lookup,MATCH($B99,INDEX(BPF_Summary_Lookup,,#REF!),0),#REF!)=FALSE,\"\",IF(AF$68=\"Electricity\",INDEX(BPF_Summary_Lookup,MATCH($B99,INDEX(BPF_Summary_Lookup,,#REF!),0),#REF!)*1000*0.000453592,IF(AF$68=\"Natural Gas\",INDEX(BPF_Summary_Lookup,MATCH($B99,INDEX(BPF_Summary_Lookup,,#REF!),0),#REF!)*1000*0.000453592,\"\"))),\"\")","v":""},{"$f":"IF(OR($F99=\"X\",$F99=\"x\"),IF(INDEX(BPF_Summary_Lookup,MATCH($B99,INDEX(BPF_Summary_Lookup,,#REF!),0),#REF!)=FALSE,\"\",IF(AG$68=\"Electricity\",INDEX(BPF_Summary_Lookup,MATCH($B99,INDEX(BPF_Summary_Lookup,,#REF!),0),#REF!),IF(AG$68=\"Natural Gas\",INDEX(BPF_Summary_Lookup,MATCH($B99,INDEX(BPF_Summary_Lookup,,#REF!),0),#REF!),\"\"))),\"\")","v":""},{"$f":"IF(OR($F99=\"X\",$F99=\"x\"),IF(AH$68=\"\",\"\",IF(INDEX(BPF_Summary_Lookup,MATCH($B99,INDEX(BPF_Summary_Lookup,,#REF!),0),#REF!)=FALSE,\"\",IF(AH$68=\"Electricity\",$CO99,IF(AH$68=\"Natural Gas\",$CQ99,\"\")))),\"\")","v":""},{"$f":"IF(OR($F99=\"X\",$F99=\"x\"),IF(AI$68=\"\",\"\",IF(INDEX(BPF_Summary_Lookup,MATCH($B99,INDEX(BPF_Summary_Lookup,,#REF!),0),#REF!)=FALSE,\"\",IF(AI$68=\"Electricity\",$CU99,IF(AI$68=\"Natural Gas\",$CW99,\"\")))),\"\")","v":""},{"$f":"IF(OR($F99=\"X\",$F99=\"x\"),IF(INDEX(BPF_Summary_Lookup,MATCH($B99,INDEX(BPF_Summary_Lookup,,#REF!),0),#REF!)=FALSE,\"\",IF(AJ$68=\"Electricity\",INDEX(BPF_Summary_Lookup,MATCH($B99,INDEX(BPF_Summary_Lookup,,#REF!),0),#REF!)*1000*0.000453592,IF(AJ$68=\"Natural Gas\",INDEX(BPF_Summary_Lookup,MATCH($B99,INDEX(BPF_Summary_Lookup,,#REF!),0),#REF!)*1000*0.000453592,\"\"))),\"\")","v":""},{"$f":"IF(OR($F99=\"X\",$F99=\"x\"),IF(INDEX(BPF_Summary_Lookup,MATCH($B99,INDEX(BPF_Summary_Lookup,,#REF!),0),#REF!)=FALSE,\"\",IF(AK$68=\"Electricity\",INDEX(BPF_Summary_Lookup,MATCH($B99,INDEX(BPF_Summary_Lookup,,#REF!),0),#REF!),IF(AK$68=\"Natural Gas\",INDEX(BPF_Summary_Lookup,MATCH($B99,INDEX(BPF_Summary_Lookup,,#REF!),0),#REF!),\"\"))),\"\")","v":""},{"$f":"IF(OR($F99=\"X\",$F99=\"x\"),IF(AL$68=\"\",\"\",IF(INDEX(BPF_Summary_Lookup,MATCH($B99,INDEX(BPF_Summary_Lookup,,#REF!),0),#REF!)=FALSE,\"\",IF(AL$68=\"Electricity\",$CO99,IF(AL$68=\"Natural Gas\",$CQ99,\"\")))),\"\")","v":""},{"$f":"IF(OR($F99=\"X\",$F99=\"x\"),IF(AM$68=\"\",\"\",IF(INDEX(BPF_Summary_Lookup,MATCH($B99,INDEX(BPF_Summary_Lookup,,#REF!),0),#REF!)=FALSE,\"\",IF(AM$68=\"Electricity\",$CU99,IF(AM$68=\"Natural Gas\",$CW99,\"\")))),\"\")","v":""},{"$f":"IF(OR($F99=\"X\",$F99=\"x\"),IF(INDEX(BPF_Summary_Lookup,MATCH($B99,INDEX(BPF_Summary_Lookup,,#REF!),0),#REF!)=FALSE,\"\",IF(AN$68=\"Electricity\",INDEX(BPF_Summary_Lookup,MATCH($B99,INDEX(BPF_Summary_Lookup,,#REF!),0),#REF!)*1000*0.000453592,IF(AN$68=\"Natural Gas\",INDEX(BPF_Summary_Lookup,MATCH($B99,INDEX(BPF_Summary_Lookup,,#REF!),0),#REF!)*1000*0.000453592,\"\"))),\"\")","v":""},{"$f":"IF(OR($F99=\"X\",$F99=\"x\"),IF(INDEX(BPF_Summary_Lookup,MATCH($B99,INDEX(BPF_Summary_Lookup,,#REF!),0),#REF!)=FALSE,\"\",IF(AO$68=\"Electricity\",INDEX(BPF_Summary_Lookup,MATCH($B99,INDEX(BPF_Summary_Lookup,,#REF!),0),#REF!),IF(AO$68=\"Natural Gas\",INDEX(BPF_Summary_Lookup,MATCH($B99,INDEX(BPF_Summary_Lookup,,#REF!),0),#REF!),\"\"))),\"\")","v":""},{"$f":"IF(OR($F99=\"X\",$F99=\"x\"),IF(AP$68=\"\",\"\",IF(INDEX(BPF_Summary_Lookup,MATCH($B99,INDEX(BPF_Summary_Lookup,,#REF!),0),#REF!)=FALSE,\"\",IF(AP$68=\"Electricity\",$CO99,IF(AP$68=\"Natural Gas\",$CQ99,\"\")))),\"\")","v":""},{"$f":"IF(OR($F99=\"X\",$F99=\"x\"),IF(AQ$68=\"\",\"\",IF(INDEX(BPF_Summary_Lookup,MATCH($B99,INDEX(BPF_Summary_Lookup,,#REF!),0),#REF!)=FALSE,\"\",IF(AQ$68=\"Electricity\",$CU99,IF(AQ$68=\"Natural Gas\",$CW99,\"\")))),\"\")","v":""},{"$f":"IF(OR($F99=\"X\",$F99=\"x\"),IF(INDEX(BPF_Summary_Lookup,MATCH($B99,INDEX(BPF_Summary_Lookup,,#REF!),0),#REF!)=FALSE,\"\",IF(AR$68=\"Electricity\",INDEX(BPF_Summary_Lookup,MATCH($B99,INDEX(BPF_Summary_Lookup,,#REF!),0),#REF!)*1000*0.000453592,IF(AR$68=\"Natural Gas\",INDEX(BPF_Summary_Lookup,MATCH($B99,INDEX(BPF_Summary_Lookup,,#REF!),0),#REF!)*1000*0.000453592,\"\"))),\"\")","v":""},{"$f":"IF(OR($F99=\"X\",$F99=\"x\"),IF(INDEX(BPF_Summary_Lookup,MATCH($B99,INDEX(BPF_Summary_Lookup,,#REF!),0),#REF!)=FALSE,\"\",IF(AS$68=\"Electricity\",INDEX(BPF_Summary_Lookup,MATCH($B99,INDEX(BPF_Summary_Lookup,,#REF!),0),#REF!),IF(AS$68=\"Natural Gas\",INDEX(BPF_Summary_Lookup,MATCH($B99,INDEX(BPF_Summary_Lookup,,#REF!),0),#REF!),\"\"))),\"\")","v":""},{"$f":"IF(OR($F99=\"X\",$F99=\"x\"),IF(AT$68=\"\",\"\",IF(INDEX(BPF_Summary_Lookup,MATCH($B99,INDEX(BPF_Summary_Lookup,,#REF!),0),#REF!)=FALSE,\"\",IF(AT$68=\"Electricity\",$CO99,IF(AT$68=\"Natural Gas\",$CQ99,\"\")))),\"\")","v":""},{"$f":"IF(OR($F99=\"X\",$F99=\"x\"),IF(INDEX(BPF_Summary_Lookup,MATCH($B99,INDEX(BPF_Summary_Lookup,,#REF!),0),#REF!)=FALSE,\"\",INDEX(BPF_Summary_Lookup,MATCH($B99,INDEX(BPF_Summary_Lookup,,#REF!),0),#REF!)),\"\")","v":""},{"$f":"IF(OR($F99=\"X\",$F99=\"x\"),IF(INDEX(BPF_Summary_Lookup,MATCH($B99,INDEX(BPF_Summary_Lookup,,#REF!),0),#REF!)=FALSE,\"\",INDEX(BPF_Summary_Lookup,MATCH($B99,INDEX(BPF_Summary_Lookup,,#REF!),0),#REF!)),\"\")","v":""},{"$f":"IFERROR(INDEX(Ref_UnitConversions_Energy_Content_kBtu_Unit,IFERROR(MATCH($CL$72&INDEX(RE_EC_EnergyTypes,MATCH($CL$72,INDEX(RE_EC_EnergyTypes,,1),0),2),Ref_UnitConversions_Energy_Units_Lookup,0),MATCH(\"All\"&INDEX(RE_EC_EnergyTypes,MATCH($CL$72,INDEX(RE_EC_EnergyTypes,,1),0),2),Ref_UnitConversions_Energy_Units_Lookup,0)),)/CL99,\"\")","v":""},"",{"$f":"IFERROR(INDEX(Ref_UnitConversions_Energy_Content_kBtu_Unit,IFERROR(MATCH($CM$72&INDEX(RE_EC_EnergyTypes,MATCH($CM$72,INDEX(RE_EC_EnergyTypes,,1),0),2),Ref_UnitConversions_Energy_Units_Lookup,0),MATCH(\"All\"&INDEX(RE_EC_EnergyTypes,MATCH($CM$72,INDEX(RE_EC_EnergyTypes,,1),0),2),Ref_UnitConversions_Energy_Units_Lookup,0)),)/CM99,\"\")","v":""},"",{"$f":"IF(OR($F99=\"X\",$F99=\"x\"),IF(INDEX(BPF_Summary_Lookup,MATCH($B99,INDEX(BPF_Summary_Lookup,,#REF!),0),#REF!)=FALSE,\"\",INDEX(BPF_Summary_Lookup,MATCH($B99,INDEX(BPF_Summary_Lookup,,#REF!),0),#REF!)),\"\")","v":""},{"$f":"IF(OR($F99=\"X\",$F99=\"x\"),IF(INDEX(BPF_Summary_Lookup,MATCH($B99,INDEX(BPF_Summary_Lookup,,#REF!),0),#REF!)=FALSE,\"\",INDEX(BPF_Summary_Lookup,MATCH($B99,INDEX(BPF_Summary_Lookup,,#REF!),0),#REF!)),\"\")","v":""},{"$f":"IFERROR(INDEX(Ref_UnitConversions_Energy_Content_kBtu_Unit,IFERROR(MATCH($CL$72&INDEX(RE_EC_EnergyTypes,MATCH($CL$72,INDEX(RE_EC_EnergyTypes,,1),0),2),Ref_UnitConversions_Energy_Units_Lookup,0),MATCH(\"All\"&INDEX(RE_EC_EnergyTypes,MATCH($CL$72,INDEX(RE_EC_EnergyTypes,,1),0),2),Ref_UnitConversions_Energy_Units_Lookup,0)),),\"\")","v":3.4119999999999999},"",{"$f":"IFERROR(INDEX(Ref_UnitConversions_Energy_Content_kBtu_Unit,IFERROR(MATCH($CM$72&INDEX(RE_EC_EnergyTypes,MATCH($CM$72,INDEX(RE_EC_EnergyTypes,,1),0),2),Ref_UnitConversions_Energy_Units_Lookup,0),MATCH(\"All\"&INDEX(RE_EC_EnergyTypes,MATCH($CM$72,INDEX(RE_EC_EnergyTypes,,1),0),2),Ref_UnitConversions_Energy_Units_Lookup,0)),),\"\")","v":102.9},""]
[null,27,{"$f":"IF(INDEX(ProgSetup_Program_List,B100,)=\"\",5/0, IF(ProgSetup_Miscellaneous_Customization=TRUE,1,5/0))","v":{"$error":"#DIV/0!"}},null,{"$f":"INDEX(ProgSetup_Program_List,B100,1)& \"\"","v":""},null,{"$f":"IF(OR($F100=\"X\",$F100=\"x\"),IF(G$68=\"\",\"\",IF(INDEX(BPF_Summary_Lookup,MATCH($B100,INDEX(BPF_Summary_Lookup,,#REF!),0),#REF!)=FALSE,\"\",IF(G$68=\"Electricity\",$CU100,IF(G$68=\"Natural Gas\",$CW100,\"\")))),\"\")","v":""},{"$f":"IF(OR($F100=\"X\",$F100=\"x\"),IF(INDEX(BPF_Summary_Lookup,MATCH($B100,INDEX(BPF_Summary_Lookup,,#REF!),0),#REF!)=FALSE,\"\",IF(H$68=\"Electricity\",INDEX(BPF_Summary_Lookup,MATCH($B100,INDEX(BPF_Summary_Lookup,,#REF!),0),#REF!)*1000*0.000453592,IF(H$68=\"Natural Gas\",INDEX(BPF_Summary_Lookup,MATCH($B100,INDEX(BPF_Summary_Lookup,,#REF!),0),#REF!)*1000*0.000453592,\"\"))),\"\")","v":""},{"$f":"IF(OR($F100=\"X\",$F100=\"x\"),IF(INDEX(BPF_Summary_Lookup,MATCH($B100,INDEX(BPF_Summary_Lookup,,#REF!),0),#REF!)=FALSE,\"\",IF(I$68=\"Electricity\",INDEX(BPF_Summary_Lookup,MATCH($B100,INDEX(BPF_Summary_Lookup,,#REF!),0),#REF!),IF(I$68=\"Natural Gas\",INDEX(BPF_Summary_Lookup,MATCH($B100,INDEX(BPF_Summary_Lookup,,#REF!),0),#REF!),\"\"))),\"\")","v":""},{"$f":"IF(OR($F100=\"X\",$F100=\"x\"),IF(J$68=\"\",\"\",IF(INDEX(BPF_Summary_Lookup,MATCH($B100,INDEX(BPF_Summary_Lookup,,#REF!),0),#REF!)=FALSE,\"\",IF(J$68=\"Electricity\",$CO100,IF(J$68=\"Natural Gas\",$CQ100,\"\")))),\"\")","v":""},{"$f":"IF(OR($F100=\"X\",$F100=\"x\"),IF(K$68=\"\",\"\",IF(INDEX(BPF_Summary_Lookup,MATCH($B100,INDEX(BPF_Summary_Lookup,,#REF!),0),#REF!)=FALSE,\"\",IF(K$68=\"Electricity\",$CU100,IF(K$68=\"Natural Gas\",$CW100,\"\")))),\"\")","v":""},{"$f":"IF(OR($F100=\"X\",$F100=\"x\"),IF(INDEX(BPF_Summary_Lookup,MATCH($B100,INDEX(BPF_Summary_Lookup,,#REF!),0),#REF!)=FALSE,\"\",IF(L$68=\"Electricity\",INDEX(BPF_Summary_Lookup,MATCH($B100,INDEX(BPF_Summary_Lookup,,#REF!),0),#REF!)*1000*0.000453592,IF(L$68=\"Natural Gas\",INDEX(BPF_Summary_Lookup,MATCH($B100,INDEX(BPF_Summary_Lookup,,#REF!),0),#REF!)*1000*0.000453592,\"\"))),\"\")","v":""},{"$f":"IF(OR($F100=\"X\",$F100=\"x\"),IF(INDEX(BPF_Summary_Lookup,MATCH($B100,INDEX(BPF_Summary_Lookup,,#REF!),0),#REF!)=FALSE,\"\",IF(M$68=\"Electricity\",INDEX(BPF_Summary_Lookup,MATCH($B100,INDEX(BPF_Summary_Lookup,,#REF!),0),#REF!),IF(M$68=\"Natural Gas\",INDEX(BPF_Summary_Lookup,MATCH($B100,INDEX(BPF_Summary_Lookup,,#REF!),0),#REF!),\"\"))),\"\")","v":""},{"$f":"IF(OR($F100=\"X\",$F100=\"x\"),IF(N$68=\"\",\"\",IF(INDEX(BPF_Summary_Lookup,MATCH($B100,INDEX(BPF_Summary_Lookup,,#REF!),0),#REF!)=FALSE,\"\",IF(N$68=\"Electricity\",$CO100,IF(N$68=\"Natural Gas\",$CQ100,\"\")))),\"\")","v":""},{"$f":"IF(OR($F100=\"X\",$F100=\"x\"),IF(O$68=\"\",\"\",IF(INDEX(BPF_Summary_Lookup,MATCH($B100,INDEX(BPF_Summary_Lookup,,#REF!),0),#REF!)=FALSE,\"\",IF(O$68=\"Electricity\",$CU100,IF(O$68=\"Natural Gas\",$CW100,\"\")))),\"\")","v":""},{"$f":"IF(OR($F100=\"X\",$F100=\"x\"),IF(INDEX(BPF_Summary_Lookup,MATCH($B100,INDEX(BPF_Summary_Lookup,,#REF!),0),#REF!)=FALSE,\"\",IF(P$68=\"Electricity\",INDEX(BPF_Summary_Lookup,MATCH($B100,INDEX(BPF_Summary_Lookup,,#REF!),0),#REF!)*1000*0.000453592,IF(P$68=\"Natural Gas\",INDEX(BPF_Summary_Lookup,MATCH($B100,INDEX(BPF_Summary_Lookup,,#REF!),0),#REF!)*1000*0.000453592,\"\"))),\"\")","v":""},{"$f":"IF(OR($F100=\"X\",$F100=\"x\"),IF(INDEX(BPF_Summary_Lookup,MATCH($B100,INDEX(BPF_Summary_Lookup,,#REF!),0),#REF!)=FALSE,\"\",IF(Q$68=\"Electricity\",INDEX(BPF_Summary_Lookup,MATCH($B100,INDEX(BPF_Summary_Lookup,,#REF!),0),#REF!),IF(Q$68=\"Natural Gas\",INDEX(BPF_Summary_Lookup,MATCH($B100,INDEX(BPF_Summary_Lookup,,#REF!),0),#REF!),\"\"))),\"\")","v":""},{"$f":"IF(OR($F100=\"X\",$F100=\"x\"),IF(R$68=\"\",\"\",IF(INDEX(BPF_Summary_Lookup,MATCH($B100,INDEX(BPF_Summary_Lookup,,#REF!),0),#REF!)=FALSE,\"\",IF(R$68=\"Electricity\",$CO100,IF(R$68=\"Natural Gas\",$CQ100,\"\")))),\"\")","v":""},{"$f":"IF(OR($F100=\"X\",$F100=\"x\"),IF(S$68=\"\",\"\",IF(INDEX(BPF_Summary_Lookup,MATCH($B100,INDEX(BPF_Summary_Lookup,,#REF!),0),#REF!)=FALSE,\"\",IF(S$68=\"Electricity\",$CU100,IF(S$68=\"Natural Gas\",$CW100,\"\")))),\"\")","v":""},{"$f":"IF(OR($F100=\"X\",$F100=\"x\"),IF(INDEX(BPF_Summary_Lookup,MATCH($B100,INDEX(BPF_Summary_Lookup,,#REF!),0),#REF!)=FALSE,\"\",IF(T$68=\"Electricity\",INDEX(BPF_Summary_Lookup,MATCH($B100,INDEX(BPF_Summary_Lookup,,#REF!),0),#REF!)*1000*0.000453592,IF(T$68=\"Natural Gas\",INDEX(BPF_Summary_Lookup,MATCH($B100,INDEX(BPF_Summary_Lookup,,#REF!),0),#REF!)*1000*0.000453592,\"\"))),\"\")","v":""},{"$f":"IF(OR($F100=\"X\",$F100=\"x\"),IF(INDEX(BPF_Summary_Lookup,MATCH($B100,INDEX(BPF_Summary_Lookup,,#REF!),0),#REF!)=FALSE,\"\",IF(U$68=\"Electricity\",INDEX(BPF_Summary_Lookup,MATCH($B100,INDEX(BPF_Summary_Lookup,,#REF!),0),#REF!),IF(U$68=\"Natural Gas\",INDEX(BPF_Summary_Lookup,MATCH($B100,INDEX(BPF_Summary_Lookup,,#REF!),0),#REF!),\"\"))),\"\")","v":""},{"$f":"IF(OR($F100=\"X\",$F100=\"x\"),IF(V$68=\"\",\"\",IF(INDEX(BPF_Summary_Lookup,MATCH($B100,INDEX(BPF_Summary_Lookup,,#REF!),0),#REF!)=FALSE,\"\",IF(V$68=\"Electricity\",$CO100,IF(V$68=\"Natural Gas\",$CQ100,\"\")))),\"\")","v":""},{"$f":"IF(OR($F100=\"X\",$F100=\"x\"),IF(W$68=\"\",\"\",IF(INDEX(BPF_Summary_Lookup,MATCH($B100,INDEX(BPF_Summary_Lookup,,#REF!),0),#REF!)=FALSE,\"\",IF(W$68=\"Electricity\",$CU100,IF(W$68=\"Natural Gas\",$CW100,\"\")))),\"\")","v":""},{"$f":"IF(OR($F100=\"X\",$F100=\"x\"),IF(INDEX(BPF_Summary_Lookup,MATCH($B100,INDEX(BPF_Summary_Lookup,,#REF!),0),#REF!)=FALSE,\"\",IF(X$68=\"Electricity\",INDEX(BPF_Summary_Lookup,MATCH($B100,INDEX(BPF_Summary_Lookup,,#REF!),0),#REF!)*1000*0.000453592,IF(X$68=\"Natural Gas\",INDEX(BPF_Summary_Lookup,MATCH($B100,INDEX(BPF_Summary_Lookup,,#REF!),0),#REF!)*1000*0.000453592,\"\"))),\"\")","v":""},{"$f":"IF(OR($F100=\"X\",$F100=\"x\"),IF(INDEX(BPF_Summary_Lookup,MATCH($B100,INDEX(BPF_Summary_Lookup,,#REF!),0),#REF!)=FALSE,\"\",IF(Y$68=\"Electricity\",INDEX(BPF_Summary_Lookup,MATCH($B100,INDEX(BPF_Summary_Lookup,,#REF!),0),#REF!),IF(Y$68=\"Natural Gas\",INDEX(BPF_Summary_Lookup,MATCH($B100,INDEX(BPF_Summary_Lookup,,#REF!),0),#REF!),\"\"))),\"\")","v":""},{"$f":"IF(OR($F100=\"X\",$F100=\"x\"),IF(Z$68=\"\",\"\",IF(INDEX(BPF_Summary_Lookup,MATCH($B100,INDEX(BPF_Summary_Lookup,,#REF!),0),#REF!)=FALSE,\"\",IF(Z$68=\"Electricity\",$CO100,IF(Z$68=\"Natural Gas\",$CQ100,\"\")))),\"\")","v":""},{"$f":"IF(OR($F100=\"X\",$F100=\"x\"),IF(AA$68=\"\",\"\",IF(INDEX(BPF_Summary_Lookup,MATCH($B100,INDEX(BPF_Summary_Lookup,,#REF!),0),#REF!)=FALSE,\"\",IF(AA$68=\"Electricity\",$CU100,IF(AA$68=\"Natural Gas\",$CW100,\"\")))),\"\")","v":""},{"$f":"IF(OR($F100=\"X\",$F100=\"x\"),IF(INDEX(BPF_Summary_Lookup,MATCH($B100,INDEX(BPF_Summary_Lookup,,#REF!),0),#REF!)=FALSE,\"\",IF(AB$68=\"Electricity\",INDEX(BPF_Summary_Lookup,MATCH($B100,INDEX(BPF_Summary_Lookup,,#REF!),0),#REF!)*1000*0.000453592,IF(AB$68=\"Natural Gas\",INDEX(BPF_Summary_Lookup,MATCH($B100,INDEX(BPF_Summary_Lookup,,#REF!),0),#REF!)*1000*0.000453592,\"\"))),\"\")","v":""},{"$f":"IF(OR($F100=\"X\",$F100=\"x\"),IF(INDEX(BPF_Summary_Lookup,MATCH($B100,INDEX(BPF_Summary_Lookup,,#REF!),0),#REF!)=FALSE,\"\",IF(AC$68=\"Electricity\",INDEX(BPF_Summary_Lookup,MATCH($B100,INDEX(BPF_Summary_Lookup,,#REF!),0),#REF!),IF(AC$68=\"Natural Gas\",INDEX(BPF_Summary_Lookup,MATCH($B100,INDEX(BPF_Summary_Lookup,,#REF!),0),#REF!),\"\"))),\"\")","v":""},{"$f":"IF(OR($F100=\"X\",$F100=\"x\"),IF(AD$68=\"\",\"\",IF(INDEX(BPF_Summary_Lookup,MATCH($B100,INDEX(BPF_Summary_Lookup,,#REF!),0),#REF!)=FALSE,\"\",IF(AD$68=\"Electricity\",$CO100,IF(AD$68=\"Natural Gas\",$CQ100,\"\")))),\"\")","v":""},{"$f":"IF(OR($F100=\"X\",$F100=\"x\"),IF(AE$68=\"\",\"\",IF(INDEX(BPF_Summary_Lookup,MATCH($B100,INDEX(BPF_Summary_Lookup,,#REF!),0),#REF!)=FALSE,\"\",IF(AE$68=\"Electricity\",$CU100,IF(AE$68=\"Natural Gas\",$CW100,\"\")))),\"\")","v":""},{"$f":"IF(OR($F100=\"X\",$F100=\"x\"),IF(INDEX(BPF_Summary_Lookup,MATCH($B100,INDEX(BPF_Summary_Lookup,,#REF!),0),#REF!)=FALSE,\"\",IF(AF$68=\"Electricity\",INDEX(BPF_Summary_Lookup,MATCH($B100,INDEX(BPF_Summary_Lookup,,#REF!),0),#REF!)*1000*0.000453592,IF(AF$68=\"Natural Gas\",INDEX(BPF_Summary_Lookup,MATCH($B100,INDEX(BPF_Summary_Lookup,,#REF!),0),#REF!)*1000*0.000453592,\"\"))),\"\")","v":""},{"$f":"IF(OR($F100=\"X\",$F100=\"x\"),IF(INDEX(BPF_Summary_Lookup,MATCH($B100,INDEX(BPF_Summary_Lookup,,#REF!),0),#REF!)=FALSE,\"\",IF(AG$68=\"Electricity\",INDEX(BPF_Summary_Lookup,MATCH($B100,INDEX(BPF_Summary_Lookup,,#REF!),0),#REF!),IF(AG$68=\"Natural Gas\",INDEX(BPF_Summary_Lookup,MATCH($B100,INDEX(BPF_Summary_Lookup,,#REF!),0),#REF!),\"\"))),\"\")","v":""},{"$f":"IF(OR($F100=\"X\",$F100=\"x\"),IF(AH$68=\"\",\"\",IF(INDEX(BPF_Summary_Lookup,MATCH($B100,INDEX(BPF_Summary_Lookup,,#REF!),0),#REF!)=FALSE,\"\",IF(AH$68=\"Electricity\",$CO100,IF(AH$68=\"Natural Gas\",$CQ100,\"\")))),\"\")","v":""},{"$f":"IF(OR($F100=\"X\",$F100=\"x\"),IF(AI$68=\"\",\"\",IF(INDEX(BPF_Summary_Lookup,MATCH($B100,INDEX(BPF_Summary_Lookup,,#REF!),0),#REF!)=FALSE,\"\",IF(AI$68=\"Electricity\",$CU100,IF(AI$68=\"Natural Gas\",$CW100,\"\")))),\"\")","v":""},{"$f":"IF(OR($F100=\"X\",$F100=\"x\"),IF(INDEX(BPF_Summary_Lookup,MATCH($B100,INDEX(BPF_Summary_Lookup,,#REF!),0),#REF!)=FALSE,\"\",IF(AJ$68=\"Electricity\",INDEX(BPF_Summary_Lookup,MATCH($B100,INDEX(BPF_Summary_Lookup,,#REF!),0),#REF!)*1000*0.000453592,IF(AJ$68=\"Natural Gas\",INDEX(BPF_Summary_Lookup,MATCH($B100,INDEX(BPF_Summary_Lookup,,#REF!),0),#REF!)*1000*0.000453592,\"\"))),\"\")","v":""},{"$f":"IF(OR($F100=\"X\",$F100=\"x\"),IF(INDEX(BPF_Summary_Lookup,MATCH($B100,INDEX(BPF_Summary_Lookup,,#REF!),0),#REF!)=FALSE,\"\",IF(AK$68=\"Electricity\",INDEX(BPF_Summary_Lookup,MATCH($B100,INDEX(BPF_Summary_Lookup,,#REF!),0),#REF!),IF(AK$68=\"Natural Gas\",INDEX(BPF_Summary_Lookup,MATCH($B100,INDEX(BPF_Summary_Lookup,,#REF!),0),#REF!),\"\"))),\"\")","v":""},{"$f":"IF(OR($F100=\"X\",$F100=\"x\"),IF(AL$68=\"\",\"\",IF(INDEX(BPF_Summary_Lookup,MATCH($B100,INDEX(BPF_Summary_Lookup,,#REF!),0),#REF!)=FALSE,\"\",IF(AL$68=\"Electricity\",$CO100,IF(AL$68=\"Natural Gas\",$CQ100,\"\")))),\"\")","v":""},{"$f":"IF(OR($F100=\"X\",$F100=\"x\"),IF(AM$68=\"\",\"\",IF(INDEX(BPF_Summary_Lookup,MATCH($B100,INDEX(BPF_Summary_Lookup,,#REF!),0),#REF!)=FALSE,\"\",IF(AM$68=\"Electricity\",$CU100,IF(AM$68=\"Natural Gas\",$CW100,\"\")))),\"\")","v":""},{"$f":"IF(OR($F100=\"X\",$F100=\"x\"),IF(INDEX(BPF_Summary_Lookup,MATCH($B100,INDEX(BPF_Summary_Lookup,,#REF!),0),#REF!)=FALSE,\"\",IF(AN$68=\"Electricity\",INDEX(BPF_Summary_Lookup,MATCH($B100,INDEX(BPF_Summary_Lookup,,#REF!),0),#REF!)*1000*0.000453592,IF(AN$68=\"Natural Gas\",INDEX(BPF_Summary_Lookup,MATCH($B100,INDEX(BPF_Summary_Lookup,,#REF!),0),#REF!)*1000*0.000453592,\"\"))),\"\")","v":""},{"$f":"IF(OR($F100=\"X\",$F100=\"x\"),IF(INDEX(BPF_Summary_Lookup,MATCH($B100,INDEX(BPF_Summary_Lookup,,#REF!),0),#REF!)=FALSE,\"\",IF(AO$68=\"Electricity\",INDEX(BPF_Summary_Lookup,MATCH($B100,INDEX(BPF_Summary_Lookup,,#REF!),0),#REF!),IF(AO$68=\"Natural Gas\",INDEX(BPF_Summary_Lookup,MATCH($B100,INDEX(BPF_Summary_Lookup,,#REF!),0),#REF!),\"\"))),\"\")","v":""},{"$f":"IF(OR($F100=\"X\",$F100=\"x\"),IF(AP$68=\"\",\"\",IF(INDEX(BPF_Summary_Lookup,MATCH($B100,INDEX(BPF_Summary_Lookup,,#REF!),0),#REF!)=FALSE,\"\",IF(AP$68=\"Electricity\",$CO100,IF(AP$68=\"Natural Gas\",$CQ100,\"\")))),\"\")","v":""},{"$f":"IF(OR($F100=\"X\",$F100=\"x\"),IF(AQ$68=\"\",\"\",IF(INDEX(BPF_Summary_Lookup,MATCH($B100,INDEX(BPF_Summary_Lookup,,#REF!),0),#REF!)=FALSE,\"\",IF(AQ$68=\"Electricity\",$CU100,IF(AQ$68=\"Natural Gas\",$CW100,\"\")))),\"\")","v":""},{"$f":"IF(OR($F100=\"X\",$F100=\"x\"),IF(INDEX(BPF_Summary_Lookup,MATCH($B100,INDEX(BPF_Summary_Lookup,,#REF!),0),#REF!)=FALSE,\"\",IF(AR$68=\"Electricity\",INDEX(BPF_Summary_Lookup,MATCH($B100,INDEX(BPF_Summary_Lookup,,#REF!),0),#REF!)*1000*0.000453592,IF(AR$68=\"Natural Gas\",INDEX(BPF_Summary_Lookup,MATCH($B100,INDEX(BPF_Summary_Lookup,,#REF!),0),#REF!)*1000*0.000453592,\"\"))),\"\")","v":""},{"$f":"IF(OR($F100=\"X\",$F100=\"x\"),IF(INDEX(BPF_Summary_Lookup,MATCH($B100,INDEX(BPF_Summary_Lookup,,#REF!),0),#REF!)=FALSE,\"\",IF(AS$68=\"Electricity\",INDEX(BPF_Summary_Lookup,MATCH($B100,INDEX(BPF_Summary_Lookup,,#REF!),0),#REF!),IF(AS$68=\"Natural Gas\",INDEX(BPF_Summary_Lookup,MATCH($B100,INDEX(BPF_Summary_Lookup,,#REF!),0),#REF!),\"\"))),\"\")","v":""},{"$f":"IF(OR($F100=\"X\",$F100=\"x\"),IF(AT$68=\"\",\"\",IF(INDEX(BPF_Summary_Lookup,MATCH($B100,INDEX(BPF_Summary_Lookup,,#REF!),0),#REF!)=FALSE,\"\",IF(AT$68=\"Electricity\",$CO100,IF(AT$68=\"Natural Gas\",$CQ100,\"\")))),\"\")","v":""},null,null,null,{"$f":"IF(OR($F100=\"X\",$F100=\"x\"),IF(G$68=\"\",\"\",IF(INDEX(BPF_Summary_Lookup,MATCH($B100,INDEX(BPF_Summary_Lookup,,#REF!),0),#REF!)=FALSE,\"\",IF(G$68=\"Electricity\",$CU100,IF(G$68=\"Natural Gas\",$CW100,\"\")))),\"\")","v":""},{"$f":"IF(OR($F100=\"X\",$F100=\"x\"),IF(INDEX(BPF_Summary_Lookup,MATCH($B100,INDEX(BPF_Summary_Lookup,,#REF!),0),#REF!)=FALSE,\"\",IF(H$68=\"Electricity\",INDEX(BPF_Summary_Lookup,MATCH($B100,INDEX(BPF_Summary_Lookup,,#REF!),0),#REF!)*1000*0.000453592,IF(H$68=\"Natural Gas\",INDEX(BPF_Summary_Lookup,MATCH($B100,INDEX(BPF_Summary_Lookup,,#REF!),0),#REF!)*1000*0.000453592,\"\"))),\"\")","v":""},{"$f":"IF(OR($F100=\"X\",$F100=\"x\"),IF(INDEX(BPF_Summary_Lookup,MATCH($B100,INDEX(BPF_Summary_Lookup,,#REF!),0),#REF!)=FALSE,\"\",IF(I$68=\"Electricity\",INDEX(BPF_Summary_Lookup,MATCH($B100,INDEX(BPF_Summary_Lookup,,#REF!),0),#REF!),IF(I$68=\"Natural Gas\",INDEX(BPF_Summary_Lookup,MATCH($B100,INDEX(BPF_Summary_Lookup,,#REF!),0),#REF!),\"\"))),\"\")","v":""},{"$f":"IF(OR($F100=\"X\",$F100=\"x\"),IF(J$68=\"\",\"\",IF(INDEX(BPF_Summary_Lookup,MATCH($B100,INDEX(BPF_Summary_Lookup,,#REF!),0),#REF!)=FALSE,\"\",IF(J$68=\"Electricity\",$CO100,IF(J$68=\"Natural Gas\",$CQ100,\"\")))),\"\")","v":""},{"$f":"IF(OR($F100=\"X\",$F100=\"x\"),IF(K$68=\"\",\"\",IF(INDEX(BPF_Summary_Lookup,MATCH($B100,INDEX(BPF_Summary_Lookup,,#REF!),0),#REF!)=FALSE,\"\",IF(K$68=\"Electricity\",$CU100,IF(K$68=\"Natural Gas\",$CW100,\"\")))),\"\")","v":""},{"$f":"IF(OR($F100=\"X\",$F100=\"x\"),IF(INDEX(BPF_Summary_Lookup,MATCH($B100,INDEX(BPF_Summary_Lookup,,#REF!),0),#REF!)=FALSE,\"\",IF(L$68=\"Electricity\",INDEX(BPF_Summary_Lookup,MATCH($B100,INDEX(BPF_Summary_Lookup,,#REF!),0),#REF!)*1000*0.000453592,IF(L$68=\"Natural Gas\",INDEX(BPF_Summary_Lookup,MATCH($B100,INDEX(BPF_Summary_Lookup,,#REF!),0),#REF!)*1000*0.000453592,\"\"))),\"\")","v":""},{"$f":"IF(OR($F100=\"X\",$F100=\"x\"),IF(INDEX(BPF_Summary_Lookup,MATCH($B100,INDEX(BPF_Summary_Lookup,,#REF!),0),#REF!)=FALSE,\"\",IF(M$68=\"Electricity\",INDEX(BPF_Summary_Lookup,MATCH($B100,INDEX(BPF_Summary_Lookup,,#REF!),0),#REF!),IF(M$68=\"Natural Gas\",INDEX(BPF_Summary_Lookup,MATCH($B100,INDEX(BPF_Summary_Lookup,,#REF!),0),#REF!),\"\"))),\"\")","v":""},{"$f":"IF(OR($F100=\"X\",$F100=\"x\"),IF(N$68=\"\",\"\",IF(INDEX(BPF_Summary_Lookup,MATCH($B100,INDEX(BPF_Summary_Lookup,,#REF!),0),#REF!)=FALSE,\"\",IF(N$68=\"Electricity\",$CO100,IF(N$68=\"Natural Gas\",$CQ100,\"\")))),\"\")","v":""},{"$f":"IF(OR($F100=\"X\",$F100=\"x\"),IF(O$68=\"\",\"\",IF(INDEX(BPF_Summary_Lookup,MATCH($B100,INDEX(BPF_Summary_Lookup,,#REF!),0),#REF!)=FALSE,\"\",IF(O$68=\"Electricity\",$CU100,IF(O$68=\"Natural Gas\",$CW100,\"\")))),\"\")","v":""},{"$f":"IF(OR($F100=\"X\",$F100=\"x\"),IF(INDEX(BPF_Summary_Lookup,MATCH($B100,INDEX(BPF_Summary_Lookup,,#REF!),0),#REF!)=FALSE,\"\",IF(P$68=\"Electricity\",INDEX(BPF_Summary_Lookup,MATCH($B100,INDEX(BPF_Summary_Lookup,,#REF!),0),#REF!)*1000*0.000453592,IF(P$68=\"Natural Gas\",INDEX(BPF_Summary_Lookup,MATCH($B100,INDEX(BPF_Summary_Lookup,,#REF!),0),#REF!)*1000*0.000453592,\"\"))),\"\")","v":""},{"$f":"IF(OR($F100=\"X\",$F100=\"x\"),IF(INDEX(BPF_Summary_Lookup,MATCH($B100,INDEX(BPF_Summary_Lookup,,#REF!),0),#REF!)=FALSE,\"\",IF(Q$68=\"Electricity\",INDEX(BPF_Summary_Lookup,MATCH($B100,INDEX(BPF_Summary_Lookup,,#REF!),0),#REF!),IF(Q$68=\"Natural Gas\",INDEX(BPF_Summary_Lookup,MATCH($B100,INDEX(BPF_Summary_Lookup,,#REF!),0),#REF!),\"\"))),\"\")","v":""},{"$f":"IF(OR($F100=\"X\",$F100=\"x\"),IF(R$68=\"\",\"\",IF(INDEX(BPF_Summary_Lookup,MATCH($B100,INDEX(BPF_Summary_Lookup,,#REF!),0),#REF!)=FALSE,\"\",IF(R$68=\"Electricity\",$CO100,IF(R$68=\"Natural Gas\",$CQ100,\"\")))),\"\")","v":""},{"$f":"IF(OR($F100=\"X\",$F100=\"x\"),IF(S$68=\"\",\"\",IF(INDEX(BPF_Summary_Lookup,MATCH($B100,INDEX(BPF_Summary_Lookup,,#REF!),0),#REF!)=FALSE,\"\",IF(S$68=\"Electricity\",$CU100,IF(S$68=\"Natural Gas\",$CW100,\"\")))),\"\")","v":""},{"$f":"IF(OR($F100=\"X\",$F100=\"x\"),IF(INDEX(BPF_Summary_Lookup,MATCH($B100,INDEX(BPF_Summary_Lookup,,#REF!),0),#REF!)=FALSE,\"\",IF(T$68=\"Electricity\",INDEX(BPF_Summary_Lookup,MATCH($B100,INDEX(BPF_Summary_Lookup,,#REF!),0),#REF!)*1000*0.000453592,IF(T$68=\"Natural Gas\",INDEX(BPF_Summary_Lookup,MATCH($B100,INDEX(BPF_Summary_Lookup,,#REF!),0),#REF!)*1000*0.000453592,\"\"))),\"\")","v":""},{"$f":"IF(OR($F100=\"X\",$F100=\"x\"),IF(INDEX(BPF_Summary_Lookup,MATCH($B100,INDEX(BPF_Summary_Lookup,,#REF!),0),#REF!)=FALSE,\"\",IF(U$68=\"Electricity\",INDEX(BPF_Summary_Lookup,MATCH($B100,INDEX(BPF_Summary_Lookup,,#REF!),0),#REF!),IF(U$68=\"Natural Gas\",INDEX(BPF_Summary_Lookup,MATCH($B100,INDEX(BPF_Summary_Lookup,,#REF!),0),#REF!),\"\"))),\"\")","v":""},{"$f":"IF(OR($F100=\"X\",$F100=\"x\"),IF(V$68=\"\",\"\",IF(INDEX(BPF_Summary_Lookup,MATCH($B100,INDEX(BPF_Summary_Lookup,,#REF!),0),#REF!)=FALSE,\"\",IF(V$68=\"Electricity\",$CO100,IF(V$68=\"Natural Gas\",$CQ100,\"\")))),\"\")","v":""},{"$f":"IF(OR($F100=\"X\",$F100=\"x\"),IF(W$68=\"\",\"\",IF(INDEX(BPF_Summary_Lookup,MATCH($B100,INDEX(BPF_Summary_Lookup,,#REF!),0),#REF!)=FALSE,\"\",IF(W$68=\"Electricity\",$CU100,IF(W$68=\"Natural Gas\",$CW100,\"\")))),\"\")","v":""},{"$f":"IF(OR($F100=\"X\",$F100=\"x\"),IF(INDEX(BPF_Summary_Lookup,MATCH($B100,INDEX(BPF_Summary_Lookup,,#REF!),0),#REF!)=FALSE,\"\",IF(X$68=\"Electricity\",INDEX(BPF_Summary_Lookup,MATCH($B100,INDEX(BPF_Summary_Lookup,,#REF!),0),#REF!)*1000*0.000453592,IF(X$68=\"Natural Gas\",INDEX(BPF_Summary_Lookup,MATCH($B100,INDEX(BPF_Summary_Lookup,,#REF!),0),#REF!)*1000*0.000453592,\"\"))),\"\")","v":""},{"$f":"IF(OR($F100=\"X\",$F100=\"x\"),IF(INDEX(BPF_Summary_Lookup,MATCH($B100,INDEX(BPF_Summary_Lookup,,#REF!),0),#REF!)=FALSE,\"\",IF(Y$68=\"Electricity\",INDEX(BPF_Summary_Lookup,MATCH($B100,INDEX(BPF_Summary_Lookup,,#REF!),0),#REF!),IF(Y$68=\"Natural Gas\",INDEX(BPF_Summary_Lookup,MATCH($B100,INDEX(BPF_Summary_Lookup,,#REF!),0),#REF!),\"\"))),\"\")","v":""},{"$f":"IF(OR($F100=\"X\",$F100=\"x\"),IF(Z$68=\"\",\"\",IF(INDEX(BPF_Summary_Lookup,MATCH($B100,INDEX(BPF_Summary_Lookup,,#REF!),0),#REF!)=FALSE,\"\",IF(Z$68=\"Electricity\",$CO100,IF(Z$68=\"Natural Gas\",$CQ100,\"\")))),\"\")","v":""},{"$f":"IF(OR($F100=\"X\",$F100=\"x\"),IF(AA$68=\"\",\"\",IF(INDEX(BPF_Summary_Lookup,MATCH($B100,INDEX(BPF_Summary_Lookup,,#REF!),0),#REF!)=FALSE,\"\",IF(AA$68=\"Electricity\",$CU100,IF(AA$68=\"Natural Gas\",$CW100,\"\")))),\"\")","v":""},{"$f":"IF(OR($F100=\"X\",$F100=\"x\"),IF(INDEX(BPF_Summary_Lookup,MATCH($B100,INDEX(BPF_Summary_Lookup,,#REF!),0),#REF!)=FALSE,\"\",IF(AB$68=\"Electricity\",INDEX(BPF_Summary_Lookup,MATCH($B100,INDEX(BPF_Summary_Lookup,,#REF!),0),#REF!)*1000*0.000453592,IF(AB$68=\"Natural Gas\",INDEX(BPF_Summary_Lookup,MATCH($B100,INDEX(BPF_Summary_Lookup,,#REF!),0),#REF!)*1000*0.000453592,\"\"))),\"\")","v":""},{"$f":"IF(OR($F100=\"X\",$F100=\"x\"),IF(INDEX(BPF_Summary_Lookup,MATCH($B100,INDEX(BPF_Summary_Lookup,,#REF!),0),#REF!)=FALSE,\"\",IF(AC$68=\"Electricity\",INDEX(BPF_Summary_Lookup,MATCH($B100,INDEX(BPF_Summary_Lookup,,#REF!),0),#REF!),IF(AC$68=\"Natural Gas\",INDEX(BPF_Summary_Lookup,MATCH($B100,INDEX(BPF_Summary_Lookup,,#REF!),0),#REF!),\"\"))),\"\")","v":""},{"$f":"IF(OR($F100=\"X\",$F100=\"x\"),IF(AD$68=\"\",\"\",IF(INDEX(BPF_Summary_Lookup,MATCH($B100,INDEX(BPF_Summary_Lookup,,#REF!),0),#REF!)=FALSE,\"\",IF(AD$68=\"Electricity\",$CO100,IF(AD$68=\"Natural Gas\",$CQ100,\"\")))),\"\")","v":""},{"$f":"IF(OR($F100=\"X\",$F100=\"x\"),IF(AE$68=\"\",\"\",IF(INDEX(BPF_Summary_Lookup,MATCH($B100,INDEX(BPF_Summary_Lookup,,#REF!),0),#REF!)=FALSE,\"\",IF(AE$68=\"Electricity\",$CU100,IF(AE$68=\"Natural Gas\",$CW100,\"\")))),\"\")","v":""},{"$f":"IF(OR($F100=\"X\",$F100=\"x\"),IF(INDEX(BPF_Summary_Lookup,MATCH($B100,INDEX(BPF_Summary_Lookup,,#REF!),0),#REF!)=FALSE,\"\",IF(AF$68=\"Electricity\",INDEX(BPF_Summary_Lookup,MATCH($B100,INDEX(BPF_Summary_Lookup,,#REF!),0),#REF!)*1000*0.000453592,IF(AF$68=\"Natural Gas\",INDEX(BPF_Summary_Lookup,MATCH($B100,INDEX(BPF_Summary_Lookup,,#REF!),0),#REF!)*1000*0.000453592,\"\"))),\"\")","v":""},{"$f":"IF(OR($F100=\"X\",$F100=\"x\"),IF(INDEX(BPF_Summary_Lookup,MATCH($B100,INDEX(BPF_Summary_Lookup,,#REF!),0),#REF!)=FALSE,\"\",IF(AG$68=\"Electricity\",INDEX(BPF_Summary_Lookup,MATCH($B100,INDEX(BPF_Summary_Lookup,,#REF!),0),#REF!),IF(AG$68=\"Natural Gas\",INDEX(BPF_Summary_Lookup,MATCH($B100,INDEX(BPF_Summary_Lookup,,#REF!),0),#REF!),\"\"))),\"\")","v":""},{"$f":"IF(OR($F100=\"X\",$F100=\"x\"),IF(AH$68=\"\",\"\",IF(INDEX(BPF_Summary_Lookup,MATCH($B100,INDEX(BPF_Summary_Lookup,,#REF!),0),#REF!)=FALSE,\"\",IF(AH$68=\"Electricity\",$CO100,IF(AH$68=\"Natural Gas\",$CQ100,\"\")))),\"\")","v":""},{"$f":"IF(OR($F100=\"X\",$F100=\"x\"),IF(AI$68=\"\",\"\",IF(INDEX(BPF_Summary_Lookup,MATCH($B100,INDEX(BPF_Summary_Lookup,,#REF!),0),#REF!)=FALSE,\"\",IF(AI$68=\"Electricity\",$CU100,IF(AI$68=\"Natural Gas\",$CW100,\"\")))),\"\")","v":""},{"$f":"IF(OR($F100=\"X\",$F100=\"x\"),IF(INDEX(BPF_Summary_Lookup,MATCH($B100,INDEX(BPF_Summary_Lookup,,#REF!),0),#REF!)=FALSE,\"\",IF(AJ$68=\"Electricity\",INDEX(BPF_Summary_Lookup,MATCH($B100,INDEX(BPF_Summary_Lookup,,#REF!),0),#REF!)*1000*0.000453592,IF(AJ$68=\"Natural Gas\",INDEX(BPF_Summary_Lookup,MATCH($B100,INDEX(BPF_Summary_Lookup,,#REF!),0),#REF!)*1000*0.000453592,\"\"))),\"\")","v":""},{"$f":"IF(OR($F100=\"X\",$F100=\"x\"),IF(INDEX(BPF_Summary_Lookup,MATCH($B100,INDEX(BPF_Summary_Lookup,,#REF!),0),#REF!)=FALSE,\"\",IF(AK$68=\"Electricity\",INDEX(BPF_Summary_Lookup,MATCH($B100,INDEX(BPF_Summary_Lookup,,#REF!),0),#REF!),IF(AK$68=\"Natural Gas\",INDEX(BPF_Summary_Lookup,MATCH($B100,INDEX(BPF_Summary_Lookup,,#REF!),0),#REF!),\"\"))),\"\")","v":""},{"$f":"IF(OR($F100=\"X\",$F100=\"x\"),IF(AL$68=\"\",\"\",IF(INDEX(BPF_Summary_Lookup,MATCH($B100,INDEX(BPF_Summary_Lookup,,#REF!),0),#REF!)=FALSE,\"\",IF(AL$68=\"Electricity\",$CO100,IF(AL$68=\"Natural Gas\",$CQ100,\"\")))),\"\")","v":""},{"$f":"IF(OR($F100=\"X\",$F100=\"x\"),IF(AM$68=\"\",\"\",IF(INDEX(BPF_Summary_Lookup,MATCH($B100,INDEX(BPF_Summary_Lookup,,#REF!),0),#REF!)=FALSE,\"\",IF(AM$68=\"Electricity\",$CU100,IF(AM$68=\"Natural Gas\",$CW100,\"\")))),\"\")","v":""},{"$f":"IF(OR($F100=\"X\",$F100=\"x\"),IF(INDEX(BPF_Summary_Lookup,MATCH($B100,INDEX(BPF_Summary_Lookup,,#REF!),0),#REF!)=FALSE,\"\",IF(AN$68=\"Electricity\",INDEX(BPF_Summary_Lookup,MATCH($B100,INDEX(BPF_Summary_Lookup,,#REF!),0),#REF!)*1000*0.000453592,IF(AN$68=\"Natural Gas\",INDEX(BPF_Summary_Lookup,MATCH($B100,INDEX(BPF_Summary_Lookup,,#REF!),0),#REF!)*1000*0.000453592,\"\"))),\"\")","v":""},{"$f":"IF(OR($F100=\"X\",$F100=\"x\"),IF(INDEX(BPF_Summary_Lookup,MATCH($B100,INDEX(BPF_Summary_Lookup,,#REF!),0),#REF!)=FALSE,\"\",IF(AO$68=\"Electricity\",INDEX(BPF_Summary_Lookup,MATCH($B100,INDEX(BPF_Summary_Lookup,,#REF!),0),#REF!),IF(AO$68=\"Natural Gas\",INDEX(BPF_Summary_Lookup,MATCH($B100,INDEX(BPF_Summary_Lookup,,#REF!),0),#REF!),\"\"))),\"\")","v":""},{"$f":"IF(OR($F100=\"X\",$F100=\"x\"),IF(AP$68=\"\",\"\",IF(INDEX(BPF_Summary_Lookup,MATCH($B100,INDEX(BPF_Summary_Lookup,,#REF!),0),#REF!)=FALSE,\"\",IF(AP$68=\"Electricity\",$CO100,IF(AP$68=\"Natural Gas\",$CQ100,\"\")))),\"\")","v":""},{"$f":"IF(OR($F100=\"X\",$F100=\"x\"),IF(AQ$68=\"\",\"\",IF(INDEX(BPF_Summary_Lookup,MATCH($B100,INDEX(BPF_Summary_Lookup,,#REF!),0),#REF!)=FALSE,\"\",IF(AQ$68=\"Electricity\",$CU100,IF(AQ$68=\"Natural Gas\",$CW100,\"\")))),\"\")","v":""},{"$f":"IF(OR($F100=\"X\",$F100=\"x\"),IF(INDEX(BPF_Summary_Lookup,MATCH($B100,INDEX(BPF_Summary_Lookup,,#REF!),0),#REF!)=FALSE,\"\",IF(AR$68=\"Electricity\",INDEX(BPF_Summary_Lookup,MATCH($B100,INDEX(BPF_Summary_Lookup,,#REF!),0),#REF!)*1000*0.000453592,IF(AR$68=\"Natural Gas\",INDEX(BPF_Summary_Lookup,MATCH($B100,INDEX(BPF_Summary_Lookup,,#REF!),0),#REF!)*1000*0.000453592,\"\"))),\"\")","v":""},{"$f":"IF(OR($F100=\"X\",$F100=\"x\"),IF(INDEX(BPF_Summary_Lookup,MATCH($B100,INDEX(BPF_Summary_Lookup,,#REF!),0),#REF!)=FALSE,\"\",IF(AS$68=\"Electricity\",INDEX(BPF_Summary_Lookup,MATCH($B100,INDEX(BPF_Summary_Lookup,,#REF!),0),#REF!),IF(AS$68=\"Natural Gas\",INDEX(BPF_Summary_Lookup,MATCH($B100,INDEX(BPF_Summary_Lookup,,#REF!),0),#REF!),\"\"))),\"\")","v":""},{"$f":"IF(OR($F100=\"X\",$F100=\"x\"),IF(AT$68=\"\",\"\",IF(INDEX(BPF_Summary_Lookup,MATCH($B100,INDEX(BPF_Summary_Lookup,,#REF!),0),#REF!)=FALSE,\"\",IF(AT$68=\"Electricity\",$CO100,IF(AT$68=\"Natural Gas\",$CQ100,\"\")))),\"\")","v":""},{"$f":"IF(OR($F100=\"X\",$F100=\"x\"),IF(INDEX(BPF_Summary_Lookup,MATCH($B100,INDEX(BPF_Summary_Lookup,,#REF!),0),#REF!)=FALSE,\"\",INDEX(BPF_Summary_Lookup,MATCH($B100,INDEX(BPF_Summary_Lookup,,#REF!),0),#REF!)),\"\")","v":""},{"$f":"IF(OR($F100=\"X\",$F100=\"x\"),IF(INDEX(BPF_Summary_Lookup,MATCH($B100,INDEX(BPF_Summary_Lookup,,#REF!),0),#REF!)=FALSE,\"\",INDEX(BPF_Summary_Lookup,MATCH($B100,INDEX(BPF_Summary_Lookup,,#REF!),0),#REF!)),\"\")","v":""},{"$f":"IFERROR(INDEX(Ref_UnitConversions_Energy_Content_kBtu_Unit,IFERROR(MATCH($CL$72&INDEX(RE_EC_EnergyTypes,MATCH($CL$72,INDEX(RE_EC_EnergyTypes,,1),0),2),Ref_UnitConversions_Energy_Units_Lookup,0),MATCH(\"All\"&INDEX(RE_EC_EnergyTypes,MATCH($CL$72,INDEX(RE_EC_EnergyTypes,,1),0),2),Ref_UnitConversions_Energy_Units_Lookup,0)),)/CL100,\"\")","v":""},"",{"$f":"IFERROR(INDEX(Ref_UnitConversions_Energy_Content_kBtu_Unit,IFERROR(MATCH($CM$72&INDEX(RE_EC_EnergyTypes,MATCH($CM$72,INDEX(RE_EC_EnergyTypes,,1),0),2),Ref_UnitConversions_Energy_Units_Lookup,0),MATCH(\"All\"&INDEX(RE_EC_EnergyTypes,MATCH($CM$72,INDEX(RE_EC_EnergyTypes,,1),0),2),Ref_UnitConversions_Energy_Units_Lookup,0)),)/CM100,\"\")","v":""},"",{"$f":"IF(OR($F100=\"X\",$F100=\"x\"),IF(INDEX(BPF_Summary_Lookup,MATCH($B100,INDEX(BPF_Summary_Lookup,,#REF!),0),#REF!)=FALSE,\"\",INDEX(BPF_Summary_Lookup,MATCH($B100,INDEX(BPF_Summary_Lookup,,#REF!),0),#REF!)),\"\")","v":""},{"$f":"IF(OR($F100=\"X\",$F100=\"x\"),IF(INDEX(BPF_Summary_Lookup,MATCH($B100,INDEX(BPF_Summary_Lookup,,#REF!),0),#REF!)=FALSE,\"\",INDEX(BPF_Summary_Lookup,MATCH($B100,INDEX(BPF_Summary_Lookup,,#REF!),0),#REF!)),\"\")","v":""},{"$f":"IFERROR(INDEX(Ref_UnitConversions_Energy_Content_kBtu_Unit,IFERROR(MATCH($CL$72&INDEX(RE_EC_EnergyTypes,MATCH($CL$72,INDEX(RE_EC_EnergyTypes,,1),0),2),Ref_UnitConversions_Energy_Units_Lookup,0),MATCH(\"All\"&INDEX(RE_EC_EnergyTypes,MATCH($CL$72,INDEX(RE_EC_EnergyTypes,,1),0),2),Ref_UnitConversions_Energy_Units_Lookup,0)),),\"\")","v":3.4119999999999999},"",{"$f":"IFERROR(INDEX(Ref_UnitConversions_Energy_Content_kBtu_Unit,IFERROR(MATCH($CM$72&INDEX(RE_EC_EnergyTypes,MATCH($CM$72,INDEX(RE_EC_EnergyTypes,,1),0),2),Ref_UnitConversions_Energy_Units_Lookup,0),MATCH(\"All\"&INDEX(RE_EC_EnergyTypes,MATCH($CM$72,INDEX(RE_EC_EnergyTypes,,1),0),2),Ref_UnitConversions_Energy_Units_Lookup,0)),),\"\")","v":102.9},""]
[null,28,{"$f":"IF(INDEX(ProgSetup_Program_List,B101,)=\"\",5/0, IF(ProgSetup_Miscellaneous_Customization=TRUE,1,5/0))","v":{"$error":"#DIV/0!"}},null,{"$f":"INDEX(ProgSetup_Program_List,B101,1)& \"\"","v":""},null,{"$f":"IF(OR($F101=\"X\",$F101=\"x\"),IF(G$68=\"\",\"\",IF(INDEX(BPF_Summary_Lookup,MATCH($B101,INDEX(BPF_Summary_Lookup,,#REF!),0),#REF!)=FALSE,\"\",IF(G$68=\"Electricity\",$CU101,IF(G$68=\"Natural Gas\",$CW101,\"\")))),\"\")","v":""},{"$f":"IF(OR($F101=\"X\",$F101=\"x\"),IF(INDEX(BPF_Summary_Lookup,MATCH($B101,INDEX(BPF_Summary_Lookup,,#REF!),0),#REF!)=FALSE,\"\",IF(H$68=\"Electricity\",INDEX(BPF_Summary_Lookup,MATCH($B101,INDEX(BPF_Summary_Lookup,,#REF!),0),#REF!)*1000*0.000453592,IF(H$68=\"Natural Gas\",INDEX(BPF_Summary_Lookup,MATCH($B101,INDEX(BPF_Summary_Lookup,,#REF!),0),#REF!)*1000*0.000453592,\"\"))),\"\")","v":""},{"$f":"IF(OR($F101=\"X\",$F101=\"x\"),IF(INDEX(BPF_Summary_Lookup,MATCH($B101,INDEX(BPF_Summary_Lookup,,#REF!),0),#REF!)=FALSE,\"\",IF(I$68=\"Electricity\",INDEX(BPF_Summary_Lookup,MATCH($B101,INDEX(BPF_Summary_Lookup,,#REF!),0),#REF!),IF(I$68=\"Natural Gas\",INDEX(BPF_Summary_Lookup,MATCH($B101,INDEX(BPF_Summary_Lookup,,#REF!),0),#REF!),\"\"))),\"\")","v":""},{"$f":"IF(OR($F101=\"X\",$F101=\"x\"),IF(J$68=\"\",\"\",IF(INDEX(BPF_Summary_Lookup,MATCH($B101,INDEX(BPF_Summary_Lookup,,#REF!),0),#REF!)=FALSE,\"\",IF(J$68=\"Electricity\",$CO101,IF(J$68=\"Natural Gas\",$CQ101,\"\")))),\"\")","v":""},{"$f":"IF(OR($F101=\"X\",$F101=\"x\"),IF(K$68=\"\",\"\",IF(INDEX(BPF_Summary_Lookup,MATCH($B101,INDEX(BPF_Summary_Lookup,,#REF!),0),#REF!)=FALSE,\"\",IF(K$68=\"Electricity\",$CU101,IF(K$68=\"Natural Gas\",$CW101,\"\")))),\"\")","v":""},{"$f":"IF(OR($F101=\"X\",$F101=\"x\"),IF(INDEX(BPF_Summary_Lookup,MATCH($B101,INDEX(BPF_Summary_Lookup,,#REF!),0),#REF!)=FALSE,\"\",IF(L$68=\"Electricity\",INDEX(BPF_Summary_Lookup,MATCH($B101,INDEX(BPF_Summary_Lookup,,#REF!),0),#REF!)*1000*0.000453592,IF(L$68=\"Natural Gas\",INDEX(BPF_Summary_Lookup,MATCH($B101,INDEX(BPF_Summary_Lookup,,#REF!),0),#REF!)*1000*0.000453592,\"\"))),\"\")","v":""},{"$f":"IF(OR($F101=\"X\",$F101=\"x\"),IF(INDEX(BPF_Summary_Lookup,MATCH($B101,INDEX(BPF_Summary_Lookup,,#REF!),0),#REF!)=FALSE,\"\",IF(M$68=\"Electricity\",INDEX(BPF_Summary_Lookup,MATCH($B101,INDEX(BPF_Summary_Lookup,,#REF!),0),#REF!),IF(M$68=\"Natural Gas\",INDEX(BPF_Summary_Lookup,MATCH($B101,INDEX(BPF_Summary_Lookup,,#REF!),0),#REF!),\"\"))),\"\")","v":""},{"$f":"IF(OR($F101=\"X\",$F101=\"x\"),IF(N$68=\"\",\"\",IF(INDEX(BPF_Summary_Lookup,MATCH($B101,INDEX(BPF_Summary_Lookup,,#REF!),0),#REF!)=FALSE,\"\",IF(N$68=\"Electricity\",$CO101,IF(N$68=\"Natural Gas\",$CQ101,\"\")))),\"\")","v":""},{"$f":"IF(OR($F101=\"X\",$F101=\"x\"),IF(O$68=\"\",\"\",IF(INDEX(BPF_Summary_Lookup,MATCH($B101,INDEX(BPF_Summary_Lookup,,#REF!),0),#REF!)=FALSE,\"\",IF(O$68=\"Electricity\",$CU101,IF(O$68=\"Natural Gas\",$CW101,\"\")))),\"\")","v":""},{"$f":"IF(OR($F101=\"X\",$F101=\"x\"),IF(INDEX(BPF_Summary_Lookup,MATCH($B101,INDEX(BPF_Summary_Lookup,,#REF!),0),#REF!)=FALSE,\"\",IF(P$68=\"Electricity\",INDEX(BPF_Summary_Lookup,MATCH($B101,INDEX(BPF_Summary_Lookup,,#REF!),0),#REF!)*1000*0.000453592,IF(P$68=\"Natural Gas\",INDEX(BPF_Summary_Lookup,MATCH($B101,INDEX(BPF_Summary_Lookup,,#REF!),0),#REF!)*1000*0.000453592,\"\"))),\"\")","v":""},{"$f":"IF(OR($F101=\"X\",$F101=\"x\"),IF(INDEX(BPF_Summary_Lookup,MATCH($B101,INDEX(BPF_Summary_Lookup,,#REF!),0),#REF!)=FALSE,\"\",IF(Q$68=\"Electricity\",INDEX(BPF_Summary_Lookup,MATCH($B101,INDEX(BPF_Summary_Lookup,,#REF!),0),#REF!),IF(Q$68=\"Natural Gas\",INDEX(BPF_Summary_Lookup,MATCH($B101,INDEX(BPF_Summary_Lookup,,#REF!),0),#REF!),\"\"))),\"\")","v":""},{"$f":"IF(OR($F101=\"X\",$F101=\"x\"),IF(R$68=\"\",\"\",IF(INDEX(BPF_Summary_Lookup,MATCH($B101,INDEX(BPF_Summary_Lookup,,#REF!),0),#REF!)=FALSE,\"\",IF(R$68=\"Electricity\",$CO101,IF(R$68=\"Natural Gas\",$CQ101,\"\")))),\"\")","v":""},{"$f":"IF(OR($F101=\"X\",$F101=\"x\"),IF(S$68=\"\",\"\",IF(INDEX(BPF_Summary_Lookup,MATCH($B101,INDEX(BPF_Summary_Lookup,,#REF!),0),#REF!)=FALSE,\"\",IF(S$68=\"Electricity\",$CU101,IF(S$68=\"Natural Gas\",$CW101,\"\")))),\"\")","v":""},{"$f":"IF(OR($F101=\"X\",$F101=\"x\"),IF(INDEX(BPF_Summary_Lookup,MATCH($B101,INDEX(BPF_Summary_Lookup,,#REF!),0),#REF!)=FALSE,\"\",IF(T$68=\"Electricity\",INDEX(BPF_Summary_Lookup,MATCH($B101,INDEX(BPF_Summary_Lookup,,#REF!),0),#REF!)*1000*0.000453592,IF(T$68=\"Natural Gas\",INDEX(BPF_Summary_Lookup,MATCH($B101,INDEX(BPF_Summary_Lookup,,#REF!),0),#REF!)*1000*0.000453592,\"\"))),\"\")","v":""},{"$f":"IF(OR($F101=\"X\",$F101=\"x\"),IF(INDEX(BPF_Summary_Lookup,MATCH($B101,INDEX(BPF_Summary_Lookup,,#REF!),0),#REF!)=FALSE,\"\",IF(U$68=\"Electricity\",INDEX(BPF_Summary_Lookup,MATCH($B101,INDEX(BPF_Summary_Lookup,,#REF!),0),#REF!),IF(U$68=\"Natural Gas\",INDEX(BPF_Summary_Lookup,MATCH($B101,INDEX(BPF_Summary_Lookup,,#REF!),0),#REF!),\"\"))),\"\")","v":""},{"$f":"IF(OR($F101=\"X\",$F101=\"x\"),IF(V$68=\"\",\"\",IF(INDEX(BPF_Summary_Lookup,MATCH($B101,INDEX(BPF_Summary_Lookup,,#REF!),0),#REF!)=FALSE,\"\",IF(V$68=\"Electricity\",$CO101,IF(V$68=\"Natural Gas\",$CQ101,\"\")))),\"\")","v":""},{"$f":"IF(OR($F101=\"X\",$F101=\"x\"),IF(W$68=\"\",\"\",IF(INDEX(BPF_Summary_Lookup,MATCH($B101,INDEX(BPF_Summary_Lookup,,#REF!),0),#REF!)=FALSE,\"\",IF(W$68=\"Electricity\",$CU101,IF(W$68=\"Natural Gas\",$CW101,\"\")))),\"\")","v":""},{"$f":"IF(OR($F101=\"X\",$F101=\"x\"),IF(INDEX(BPF_Summary_Lookup,MATCH($B101,INDEX(BPF_Summary_Lookup,,#REF!),0),#REF!)=FALSE,\"\",IF(X$68=\"Electricity\",INDEX(BPF_Summary_Lookup,MATCH($B101,INDEX(BPF_Summary_Lookup,,#REF!),0),#REF!)*1000*0.000453592,IF(X$68=\"Natural Gas\",INDEX(BPF_Summary_Lookup,MATCH($B101,INDEX(BPF_Summary_Lookup,,#REF!),0),#REF!)*1000*0.000453592,\"\"))),\"\")","v":""},{"$f":"IF(OR($F101=\"X\",$F101=\"x\"),IF(INDEX(BPF_Summary_Lookup,MATCH($B101,INDEX(BPF_Summary_Lookup,,#REF!),0),#REF!)=FALSE,\"\",IF(Y$68=\"Electricity\",INDEX(BPF_Summary_Lookup,MATCH($B101,INDEX(BPF_Summary_Lookup,,#REF!),0),#REF!),IF(Y$68=\"Natural Gas\",INDEX(BPF_Summary_Lookup,MATCH($B101,INDEX(BPF_Summary_Lookup,,#REF!),0),#REF!),\"\"))),\"\")","v":""},{"$f":"IF(OR($F101=\"X\",$F101=\"x\"),IF(Z$68=\"\",\"\",IF(INDEX(BPF_Summary_Lookup,MATCH($B101,INDEX(BPF_Summary_Lookup,,#REF!),0),#REF!)=FALSE,\"\",IF(Z$68=\"Electricity\",$CO101,IF(Z$68=\"Natural Gas\",$CQ101,\"\")))),\"\")","v":""},{"$f":"IF(OR($F101=\"X\",$F101=\"x\"),IF(AA$68=\"\",\"\",IF(INDEX(BPF_Summary_Lookup,MATCH($B101,INDEX(BPF_Summary_Lookup,,#REF!),0),#REF!)=FALSE,\"\",IF(AA$68=\"Electricity\",$CU101,IF(AA$68=\"Natural Gas\",$CW101,\"\")))),\"\")","v":""},{"$f":"IF(OR($F101=\"X\",$F101=\"x\"),IF(INDEX(BPF_Summary_Lookup,MATCH($B101,INDEX(BPF_Summary_Lookup,,#REF!),0),#REF!)=FALSE,\"\",IF(AB$68=\"Electricity\",INDEX(BPF_Summary_Lookup,MATCH($B101,INDEX(BPF_Summary_Lookup,,#REF!),0),#REF!)*1000*0.000453592,IF(AB$68=\"Natural Gas\",INDEX(BPF_Summary_Lookup,MATCH($B101,INDEX(BPF_Summary_Lookup,,#REF!),0),#REF!)*1000*0.000453592,\"\"))),\"\")","v":""},{"$f":"IF(OR($F101=\"X\",$F101=\"x\"),IF(INDEX(BPF_Summary_Lookup,MATCH($B101,INDEX(BPF_Summary_Lookup,,#REF!),0),#REF!)=FALSE,\"\",IF(AC$68=\"Electricity\",INDEX(BPF_Summary_Lookup,MATCH($B101,INDEX(BPF_Summary_Lookup,,#REF!),0),#REF!),IF(AC$68=\"Natural Gas\",INDEX(BPF_Summary_Lookup,MATCH($B101,INDEX(BPF_Summary_Lookup,,#REF!),0),#REF!),\"\"))),\"\")","v":""},{"$f":"IF(OR($F101=\"X\",$F101=\"x\"),IF(AD$68=\"\",\"\",IF(INDEX(BPF_Summary_Lookup,MATCH($B101,INDEX(BPF_Summary_Lookup,,#REF!),0),#REF!)=FALSE,\"\",IF(AD$68=\"Electricity\",$CO101,IF(AD$68=\"Natural Gas\",$CQ101,\"\")))),\"\")","v":""},{"$f":"IF(OR($F101=\"X\",$F101=\"x\"),IF(AE$68=\"\",\"\",IF(INDEX(BPF_Summary_Lookup,MATCH($B101,INDEX(BPF_Summary_Lookup,,#REF!),0),#REF!)=FALSE,\"\",IF(AE$68=\"Electricity\",$CU101,IF(AE$68=\"Natural Gas\",$CW101,\"\")))),\"\")","v":""},{"$f":"IF(OR($F101=\"X\",$F101=\"x\"),IF(INDEX(BPF_Summary_Lookup,MATCH($B101,INDEX(BPF_Summary_Lookup,,#REF!),0),#REF!)=FALSE,\"\",IF(AF$68=\"Electricity\",INDEX(BPF_Summary_Lookup,MATCH($B101,INDEX(BPF_Summary_Lookup,,#REF!),0),#REF!)*1000*0.000453592,IF(AF$68=\"Natural Gas\",INDEX(BPF_Summary_Lookup,MATCH($B101,INDEX(BPF_Summary_Lookup,,#REF!),0),#REF!)*1000*0.000453592,\"\"))),\"\")","v":""},{"$f":"IF(OR($F101=\"X\",$F101=\"x\"),IF(INDEX(BPF_Summary_Lookup,MATCH($B101,INDEX(BPF_Summary_Lookup,,#REF!),0),#REF!)=FALSE,\"\",IF(AG$68=\"Electricity\",INDEX(BPF_Summary_Lookup,MATCH($B101,INDEX(BPF_Summary_Lookup,,#REF!),0),#REF!),IF(AG$68=\"Natural Gas\",INDEX(BPF_Summary_Lookup,MATCH($B101,INDEX(BPF_Summary_Lookup,,#REF!),0),#REF!),\"\"))),\"\")","v":""},{"$f":"IF(OR($F101=\"X\",$F101=\"x\"),IF(AH$68=\"\",\"\",IF(INDEX(BPF_Summary_Lookup,MATCH($B101,INDEX(BPF_Summary_Lookup,,#REF!),0),#REF!)=FALSE,\"\",IF(AH$68=\"Electricity\",$CO101,IF(AH$68=\"Natural Gas\",$CQ101,\"\")))),\"\")","v":""},{"$f":"IF(OR($F101=\"X\",$F101=\"x\"),IF(AI$68=\"\",\"\",IF(INDEX(BPF_Summary_Lookup,MATCH($B101,INDEX(BPF_Summary_Lookup,,#REF!),0),#REF!)=FALSE,\"\",IF(AI$68=\"Electricity\",$CU101,IF(AI$68=\"Natural Gas\",$CW101,\"\")))),\"\")","v":""},{"$f":"IF(OR($F101=\"X\",$F101=\"x\"),IF(INDEX(BPF_Summary_Lookup,MATCH($B101,INDEX(BPF_Summary_Lookup,,#REF!),0),#REF!)=FALSE,\"\",IF(AJ$68=\"Electricity\",INDEX(BPF_Summary_Lookup,MATCH($B101,INDEX(BPF_Summary_Lookup,,#REF!),0),#REF!)*1000*0.000453592,IF(AJ$68=\"Natural Gas\",INDEX(BPF_Summary_Lookup,MATCH($B101,INDEX(BPF_Summary_Lookup,,#REF!),0),#REF!)*1000*0.000453592,\"\"))),\"\")","v":""},{"$f":"IF(OR($F101=\"X\",$F101=\"x\"),IF(INDEX(BPF_Summary_Lookup,MATCH($B101,INDEX(BPF_Summary_Lookup,,#REF!),0),#REF!)=FALSE,\"\",IF(AK$68=\"Electricity\",INDEX(BPF_Summary_Lookup,MATCH($B101,INDEX(BPF_Summary_Lookup,,#REF!),0),#REF!),IF(AK$68=\"Natural Gas\",INDEX(BPF_Summary_Lookup,MATCH($B101,INDEX(BPF_Summary_Lookup,,#REF!),0),#REF!),\"\"))),\"\")","v":""},{"$f":"IF(OR($F101=\"X\",$F101=\"x\"),IF(AL$68=\"\",\"\",IF(INDEX(BPF_Summary_Lookup,MATCH($B101,INDEX(BPF_Summary_Lookup,,#REF!),0),#REF!)=FALSE,\"\",IF(AL$68=\"Electricity\",$CO101,IF(AL$68=\"Natural Gas\",$CQ101,\"\")))),\"\")","v":""},{"$f":"IF(OR($F101=\"X\",$F101=\"x\"),IF(AM$68=\"\",\"\",IF(INDEX(BPF_Summary_Lookup,MATCH($B101,INDEX(BPF_Summary_Lookup,,#REF!),0),#REF!)=FALSE,\"\",IF(AM$68=\"Electricity\",$CU101,IF(AM$68=\"Natural Gas\",$CW101,\"\")))),\"\")","v":""},{"$f":"IF(OR($F101=\"X\",$F101=\"x\"),IF(INDEX(BPF_Summary_Lookup,MATCH($B101,INDEX(BPF_Summary_Lookup,,#REF!),0),#REF!)=FALSE,\"\",IF(AN$68=\"Electricity\",INDEX(BPF_Summary_Lookup,MATCH($B101,INDEX(BPF_Summary_Lookup,,#REF!),0),#REF!)*1000*0.000453592,IF(AN$68=\"Natural Gas\",INDEX(BPF_Summary_Lookup,MATCH($B101,INDEX(BPF_Summary_Lookup,,#REF!),0),#REF!)*1000*0.000453592,\"\"))),\"\")","v":""},{"$f":"IF(OR($F101=\"X\",$F101=\"x\"),IF(INDEX(BPF_Summary_Lookup,MATCH($B101,INDEX(BPF_Summary_Lookup,,#REF!),0),#REF!)=FALSE,\"\",IF(AO$68=\"Electricity\",INDEX(BPF_Summary_Lookup,MATCH($B101,INDEX(BPF_Summary_Lookup,,#REF!),0),#REF!),IF(AO$68=\"Natural Gas\",INDEX(BPF_Summary_Lookup,MATCH($B101,INDEX(BPF_Summary_Lookup,,#REF!),0),#REF!),\"\"))),\"\")","v":""},{"$f":"IF(OR($F101=\"X\",$F101=\"x\"),IF(AP$68=\"\",\"\",IF(INDEX(BPF_Summary_Lookup,MATCH($B101,INDEX(BPF_Summary_Lookup,,#REF!),0),#REF!)=FALSE,\"\",IF(AP$68=\"Electricity\",$CO101,IF(AP$68=\"Natural Gas\",$CQ101,\"\")))),\"\")","v":""},{"$f":"IF(OR($F101=\"X\",$F101=\"x\"),IF(AQ$68=\"\",\"\",IF(INDEX(BPF_Summary_Lookup,MATCH($B101,INDEX(BPF_Summary_Lookup,,#REF!),0),#REF!)=FALSE,\"\",IF(AQ$68=\"Electricity\",$CU101,IF(AQ$68=\"Natural Gas\",$CW101,\"\")))),\"\")","v":""},{"$f":"IF(OR($F101=\"X\",$F101=\"x\"),IF(INDEX(BPF_Summary_Lookup,MATCH($B101,INDEX(BPF_Summary_Lookup,,#REF!),0),#REF!)=FALSE,\"\",IF(AR$68=\"Electricity\",INDEX(BPF_Summary_Lookup,MATCH($B101,INDEX(BPF_Summary_Lookup,,#REF!),0),#REF!)*1000*0.000453592,IF(AR$68=\"Natural Gas\",INDEX(BPF_Summary_Lookup,MATCH($B101,INDEX(BPF_Summary_Lookup,,#REF!),0),#REF!)*1000*0.000453592,\"\"))),\"\")","v":""},{"$f":"IF(OR($F101=\"X\",$F101=\"x\"),IF(INDEX(BPF_Summary_Lookup,MATCH($B101,INDEX(BPF_Summary_Lookup,,#REF!),0),#REF!)=FALSE,\"\",IF(AS$68=\"Electricity\",INDEX(BPF_Summary_Lookup,MATCH($B101,INDEX(BPF_Summary_Lookup,,#REF!),0),#REF!),IF(AS$68=\"Natural Gas\",INDEX(BPF_Summary_Lookup,MATCH($B101,INDEX(BPF_Summary_Lookup,,#REF!),0),#REF!),\"\"))),\"\")","v":""},{"$f":"IF(OR($F101=\"X\",$F101=\"x\"),IF(AT$68=\"\",\"\",IF(INDEX(BPF_Summary_Lookup,MATCH($B101,INDEX(BPF_Summary_Lookup,,#REF!),0),#REF!)=FALSE,\"\",IF(AT$68=\"Electricity\",$CO101,IF(AT$68=\"Natural Gas\",$CQ101,\"\")))),\"\")","v":""},null,null,null,{"$f":"IF(OR($F101=\"X\",$F101=\"x\"),IF(G$68=\"\",\"\",IF(INDEX(BPF_Summary_Lookup,MATCH($B101,INDEX(BPF_Summary_Lookup,,#REF!),0),#REF!)=FALSE,\"\",IF(G$68=\"Electricity\",$CU101,IF(G$68=\"Natural Gas\",$CW101,\"\")))),\"\")","v":""},{"$f":"IF(OR($F101=\"X\",$F101=\"x\"),IF(INDEX(BPF_Summary_Lookup,MATCH($B101,INDEX(BPF_Summary_Lookup,,#REF!),0),#REF!)=FALSE,\"\",IF(H$68=\"Electricity\",INDEX(BPF_Summary_Lookup,MATCH($B101,INDEX(BPF_Summary_Lookup,,#REF!),0),#REF!)*1000*0.000453592,IF(H$68=\"Natural Gas\",INDEX(BPF_Summary_Lookup,MATCH($B101,INDEX(BPF_Summary_Lookup,,#REF!),0),#REF!)*1000*0.000453592,\"\"))),\"\")","v":""},{"$f":"IF(OR($F101=\"X\",$F101=\"x\"),IF(INDEX(BPF_Summary_Lookup,MATCH($B101,INDEX(BPF_Summary_Lookup,,#REF!),0),#REF!)=FALSE,\"\",IF(I$68=\"Electricity\",INDEX(BPF_Summary_Lookup,MATCH($B101,INDEX(BPF_Summary_Lookup,,#REF!),0),#REF!),IF(I$68=\"Natural Gas\",INDEX(BPF_Summary_Lookup,MATCH($B101,INDEX(BPF_Summary_Lookup,,#REF!),0),#REF!),\"\"))),\"\")","v":""},{"$f":"IF(OR($F101=\"X\",$F101=\"x\"),IF(J$68=\"\",\"\",IF(INDEX(BPF_Summary_Lookup,MATCH($B101,INDEX(BPF_Summary_Lookup,,#REF!),0),#REF!)=FALSE,\"\",IF(J$68=\"Electricity\",$CO101,IF(J$68=\"Natural Gas\",$CQ101,\"\")))),\"\")","v":""},{"$f":"IF(OR($F101=\"X\",$F101=\"x\"),IF(K$68=\"\",\"\",IF(INDEX(BPF_Summary_Lookup,MATCH($B101,INDEX(BPF_Summary_Lookup,,#REF!),0),#REF!)=FALSE,\"\",IF(K$68=\"Electricity\",$CU101,IF(K$68=\"Natural Gas\",$CW101,\"\")))),\"\")","v":""},{"$f":"IF(OR($F101=\"X\",$F101=\"x\"),IF(INDEX(BPF_Summary_Lookup,MATCH($B101,INDEX(BPF_Summary_Lookup,,#REF!),0),#REF!)=FALSE,\"\",IF(L$68=\"Electricity\",INDEX(BPF_Summary_Lookup,MATCH($B101,INDEX(BPF_Summary_Lookup,,#REF!),0),#REF!)*1000*0.000453592,IF(L$68=\"Natural Gas\",INDEX(BPF_Summary_Lookup,MATCH($B101,INDEX(BPF_Summary_Lookup,,#REF!),0),#REF!)*1000*0.000453592,\"\"))),\"\")","v":""},{"$f":"IF(OR($F101=\"X\",$F101=\"x\"),IF(INDEX(BPF_Summary_Lookup,MATCH($B101,INDEX(BPF_Summary_Lookup,,#REF!),0),#REF!)=FALSE,\"\",IF(M$68=\"Electricity\",INDEX(BPF_Summary_Lookup,MATCH($B101,INDEX(BPF_Summary_Lookup,,#REF!),0),#REF!),IF(M$68=\"Natural Gas\",INDEX(BPF_Summary_Lookup,MATCH($B101,INDEX(BPF_Summary_Lookup,,#REF!),0),#REF!),\"\"))),\"\")","v":""},{"$f":"IF(OR($F101=\"X\",$F101=\"x\"),IF(N$68=\"\",\"\",IF(INDEX(BPF_Summary_Lookup,MATCH($B101,INDEX(BPF_Summary_Lookup,,#REF!),0),#REF!)=FALSE,\"\",IF(N$68=\"Electricity\",$CO101,IF(N$68=\"Natural Gas\",$CQ101,\"\")))),\"\")","v":""},{"$f":"IF(OR($F101=\"X\",$F101=\"x\"),IF(O$68=\"\",\"\",IF(INDEX(BPF_Summary_Lookup,MATCH($B101,INDEX(BPF_Summary_Lookup,,#REF!),0),#REF!)=FALSE,\"\",IF(O$68=\"Electricity\",$CU101,IF(O$68=\"Natural Gas\",$CW101,\"\")))),\"\")","v":""},{"$f":"IF(OR($F101=\"X\",$F101=\"x\"),IF(INDEX(BPF_Summary_Lookup,MATCH($B101,INDEX(BPF_Summary_Lookup,,#REF!),0),#REF!)=FALSE,\"\",IF(P$68=\"Electricity\",INDEX(BPF_Summary_Lookup,MATCH($B101,INDEX(BPF_Summary_Lookup,,#REF!),0),#REF!)*1000*0.000453592,IF(P$68=\"Natural Gas\",INDEX(BPF_Summary_Lookup,MATCH($B101,INDEX(BPF_Summary_Lookup,,#REF!),0),#REF!)*1000*0.000453592,\"\"))),\"\")","v":""},{"$f":"IF(OR($F101=\"X\",$F101=\"x\"),IF(INDEX(BPF_Summary_Lookup,MATCH($B101,INDEX(BPF_Summary_Lookup,,#REF!),0),#REF!)=FALSE,\"\",IF(Q$68=\"Electricity\",INDEX(BPF_Summary_Lookup,MATCH($B101,INDEX(BPF_Summary_Lookup,,#REF!),0),#REF!),IF(Q$68=\"Natural Gas\",INDEX(BPF_Summary_Lookup,MATCH($B101,INDEX(BPF_Summary_Lookup,,#REF!),0),#REF!),\"\"))),\"\")","v":""},{"$f":"IF(OR($F101=\"X\",$F101=\"x\"),IF(R$68=\"\",\"\",IF(INDEX(BPF_Summary_Lookup,MATCH($B101,INDEX(BPF_Summary_Lookup,,#REF!),0),#REF!)=FALSE,\"\",IF(R$68=\"Electricity\",$CO101,IF(R$68=\"Natural Gas\",$CQ101,\"\")))),\"\")","v":""},{"$f":"IF(OR($F101=\"X\",$F101=\"x\"),IF(S$68=\"\",\"\",IF(INDEX(BPF_Summary_Lookup,MATCH($B101,INDEX(BPF_Summary_Lookup,,#REF!),0),#REF!)=FALSE,\"\",IF(S$68=\"Electricity\",$CU101,IF(S$68=\"Natural Gas\",$CW101,\"\")))),\"\")","v":""},{"$f":"IF(OR($F101=\"X\",$F101=\"x\"),IF(INDEX(BPF_Summary_Lookup,MATCH($B101,INDEX(BPF_Summary_Lookup,,#REF!),0),#REF!)=FALSE,\"\",IF(T$68=\"Electricity\",INDEX(BPF_Summary_Lookup,MATCH($B101,INDEX(BPF_Summary_Lookup,,#REF!),0),#REF!)*1000*0.000453592,IF(T$68=\"Natural Gas\",INDEX(BPF_Summary_Lookup,MATCH($B101,INDEX(BPF_Summary_Lookup,,#REF!),0),#REF!)*1000*0.000453592,\"\"))),\"\")","v":""},{"$f":"IF(OR($F101=\"X\",$F101=\"x\"),IF(INDEX(BPF_Summary_Lookup,MATCH($B101,INDEX(BPF_Summary_Lookup,,#REF!),0),#REF!)=FALSE,\"\",IF(U$68=\"Electricity\",INDEX(BPF_Summary_Lookup,MATCH($B101,INDEX(BPF_Summary_Lookup,,#REF!),0),#REF!),IF(U$68=\"Natural Gas\",INDEX(BPF_Summary_Lookup,MATCH($B101,INDEX(BPF_Summary_Lookup,,#REF!),0),#REF!),\"\"))),\"\")","v":""},{"$f":"IF(OR($F101=\"X\",$F101=\"x\"),IF(V$68=\"\",\"\",IF(INDEX(BPF_Summary_Lookup,MATCH($B101,INDEX(BPF_Summary_Lookup,,#REF!),0),#REF!)=FALSE,\"\",IF(V$68=\"Electricity\",$CO101,IF(V$68=\"Natural Gas\",$CQ101,\"\")))),\"\")","v":""},{"$f":"IF(OR($F101=\"X\",$F101=\"x\"),IF(W$68=\"\",\"\",IF(INDEX(BPF_Summary_Lookup,MATCH($B101,INDEX(BPF_Summary_Lookup,,#REF!),0),#REF!)=FALSE,\"\",IF(W$68=\"Electricity\",$CU101,IF(W$68=\"Natural Gas\",$CW101,\"\")))),\"\")","v":""},{"$f":"IF(OR($F101=\"X\",$F101=\"x\"),IF(INDEX(BPF_Summary_Lookup,MATCH($B101,INDEX(BPF_Summary_Lookup,,#REF!),0),#REF!)=FALSE,\"\",IF(X$68=\"Electricity\",INDEX(BPF_Summary_Lookup,MATCH($B101,INDEX(BPF_Summary_Lookup,,#REF!),0),#REF!)*1000*0.000453592,IF(X$68=\"Natural Gas\",INDEX(BPF_Summary_Lookup,MATCH($B101,INDEX(BPF_Summary_Lookup,,#REF!),0),#REF!)*1000*0.000453592,\"\"))),\"\")","v":""},{"$f":"IF(OR($F101=\"X\",$F101=\"x\"),IF(INDEX(BPF_Summary_Lookup,MATCH($B101,INDEX(BPF_Summary_Lookup,,#REF!),0),#REF!)=FALSE,\"\",IF(Y$68=\"Electricity\",INDEX(BPF_Summary_Lookup,MATCH($B101,INDEX(BPF_Summary_Lookup,,#REF!),0),#REF!),IF(Y$68=\"Natural Gas\",INDEX(BPF_Summary_Lookup,MATCH($B101,INDEX(BPF_Summary_Lookup,,#REF!),0),#REF!),\"\"))),\"\")","v":""},{"$f":"IF(OR($F101=\"X\",$F101=\"x\"),IF(Z$68=\"\",\"\",IF(INDEX(BPF_Summary_Lookup,MATCH($B101,INDEX(BPF_Summary_Lookup,,#REF!),0),#REF!)=FALSE,\"\",IF(Z$68=\"Electricity\",$CO101,IF(Z$68=\"Natural Gas\",$CQ101,\"\")))),\"\")","v":""},{"$f":"IF(OR($F101=\"X\",$F101=\"x\"),IF(AA$68=\"\",\"\",IF(INDEX(BPF_Summary_Lookup,MATCH($B101,INDEX(BPF_Summary_Lookup,,#REF!),0),#REF!)=FALSE,\"\",IF(AA$68=\"Electricity\",$CU101,IF(AA$68=\"Natural Gas\",$CW101,\"\")))),\"\")","v":""},{"$f":"IF(OR($F101=\"X\",$F101=\"x\"),IF(INDEX(BPF_Summary_Lookup,MATCH($B101,INDEX(BPF_Summary_Lookup,,#REF!),0),#REF!)=FALSE,\"\",IF(AB$68=\"Electricity\",INDEX(BPF_Summary_Lookup,MATCH($B101,INDEX(BPF_Summary_Lookup,,#REF!),0),#REF!)*1000*0.000453592,IF(AB$68=\"Natural Gas\",INDEX(BPF_Summary_Lookup,MATCH($B101,INDEX(BPF_Summary_Lookup,,#REF!),0),#REF!)*1000*0.000453592,\"\"))),\"\")","v":""},{"$f":"IF(OR($F101=\"X\",$F101=\"x\"),IF(INDEX(BPF_Summary_Lookup,MATCH($B101,INDEX(BPF_Summary_Lookup,,#REF!),0),#REF!)=FALSE,\"\",IF(AC$68=\"Electricity\",INDEX(BPF_Summary_Lookup,MATCH($B101,INDEX(BPF_Summary_Lookup,,#REF!),0),#REF!),IF(AC$68=\"Natural Gas\",INDEX(BPF_Summary_Lookup,MATCH($B101,INDEX(BPF_Summary_Lookup,,#REF!),0),#REF!),\"\"))),\"\")","v":""},{"$f":"IF(OR($F101=\"X\",$F101=\"x\"),IF(AD$68=\"\",\"\",IF(INDEX(BPF_Summary_Lookup,MATCH($B101,INDEX(BPF_Summary_Lookup,,#REF!),0),#REF!)=FALSE,\"\",IF(AD$68=\"Electricity\",$CO101,IF(AD$68=\"Natural Gas\",$CQ101,\"\")))),\"\")","v":""},{"$f":"IF(OR($F101=\"X\",$F101=\"x\"),IF(AE$68=\"\",\"\",IF(INDEX(BPF_Summary_Lookup,MATCH($B101,INDEX(BPF_Summary_Lookup,,#REF!),0),#REF!)=FALSE,\"\",IF(AE$68=\"Electricity\",$CU101,IF(AE$68=\"Natural Gas\",$CW101,\"\")))),\"\")","v":""},{"$f":"IF(OR($F101=\"X\",$F101=\"x\"),IF(INDEX(BPF_Summary_Lookup,MATCH($B101,INDEX(BPF_Summary_Lookup,,#REF!),0),#REF!)=FALSE,\"\",IF(AF$68=\"Electricity\",INDEX(BPF_Summary_Lookup,MATCH($B101,INDEX(BPF_Summary_Lookup,,#REF!),0),#REF!)*1000*0.000453592,IF(AF$68=\"Natural Gas\",INDEX(BPF_Summary_Lookup,MATCH($B101,INDEX(BPF_Summary_Lookup,,#REF!),0),#REF!)*1000*0.000453592,\"\"))),\"\")","v":""},{"$f":"IF(OR($F101=\"X\",$F101=\"x\"),IF(INDEX(BPF_Summary_Lookup,MATCH($B101,INDEX(BPF_Summary_Lookup,,#REF!),0),#REF!)=FALSE,\"\",IF(AG$68=\"Electricity\",INDEX(BPF_Summary_Lookup,MATCH($B101,INDEX(BPF_Summary_Lookup,,#REF!),0),#REF!),IF(AG$68=\"Natural Gas\",INDEX(BPF_Summary_Lookup,MATCH($B101,INDEX(BPF_Summary_Lookup,,#REF!),0),#REF!),\"\"))),\"\")","v":""},{"$f":"IF(OR($F101=\"X\",$F101=\"x\"),IF(AH$68=\"\",\"\",IF(INDEX(BPF_Summary_Lookup,MATCH($B101,INDEX(BPF_Summary_Lookup,,#REF!),0),#REF!)=FALSE,\"\",IF(AH$68=\"Electricity\",$CO101,IF(AH$68=\"Natural Gas\",$CQ101,\"\")))),\"\")","v":""},{"$f":"IF(OR($F101=\"X\",$F101=\"x\"),IF(AI$68=\"\",\"\",IF(INDEX(BPF_Summary_Lookup,MATCH($B101,INDEX(BPF_Summary_Lookup,,#REF!),0),#REF!)=FALSE,\"\",IF(AI$68=\"Electricity\",$CU101,IF(AI$68=\"Natural Gas\",$CW101,\"\")))),\"\")","v":""},{"$f":"IF(OR($F101=\"X\",$F101=\"x\"),IF(INDEX(BPF_Summary_Lookup,MATCH($B101,INDEX(BPF_Summary_Lookup,,#REF!),0),#REF!)=FALSE,\"\",IF(AJ$68=\"Electricity\",INDEX(BPF_Summary_Lookup,MATCH($B101,INDEX(BPF_Summary_Lookup,,#REF!),0),#REF!)*1000*0.000453592,IF(AJ$68=\"Natural Gas\",INDEX(BPF_Summary_Lookup,MATCH($B101,INDEX(BPF_Summary_Lookup,,#REF!),0),#REF!)*1000*0.000453592,\"\"))),\"\")","v":""},{"$f":"IF(OR($F101=\"X\",$F101=\"x\"),IF(INDEX(BPF_Summary_Lookup,MATCH($B101,INDEX(BPF_Summary_Lookup,,#REF!),0),#REF!)=FALSE,\"\",IF(AK$68=\"Electricity\",INDEX(BPF_Summary_Lookup,MATCH($B101,INDEX(BPF_Summary_Lookup,,#REF!),0),#REF!),IF(AK$68=\"Natural Gas\",INDEX(BPF_Summary_Lookup,MATCH($B101,INDEX(BPF_Summary_Lookup,,#REF!),0),#REF!),\"\"))),\"\")","v":""},{"$f":"IF(OR($F101=\"X\",$F101=\"x\"),IF(AL$68=\"\",\"\",IF(INDEX(BPF_Summary_Lookup,MATCH($B101,INDEX(BPF_Summary_Lookup,,#REF!),0),#REF!)=FALSE,\"\",IF(AL$68=\"Electricity\",$CO101,IF(AL$68=\"Natural Gas\",$CQ101,\"\")))),\"\")","v":""},{"$f":"IF(OR($F101=\"X\",$F101=\"x\"),IF(AM$68=\"\",\"\",IF(INDEX(BPF_Summary_Lookup,MATCH($B101,INDEX(BPF_Summary_Lookup,,#REF!),0),#REF!)=FALSE,\"\",IF(AM$68=\"Electricity\",$CU101,IF(AM$68=\"Natural Gas\",$CW101,\"\")))),\"\")","v":""},{"$f":"IF(OR($F101=\"X\",$F101=\"x\"),IF(INDEX(BPF_Summary_Lookup,MATCH($B101,INDEX(BPF_Summary_Lookup,,#REF!),0),#REF!)=FALSE,\"\",IF(AN$68=\"Electricity\",INDEX(BPF_Summary_Lookup,MATCH($B101,INDEX(BPF_Summary_Lookup,,#REF!),0),#REF!)*1000*0.000453592,IF(AN$68=\"Natural Gas\",INDEX(BPF_Summary_Lookup,MATCH($B101,INDEX(BPF_Summary_Lookup,,#REF!),0),#REF!)*1000*0.000453592,\"\"))),\"\")","v":""},{"$f":"IF(OR($F101=\"X\",$F101=\"x\"),IF(INDEX(BPF_Summary_Lookup,MATCH($B101,INDEX(BPF_Summary_Lookup,,#REF!),0),#REF!)=FALSE,\"\",IF(AO$68=\"Electricity\",INDEX(BPF_Summary_Lookup,MATCH($B101,INDEX(BPF_Summary_Lookup,,#REF!),0),#REF!),IF(AO$68=\"Natural Gas\",INDEX(BPF_Summary_Lookup,MATCH($B101,INDEX(BPF_Summary_Lookup,,#REF!),0),#REF!),\"\"))),\"\")","v":""},{"$f":"IF(OR($F101=\"X\",$F101=\"x\"),IF(AP$68=\"\",\"\",IF(INDEX(BPF_Summary_Lookup,MATCH($B101,INDEX(BPF_Summary_Lookup,,#REF!),0),#REF!)=FALSE,\"\",IF(AP$68=\"Electricity\",$CO101,IF(AP$68=\"Natural Gas\",$CQ101,\"\")))),\"\")","v":""},{"$f":"IF(OR($F101=\"X\",$F101=\"x\"),IF(AQ$68=\"\",\"\",IF(INDEX(BPF_Summary_Lookup,MATCH($B101,INDEX(BPF_Summary_Lookup,,#REF!),0),#REF!)=FALSE,\"\",IF(AQ$68=\"Electricity\",$CU101,IF(AQ$68=\"Natural Gas\",$CW101,\"\")))),\"\")","v":""},{"$f":"IF(OR($F101=\"X\",$F101=\"x\"),IF(INDEX(BPF_Summary_Lookup,MATCH($B101,INDEX(BPF_Summary_Lookup,,#REF!),0),#REF!)=FALSE,\"\",IF(AR$68=\"Electricity\",INDEX(BPF_Summary_Lookup,MATCH($B101,INDEX(BPF_Summary_Lookup,,#REF!),0),#REF!)*1000*0.000453592,IF(AR$68=\"Natural Gas\",INDEX(BPF_Summary_Lookup,MATCH($B101,INDEX(BPF_Summary_Lookup,,#REF!),0),#REF!)*1000*0.000453592,\"\"))),\"\")","v":""},{"$f":"IF(OR($F101=\"X\",$F101=\"x\"),IF(INDEX(BPF_Summary_Lookup,MATCH($B101,INDEX(BPF_Summary_Lookup,,#REF!),0),#REF!)=FALSE,\"\",IF(AS$68=\"Electricity\",INDEX(BPF_Summary_Lookup,MATCH($B101,INDEX(BPF_Summary_Lookup,,#REF!),0),#REF!),IF(AS$68=\"Natural Gas\",INDEX(BPF_Summary_Lookup,MATCH($B101,INDEX(BPF_Summary_Lookup,,#REF!),0),#REF!),\"\"))),\"\")","v":""},{"$f":"IF(OR($F101=\"X\",$F101=\"x\"),IF(AT$68=\"\",\"\",IF(INDEX(BPF_Summary_Lookup,MATCH($B101,INDEX(BPF_Summary_Lookup,,#REF!),0),#REF!)=FALSE,\"\",IF(AT$68=\"Electricity\",$CO101,IF(AT$68=\"Natural Gas\",$CQ101,\"\")))),\"\")","v":""},{"$f":"IF(OR($F101=\"X\",$F101=\"x\"),IF(INDEX(BPF_Summary_Lookup,MATCH($B101,INDEX(BPF_Summary_Lookup,,#REF!),0),#REF!)=FALSE,\"\",INDEX(BPF_Summary_Lookup,MATCH($B101,INDEX(BPF_Summary_Lookup,,#REF!),0),#REF!)),\"\")","v":""},{"$f":"IF(OR($F101=\"X\",$F101=\"x\"),IF(INDEX(BPF_Summary_Lookup,MATCH($B101,INDEX(BPF_Summary_Lookup,,#REF!),0),#REF!)=FALSE,\"\",INDEX(BPF_Summary_Lookup,MATCH($B101,INDEX(BPF_Summary_Lookup,,#REF!),0),#REF!)),\"\")","v":""},{"$f":"IFERROR(INDEX(Ref_UnitConversions_Energy_Content_kBtu_Unit,IFERROR(MATCH($CL$72&INDEX(RE_EC_EnergyTypes,MATCH($CL$72,INDEX(RE_EC_EnergyTypes,,1),0),2),Ref_UnitConversions_Energy_Units_Lookup,0),MATCH(\"All\"&INDEX(RE_EC_EnergyTypes,MATCH($CL$72,INDEX(RE_EC_EnergyTypes,,1),0),2),Ref_UnitConversions_Energy_Units_Lookup,0)),)/CL101,\"\")","v":""},"",{"$f":"IFERROR(INDEX(Ref_UnitConversions_Energy_Content_kBtu_Unit,IFERROR(MATCH($CM$72&INDEX(RE_EC_EnergyTypes,MATCH($CM$72,INDEX(RE_EC_EnergyTypes,,1),0),2),Ref_UnitConversions_Energy_Units_Lookup,0),MATCH(\"All\"&INDEX(RE_EC_EnergyTypes,MATCH($CM$72,INDEX(RE_EC_EnergyTypes,,1),0),2),Ref_UnitConversions_Energy_Units_Lookup,0)),)/CM101,\"\")","v":""},"",{"$f":"IF(OR($F101=\"X\",$F101=\"x\"),IF(INDEX(BPF_Summary_Lookup,MATCH($B101,INDEX(BPF_Summary_Lookup,,#REF!),0),#REF!)=FALSE,\"\",INDEX(BPF_Summary_Lookup,MATCH($B101,INDEX(BPF_Summary_Lookup,,#REF!),0),#REF!)),\"\")","v":""},{"$f":"IF(OR($F101=\"X\",$F101=\"x\"),IF(INDEX(BPF_Summary_Lookup,MATCH($B101,INDEX(BPF_Summary_Lookup,,#REF!),0),#REF!)=FALSE,\"\",INDEX(BPF_Summary_Lookup,MATCH($B101,INDEX(BPF_Summary_Lookup,,#REF!),0),#REF!)),\"\")","v":""},{"$f":"IFERROR(INDEX(Ref_UnitConversions_Energy_Content_kBtu_Unit,IFERROR(MATCH($CL$72&INDEX(RE_EC_EnergyTypes,MATCH($CL$72,INDEX(RE_EC_EnergyTypes,,1),0),2),Ref_UnitConversions_Energy_Units_Lookup,0),MATCH(\"All\"&INDEX(RE_EC_EnergyTypes,MATCH($CL$72,INDEX(RE_EC_EnergyTypes,,1),0),2),Ref_UnitConversions_Energy_Units_Lookup,0)),),\"\")","v":3.4119999999999999},"",{"$f":"IFERROR(INDEX(Ref_UnitConversions_Energy_Content_kBtu_Unit,IFERROR(MATCH($CM$72&INDEX(RE_EC_EnergyTypes,MATCH($CM$72,INDEX(RE_EC_EnergyTypes,,1),0),2),Ref_UnitConversions_Energy_Units_Lookup,0),MATCH(\"All\"&INDEX(RE_EC_EnergyTypes,MATCH($CM$72,INDEX(RE_EC_EnergyTypes,,1),0),2),Ref_UnitConversions_Energy_Units_Lookup,0)),),\"\")","v":102.9},""]
[null,29,{"$f":"IF(INDEX(ProgSetup_Program_List,B102,)=\"\",5/0, IF(ProgSetup_Miscellaneous_Customization=TRUE,1,5/0))","v":{"$error":"#DIV/0!"}},null,{"$f":"INDEX(ProgSetup_Program_List,B102,1)& \"\"","v":""},null,{"$f":"IF(OR($F102=\"X\",$F102=\"x\"),IF(G$68=\"\",\"\",IF(INDEX(BPF_Summary_Lookup,MATCH($B102,INDEX(BPF_Summary_Lookup,,#REF!),0),#REF!)=FALSE,\"\",IF(G$68=\"Electricity\",$CU102,IF(G$68=\"Natural Gas\",$CW102,\"\")))),\"\")","v":""},{"$f":"IF(OR($F102=\"X\",$F102=\"x\"),IF(INDEX(BPF_Summary_Lookup,MATCH($B102,INDEX(BPF_Summary_Lookup,,#REF!),0),#REF!)=FALSE,\"\",IF(H$68=\"Electricity\",INDEX(BPF_Summary_Lookup,MATCH($B102,INDEX(BPF_Summary_Lookup,,#REF!),0),#REF!)*1000*0.000453592,IF(H$68=\"Natural Gas\",INDEX(BPF_Summary_Lookup,MATCH($B102,INDEX(BPF_Summary_Lookup,,#REF!),0),#REF!)*1000*0.000453592,\"\"))),\"\")","v":""},{"$f":"IF(OR($F102=\"X\",$F102=\"x\"),IF(INDEX(BPF_Summary_Lookup,MATCH($B102,INDEX(BPF_Summary_Lookup,,#REF!),0),#REF!)=FALSE,\"\",IF(I$68=\"Electricity\",INDEX(BPF_Summary_Lookup,MATCH($B102,INDEX(BPF_Summary_Lookup,,#REF!),0),#REF!),IF(I$68=\"Natural Gas\",INDEX(BPF_Summary_Lookup,MATCH($B102,INDEX(BPF_Summary_Lookup,,#REF!),0),#REF!),\"\"))),\"\")","v":""},{"$f":"IF(OR($F102=\"X\",$F102=\"x\"),IF(J$68=\"\",\"\",IF(INDEX(BPF_Summary_Lookup,MATCH($B102,INDEX(BPF_Summary_Lookup,,#REF!),0),#REF!)=FALSE,\"\",IF(J$68=\"Electricity\",$CO102,IF(J$68=\"Natural Gas\",$CQ102,\"\")))),\"\")","v":""},{"$f":"IF(OR($F102=\"X\",$F102=\"x\"),IF(K$68=\"\",\"\",IF(INDEX(BPF_Summary_Lookup,MATCH($B102,INDEX(BPF_Summary_Lookup,,#REF!),0),#REF!)=FALSE,\"\",IF(K$68=\"Electricity\",$CU102,IF(K$68=\"Natural Gas\",$CW102,\"\")))),\"\")","v":""},{"$f":"IF(OR($F102=\"X\",$F102=\"x\"),IF(INDEX(BPF_Summary_Lookup,MATCH($B102,INDEX(BPF_Summary_Lookup,,#REF!),0),#REF!)=FALSE,\"\",IF(L$68=\"Electricity\",INDEX(BPF_Summary_Lookup,MATCH($B102,INDEX(BPF_Summary_Lookup,,#REF!),0),#REF!)*1000*0.000453592,IF(L$68=\"Natural Gas\",INDEX(BPF_Summary_Lookup,MATCH($B102,INDEX(BPF_Summary_Lookup,,#REF!),0),#REF!)*1000*0.000453592,\"\"))),\"\")","v":""},{"$f":"IF(OR($F102=\"X\",$F102=\"x\"),IF(INDEX(BPF_Summary_Lookup,MATCH($B102,INDEX(BPF_Summary_Lookup,,#REF!),0),#REF!)=FALSE,\"\",IF(M$68=\"Electricity\",INDEX(BPF_Summary_Lookup,MATCH($B102,INDEX(BPF_Summary_Lookup,,#REF!),0),#REF!),IF(M$68=\"Natural Gas\",INDEX(BPF_Summary_Lookup,MATCH($B102,INDEX(BPF_Summary_Lookup,,#REF!),0),#REF!),\"\"))),\"\")","v":""},{"$f":"IF(OR($F102=\"X\",$F102=\"x\"),IF(N$68=\"\",\"\",IF(INDEX(BPF_Summary_Lookup,MATCH($B102,INDEX(BPF_Summary_Lookup,,#REF!),0),#REF!)=FALSE,\"\",IF(N$68=\"Electricity\",$CO102,IF(N$68=\"Natural Gas\",$CQ102,\"\")))),\"\")","v":""},{"$f":"IF(OR($F102=\"X\",$F102=\"x\"),IF(O$68=\"\",\"\",IF(INDEX(BPF_Summary_Lookup,MATCH($B102,INDEX(BPF_Summary_Lookup,,#REF!),0),#REF!)=FALSE,\"\",IF(O$68=\"Electricity\",$CU102,IF(O$68=\"Natural Gas\",$CW102,\"\")))),\"\")","v":""},{"$f":"IF(OR($F102=\"X\",$F102=\"x\"),IF(INDEX(BPF_Summary_Lookup,MATCH($B102,INDEX(BPF_Summary_Lookup,,#REF!),0),#REF!)=FALSE,\"\",IF(P$68=\"Electricity\",INDEX(BPF_Summary_Lookup,MATCH($B102,INDEX(BPF_Summary_Lookup,,#REF!),0),#REF!)*1000*0.000453592,IF(P$68=\"Natural Gas\",INDEX(BPF_Summary_Lookup,MATCH($B102,INDEX(BPF_Summary_Lookup,,#REF!),0),#REF!)*1000*0.000453592,\"\"))),\"\")","v":""},{"$f":"IF(OR($F102=\"X\",$F102=\"x\"),IF(INDEX(BPF_Summary_Lookup,MATCH($B102,INDEX(BPF_Summary_Lookup,,#REF!),0),#REF!)=FALSE,\"\",IF(Q$68=\"Electricity\",INDEX(BPF_Summary_Lookup,MATCH($B102,INDEX(BPF_Summary_Lookup,,#REF!),0),#REF!),IF(Q$68=\"Natural Gas\",INDEX(BPF_Summary_Lookup,MATCH($B102,INDEX(BPF_Summary_Lookup,,#REF!),0),#REF!),\"\"))),\"\")","v":""},{"$f":"IF(OR($F102=\"X\",$F102=\"x\"),IF(R$68=\"\",\"\",IF(INDEX(BPF_Summary_Lookup,MATCH($B102,INDEX(BPF_Summary_Lookup,,#REF!),0),#REF!)=FALSE,\"\",IF(R$68=\"Electricity\",$CO102,IF(R$68=\"Natural Gas\",$CQ102,\"\")))),\"\")","v":""},{"$f":"IF(OR($F102=\"X\",$F102=\"x\"),IF(S$68=\"\",\"\",IF(INDEX(BPF_Summary_Lookup,MATCH($B102,INDEX(BPF_Summary_Lookup,,#REF!),0),#REF!)=FALSE,\"\",IF(S$68=\"Electricity\",$CU102,IF(S$68=\"Natural Gas\",$CW102,\"\")))),\"\")","v":""},{"$f":"IF(OR($F102=\"X\",$F102=\"x\"),IF(INDEX(BPF_Summary_Lookup,MATCH($B102,INDEX(BPF_Summary_Lookup,,#REF!),0),#REF!)=FALSE,\"\",IF(T$68=\"Electricity\",INDEX(BPF_Summary_Lookup,MATCH($B102,INDEX(BPF_Summary_Lookup,,#REF!),0),#REF!)*1000*0.000453592,IF(T$68=\"Natural Gas\",INDEX(BPF_Summary_Lookup,MATCH($B102,INDEX(BPF_Summary_Lookup,,#REF!),0),#REF!)*1000*0.000453592,\"\"))),\"\")","v":""},{"$f":"IF(OR($F102=\"X\",$F102=\"x\"),IF(INDEX(BPF_Summary_Lookup,MATCH($B102,INDEX(BPF_Summary_Lookup,,#REF!),0),#REF!)=FALSE,\"\",IF(U$68=\"Electricity\",INDEX(BPF_Summary_Lookup,MATCH($B102,INDEX(BPF_Summary_Lookup,,#REF!),0),#REF!),IF(U$68=\"Natural Gas\",INDEX(BPF_Summary_Lookup,MATCH($B102,INDEX(BPF_Summary_Lookup,,#REF!),0),#REF!),\"\"))),\"\")","v":""},{"$f":"IF(OR($F102=\"X\",$F102=\"x\"),IF(V$68=\"\",\"\",IF(INDEX(BPF_Summary_Lookup,MATCH($B102,INDEX(BPF_Summary_Lookup,,#REF!),0),#REF!)=FALSE,\"\",IF(V$68=\"Electricity\",$CO102,IF(V$68=\"Natural Gas\",$CQ102,\"\")))),\"\")","v":""},{"$f":"IF(OR($F102=\"X\",$F102=\"x\"),IF(W$68=\"\",\"\",IF(INDEX(BPF_Summary_Lookup,MATCH($B102,INDEX(BPF_Summary_Lookup,,#REF!),0),#REF!)=FALSE,\"\",IF(W$68=\"Electricity\",$CU102,IF(W$68=\"Natural Gas\",$CW102,\"\")))),\"\")","v":""},{"$f":"IF(OR($F102=\"X\",$F102=\"x\"),IF(INDEX(BPF_Summary_Lookup,MATCH($B102,INDEX(BPF_Summary_Lookup,,#REF!),0),#REF!)=FALSE,\"\",IF(X$68=\"Electricity\",INDEX(BPF_Summary_Lookup,MATCH($B102,INDEX(BPF_Summary_Lookup,,#REF!),0),#REF!)*1000*0.000453592,IF(X$68=\"Natural Gas\",INDEX(BPF_Summary_Lookup,MATCH($B102,INDEX(BPF_Summary_Lookup,,#REF!),0),#REF!)*1000*0.000453592,\"\"))),\"\")","v":""},{"$f":"IF(OR($F102=\"X\",$F102=\"x\"),IF(INDEX(BPF_Summary_Lookup,MATCH($B102,INDEX(BPF_Summary_Lookup,,#REF!),0),#REF!)=FALSE,\"\",IF(Y$68=\"Electricity\",INDEX(BPF_Summary_Lookup,MATCH($B102,INDEX(BPF_Summary_Lookup,,#REF!),0),#REF!),IF(Y$68=\"Natural Gas\",INDEX(BPF_Summary_Lookup,MATCH($B102,INDEX(BPF_Summary_Lookup,,#REF!),0),#REF!),\"\"))),\"\")","v":""},{"$f":"IF(OR($F102=\"X\",$F102=\"x\"),IF(Z$68=\"\",\"\",IF(INDEX(BPF_Summary_Lookup,MATCH($B102,INDEX(BPF_Summary_Lookup,,#REF!),0),#REF!)=FALSE,\"\",IF(Z$68=\"Electricity\",$CO102,IF(Z$68=\"Natural Gas\",$CQ102,\"\")))),\"\")","v":""},{"$f":"IF(OR($F102=\"X\",$F102=\"x\"),IF(AA$68=\"\",\"\",IF(INDEX(BPF_Summary_Lookup,MATCH($B102,INDEX(BPF_Summary_Lookup,,#REF!),0),#REF!)=FALSE,\"\",IF(AA$68=\"Electricity\",$CU102,IF(AA$68=\"Natural Gas\",$CW102,\"\")))),\"\")","v":""},{"$f":"IF(OR($F102=\"X\",$F102=\"x\"),IF(INDEX(BPF_Summary_Lookup,MATCH($B102,INDEX(BPF_Summary_Lookup,,#REF!),0),#REF!)=FALSE,\"\",IF(AB$68=\"Electricity\",INDEX(BPF_Summary_Lookup,MATCH($B102,INDEX(BPF_Summary_Lookup,,#REF!),0),#REF!)*1000*0.000453592,IF(AB$68=\"Natural Gas\",INDEX(BPF_Summary_Lookup,MATCH($B102,INDEX(BPF_Summary_Lookup,,#REF!),0),#REF!)*1000*0.000453592,\"\"))),\"\")","v":""},{"$f":"IF(OR($F102=\"X\",$F102=\"x\"),IF(INDEX(BPF_Summary_Lookup,MATCH($B102,INDEX(BPF_Summary_Lookup,,#REF!),0),#REF!)=FALSE,\"\",IF(AC$68=\"Electricity\",INDEX(BPF_Summary_Lookup,MATCH($B102,INDEX(BPF_Summary_Lookup,,#REF!),0),#REF!),IF(AC$68=\"Natural Gas\",INDEX(BPF_Summary_Lookup,MATCH($B102,INDEX(BPF_Summary_Lookup,,#REF!),0),#REF!),\"\"))),\"\")","v":""},{"$f":"IF(OR($F102=\"X\",$F102=\"x\"),IF(AD$68=\"\",\"\",IF(INDEX(BPF_Summary_Lookup,MATCH($B102,INDEX(BPF_Summary_Lookup,,#REF!),0),#REF!)=FALSE,\"\",IF(AD$68=\"Electricity\",$CO102,IF(AD$68=\"Natural Gas\",$CQ102,\"\")))),\"\")","v":""},{"$f":"IF(OR($F102=\"X\",$F102=\"x\"),IF(AE$68=\"\",\"\",IF(INDEX(BPF_Summary_Lookup,MATCH($B102,INDEX(BPF_Summary_Lookup,,#REF!),0),#REF!)=FALSE,\"\",IF(AE$68=\"Electricity\",$CU102,IF(AE$68=\"Natural Gas\",$CW102,\"\")))),\"\")","v":""},{"$f":"IF(OR($F102=\"X\",$F102=\"x\"),IF(INDEX(BPF_Summary_Lookup,MATCH($B102,INDEX(BPF_Summary_Lookup,,#REF!),0),#REF!)=FALSE,\"\",IF(AF$68=\"Electricity\",INDEX(BPF_Summary_Lookup,MATCH($B102,INDEX(BPF_Summary_Lookup,,#REF!),0),#REF!)*1000*0.000453592,IF(AF$68=\"Natural Gas\",INDEX(BPF_Summary_Lookup,MATCH($B102,INDEX(BPF_Summary_Lookup,,#REF!),0),#REF!)*1000*0.000453592,\"\"))),\"\")","v":""},{"$f":"IF(OR($F102=\"X\",$F102=\"x\"),IF(INDEX(BPF_Summary_Lookup,MATCH($B102,INDEX(BPF_Summary_Lookup,,#REF!),0),#REF!)=FALSE,\"\",IF(AG$68=\"Electricity\",INDEX(BPF_Summary_Lookup,MATCH($B102,INDEX(BPF_Summary_Lookup,,#REF!),0),#REF!),IF(AG$68=\"Natural Gas\",INDEX(BPF_Summary_Lookup,MATCH($B102,INDEX(BPF_Summary_Lookup,,#REF!),0),#REF!),\"\"))),\"\")","v":""},{"$f":"IF(OR($F102=\"X\",$F102=\"x\"),IF(AH$68=\"\",\"\",IF(INDEX(BPF_Summary_Lookup,MATCH($B102,INDEX(BPF_Summary_Lookup,,#REF!),0),#REF!)=FALSE,\"\",IF(AH$68=\"Electricity\",$CO102,IF(AH$68=\"Natural Gas\",$CQ102,\"\")))),\"\")","v":""},{"$f":"IF(OR($F102=\"X\",$F102=\"x\"),IF(AI$68=\"\",\"\",IF(INDEX(BPF_Summary_Lookup,MATCH($B102,INDEX(BPF_Summary_Lookup,,#REF!),0),#REF!)=FALSE,\"\",IF(AI$68=\"Electricity\",$CU102,IF(AI$68=\"Natural Gas\",$CW102,\"\")))),\"\")","v":""},{"$f":"IF(OR($F102=\"X\",$F102=\"x\"),IF(INDEX(BPF_Summary_Lookup,MATCH($B102,INDEX(BPF_Summary_Lookup,,#REF!),0),#REF!)=FALSE,\"\",IF(AJ$68=\"Electricity\",INDEX(BPF_Summary_Lookup,MATCH($B102,INDEX(BPF_Summary_Lookup,,#REF!),0),#REF!)*1000*0.000453592,IF(AJ$68=\"Natural Gas\",INDEX(BPF_Summary_Lookup,MATCH($B102,INDEX(BPF_Summary_Lookup,,#REF!),0),#REF!)*1000*0.000453592,\"\"))),\"\")","v":""},{"$f":"IF(OR($F102=\"X\",$F102=\"x\"),IF(INDEX(BPF_Summary_Lookup,MATCH($B102,INDEX(BPF_Summary_Lookup,,#REF!),0),#REF!)=FALSE,\"\",IF(AK$68=\"Electricity\",INDEX(BPF_Summary_Lookup,MATCH($B102,INDEX(BPF_Summary_Lookup,,#REF!),0),#REF!),IF(AK$68=\"Natural Gas\",INDEX(BPF_Summary_Lookup,MATCH($B102,INDEX(BPF_Summary_Lookup,,#REF!),0),#REF!),\"\"))),\"\")","v":""},{"$f":"IF(OR($F102=\"X\",$F102=\"x\"),IF(AL$68=\"\",\"\",IF(INDEX(BPF_Summary_Lookup,MATCH($B102,INDEX(BPF_Summary_Lookup,,#REF!),0),#REF!)=FALSE,\"\",IF(AL$68=\"Electricity\",$CO102,IF(AL$68=\"Natural Gas\",$CQ102,\"\")))),\"\")","v":""},{"$f":"IF(OR($F102=\"X\",$F102=\"x\"),IF(AM$68=\"\",\"\",IF(INDEX(BPF_Summary_Lookup,MATCH($B102,INDEX(BPF_Summary_Lookup,,#REF!),0),#REF!)=FALSE,\"\",IF(AM$68=\"Electricity\",$CU102,IF(AM$68=\"Natural Gas\",$CW102,\"\")))),\"\")","v":""},{"$f":"IF(OR($F102=\"X\",$F102=\"x\"),IF(INDEX(BPF_Summary_Lookup,MATCH($B102,INDEX(BPF_Summary_Lookup,,#REF!),0),#REF!)=FALSE,\"\",IF(AN$68=\"Electricity\",INDEX(BPF_Summary_Lookup,MATCH($B102,INDEX(BPF_Summary_Lookup,,#REF!),0),#REF!)*1000*0.000453592,IF(AN$68=\"Natural Gas\",INDEX(BPF_Summary_Lookup,MATCH($B102,INDEX(BPF_Summary_Lookup,,#REF!),0),#REF!)*1000*0.000453592,\"\"))),\"\")","v":""},{"$f":"IF(OR($F102=\"X\",$F102=\"x\"),IF(INDEX(BPF_Summary_Lookup,MATCH($B102,INDEX(BPF_Summary_Lookup,,#REF!),0),#REF!)=FALSE,\"\",IF(AO$68=\"Electricity\",INDEX(BPF_Summary_Lookup,MATCH($B102,INDEX(BPF_Summary_Lookup,,#REF!),0),#REF!),IF(AO$68=\"Natural Gas\",INDEX(BPF_Summary_Lookup,MATCH($B102,INDEX(BPF_Summary_Lookup,,#REF!),0),#REF!),\"\"))),\"\")","v":""},{"$f":"IF(OR($F102=\"X\",$F102=\"x\"),IF(AP$68=\"\",\"\",IF(INDEX(BPF_Summary_Lookup,MATCH($B102,INDEX(BPF_Summary_Lookup,,#REF!),0),#REF!)=FALSE,\"\",IF(AP$68=\"Electricity\",$CO102,IF(AP$68=\"Natural Gas\",$CQ102,\"\")))),\"\")","v":""},{"$f":"IF(OR($F102=\"X\",$F102=\"x\"),IF(AQ$68=\"\",\"\",IF(INDEX(BPF_Summary_Lookup,MATCH($B102,INDEX(BPF_Summary_Lookup,,#REF!),0),#REF!)=FALSE,\"\",IF(AQ$68=\"Electricity\",$CU102,IF(AQ$68=\"Natural Gas\",$CW102,\"\")))),\"\")","v":""},{"$f":"IF(OR($F102=\"X\",$F102=\"x\"),IF(INDEX(BPF_Summary_Lookup,MATCH($B102,INDEX(BPF_Summary_Lookup,,#REF!),0),#REF!)=FALSE,\"\",IF(AR$68=\"Electricity\",INDEX(BPF_Summary_Lookup,MATCH($B102,INDEX(BPF_Summary_Lookup,,#REF!),0),#REF!)*1000*0.000453592,IF(AR$68=\"Natural Gas\",INDEX(BPF_Summary_Lookup,MATCH($B102,INDEX(BPF_Summary_Lookup,,#REF!),0),#REF!)*1000*0.000453592,\"\"))),\"\")","v":""},{"$f":"IF(OR($F102=\"X\",$F102=\"x\"),IF(INDEX(BPF_Summary_Lookup,MATCH($B102,INDEX(BPF_Summary_Lookup,,#REF!),0),#REF!)=FALSE,\"\",IF(AS$68=\"Electricity\",INDEX(BPF_Summary_Lookup,MATCH($B102,INDEX(BPF_Summary_Lookup,,#REF!),0),#REF!),IF(AS$68=\"Natural Gas\",INDEX(BPF_Summary_Lookup,MATCH($B102,INDEX(BPF_Summary_Lookup,,#REF!),0),#REF!),\"\"))),\"\")","v":""},{"$f":"IF(OR($F102=\"X\",$F102=\"x\"),IF(AT$68=\"\",\"\",IF(INDEX(BPF_Summary_Lookup,MATCH($B102,INDEX(BPF_Summary_Lookup,,#REF!),0),#REF!)=FALSE,\"\",IF(AT$68=\"Electricity\",$CO102,IF(AT$68=\"Natural Gas\",$CQ102,\"\")))),\"\")","v":""},null,null,null,{"$f":"IF(OR($F102=\"X\",$F102=\"x\"),IF(G$68=\"\",\"\",IF(INDEX(BPF_Summary_Lookup,MATCH($B102,INDEX(BPF_Summary_Lookup,,#REF!),0),#REF!)=FALSE,\"\",IF(G$68=\"Electricity\",$CU102,IF(G$68=\"Natural Gas\",$CW102,\"\")))),\"\")","v":""},{"$f":"IF(OR($F102=\"X\",$F102=\"x\"),IF(INDEX(BPF_Summary_Lookup,MATCH($B102,INDEX(BPF_Summary_Lookup,,#REF!),0),#REF!)=FALSE,\"\",IF(H$68=\"Electricity\",INDEX(BPF_Summary_Lookup,MATCH($B102,INDEX(BPF_Summary_Lookup,,#REF!),0),#REF!)*1000*0.000453592,IF(H$68=\"Natural Gas\",INDEX(BPF_Summary_Lookup,MATCH($B102,INDEX(BPF_Summary_Lookup,,#REF!),0),#REF!)*1000*0.000453592,\"\"))),\"\")","v":""},{"$f":"IF(OR($F102=\"X\",$F102=\"x\"),IF(INDEX(BPF_Summary_Lookup,MATCH($B102,INDEX(BPF_Summary_Lookup,,#REF!),0),#REF!)=FALSE,\"\",IF(I$68=\"Electricity\",INDEX(BPF_Summary_Lookup,MATCH($B102,INDEX(BPF_Summary_Lookup,,#REF!),0),#REF!),IF(I$68=\"Natural Gas\",INDEX(BPF_Summary_Lookup,MATCH($B102,INDEX(BPF_Summary_Lookup,,#REF!),0),#REF!),\"\"))),\"\")","v":""},{"$f":"IF(OR($F102=\"X\",$F102=\"x\"),IF(J$68=\"\",\"\",IF(INDEX(BPF_Summary_Lookup,MATCH($B102,INDEX(BPF_Summary_Lookup,,#REF!),0),#REF!)=FALSE,\"\",IF(J$68=\"Electricity\",$CO102,IF(J$68=\"Natural Gas\",$CQ102,\"\")))),\"\")","v":""},{"$f":"IF(OR($F102=\"X\",$F102=\"x\"),IF(K$68=\"\",\"\",IF(INDEX(BPF_Summary_Lookup,MATCH($B102,INDEX(BPF_Summary_Lookup,,#REF!),0),#REF!)=FALSE,\"\",IF(K$68=\"Electricity\",$CU102,IF(K$68=\"Natural Gas\",$CW102,\"\")))),\"\")","v":""},{"$f":"IF(OR($F102=\"X\",$F102=\"x\"),IF(INDEX(BPF_Summary_Lookup,MATCH($B102,INDEX(BPF_Summary_Lookup,,#REF!),0),#REF!)=FALSE,\"\",IF(L$68=\"Electricity\",INDEX(BPF_Summary_Lookup,MATCH($B102,INDEX(BPF_Summary_Lookup,,#REF!),0),#REF!)*1000*0.000453592,IF(L$68=\"Natural Gas\",INDEX(BPF_Summary_Lookup,MATCH($B102,INDEX(BPF_Summary_Lookup,,#REF!),0),#REF!)*1000*0.000453592,\"\"))),\"\")","v":""},{"$f":"IF(OR($F102=\"X\",$F102=\"x\"),IF(INDEX(BPF_Summary_Lookup,MATCH($B102,INDEX(BPF_Summary_Lookup,,#REF!),0),#REF!)=FALSE,\"\",IF(M$68=\"Electricity\",INDEX(BPF_Summary_Lookup,MATCH($B102,INDEX(BPF_Summary_Lookup,,#REF!),0),#REF!),IF(M$68=\"Natural Gas\",INDEX(BPF_Summary_Lookup,MATCH($B102,INDEX(BPF_Summary_Lookup,,#REF!),0),#REF!),\"\"))),\"\")","v":""},{"$f":"IF(OR($F102=\"X\",$F102=\"x\"),IF(N$68=\"\",\"\",IF(INDEX(BPF_Summary_Lookup,MATCH($B102,INDEX(BPF_Summary_Lookup,,#REF!),0),#REF!)=FALSE,\"\",IF(N$68=\"Electricity\",$CO102,IF(N$68=\"Natural Gas\",$CQ102,\"\")))),\"\")","v":""},{"$f":"IF(OR($F102=\"X\",$F102=\"x\"),IF(O$68=\"\",\"\",IF(INDEX(BPF_Summary_Lookup,MATCH($B102,INDEX(BPF_Summary_Lookup,,#REF!),0),#REF!)=FALSE,\"\",IF(O$68=\"Electricity\",$CU102,IF(O$68=\"Natural Gas\",$CW102,\"\")))),\"\")","v":""},{"$f":"IF(OR($F102=\"X\",$F102=\"x\"),IF(INDEX(BPF_Summary_Lookup,MATCH($B102,INDEX(BPF_Summary_Lookup,,#REF!),0),#REF!)=FALSE,\"\",IF(P$68=\"Electricity\",INDEX(BPF_Summary_Lookup,MATCH($B102,INDEX(BPF_Summary_Lookup,,#REF!),0),#REF!)*1000*0.000453592,IF(P$68=\"Natural Gas\",INDEX(BPF_Summary_Lookup,MATCH($B102,INDEX(BPF_Summary_Lookup,,#REF!),0),#REF!)*1000*0.000453592,\"\"))),\"\")","v":""},{"$f":"IF(OR($F102=\"X\",$F102=\"x\"),IF(INDEX(BPF_Summary_Lookup,MATCH($B102,INDEX(BPF_Summary_Lookup,,#REF!),0),#REF!)=FALSE,\"\",IF(Q$68=\"Electricity\",INDEX(BPF_Summary_Lookup,MATCH($B102,INDEX(BPF_Summary_Lookup,,#REF!),0),#REF!),IF(Q$68=\"Natural Gas\",INDEX(BPF_Summary_Lookup,MATCH($B102,INDEX(BPF_Summary_Lookup,,#REF!),0),#REF!),\"\"))),\"\")","v":""},{"$f":"IF(OR($F102=\"X\",$F102=\"x\"),IF(R$68=\"\",\"\",IF(INDEX(BPF_Summary_Lookup,MATCH($B102,INDEX(BPF_Summary_Lookup,,#REF!),0),#REF!)=FALSE,\"\",IF(R$68=\"Electricity\",$CO102,IF(R$68=\"Natural Gas\",$CQ102,\"\")))),\"\")","v":""},{"$f":"IF(OR($F102=\"X\",$F102=\"x\"),IF(S$68=\"\",\"\",IF(INDEX(BPF_Summary_Lookup,MATCH($B102,INDEX(BPF_Summary_Lookup,,#REF!),0),#REF!)=FALSE,\"\",IF(S$68=\"Electricity\",$CU102,IF(S$68=\"Natural Gas\",$CW102,\"\")))),\"\")","v":""},{"$f":"IF(OR($F102=\"X\",$F102=\"x\"),IF(INDEX(BPF_Summary_Lookup,MATCH($B102,INDEX(BPF_Summary_Lookup,,#REF!),0),#REF!)=FALSE,\"\",IF(T$68=\"Electricity\",INDEX(BPF_Summary_Lookup,MATCH($B102,INDEX(BPF_Summary_Lookup,,#REF!),0),#REF!)*1000*0.000453592,IF(T$68=\"Natural Gas\",INDEX(BPF_Summary_Lookup,MATCH($B102,INDEX(BPF_Summary_Lookup,,#REF!),0),#REF!)*1000*0.000453592,\"\"))),\"\")","v":""},{"$f":"IF(OR($F102=\"X\",$F102=\"x\"),IF(INDEX(BPF_Summary_Lookup,MATCH($B102,INDEX(BPF_Summary_Lookup,,#REF!),0),#REF!)=FALSE,\"\",IF(U$68=\"Electricity\",INDEX(BPF_Summary_Lookup,MATCH($B102,INDEX(BPF_Summary_Lookup,,#REF!),0),#REF!),IF(U$68=\"Natural Gas\",INDEX(BPF_Summary_Lookup,MATCH($B102,INDEX(BPF_Summary_Lookup,,#REF!),0),#REF!),\"\"))),\"\")","v":""},{"$f":"IF(OR($F102=\"X\",$F102=\"x\"),IF(V$68=\"\",\"\",IF(INDEX(BPF_Summary_Lookup,MATCH($B102,INDEX(BPF_Summary_Lookup,,#REF!),0),#REF!)=FALSE,\"\",IF(V$68=\"Electricity\",$CO102,IF(V$68=\"Natural Gas\",$CQ102,\"\")))),\"\")","v":""},{"$f":"IF(OR($F102=\"X\",$F102=\"x\"),IF(W$68=\"\",\"\",IF(INDEX(BPF_Summary_Lookup,MATCH($B102,INDEX(BPF_Summary_Lookup,,#REF!),0),#REF!)=FALSE,\"\",IF(W$68=\"Electricity\",$CU102,IF(W$68=\"Natural Gas\",$CW102,\"\")))),\"\")","v":""},{"$f":"IF(OR($F102=\"X\",$F102=\"x\"),IF(INDEX(BPF_Summary_Lookup,MATCH($B102,INDEX(BPF_Summary_Lookup,,#REF!),0),#REF!)=FALSE,\"\",IF(X$68=\"Electricity\",INDEX(BPF_Summary_Lookup,MATCH($B102,INDEX(BPF_Summary_Lookup,,#REF!),0),#REF!)*1000*0.000453592,IF(X$68=\"Natural Gas\",INDEX(BPF_Summary_Lookup,MATCH($B102,INDEX(BPF_Summary_Lookup,,#REF!),0),#REF!)*1000*0.000453592,\"\"))),\"\")","v":""},{"$f":"IF(OR($F102=\"X\",$F102=\"x\"),IF(INDEX(BPF_Summary_Lookup,MATCH($B102,INDEX(BPF_Summary_Lookup,,#REF!),0),#REF!)=FALSE,\"\",IF(Y$68=\"Electricity\",INDEX(BPF_Summary_Lookup,MATCH($B102,INDEX(BPF_Summary_Lookup,,#REF!),0),#REF!),IF(Y$68=\"Natural Gas\",INDEX(BPF_Summary_Lookup,MATCH($B102,INDEX(BPF_Summary_Lookup,,#REF!),0),#REF!),\"\"))),\"\")","v":""},{"$f":"IF(OR($F102=\"X\",$F102=\"x\"),IF(Z$68=\"\",\"\",IF(INDEX(BPF_Summary_Lookup,MATCH($B102,INDEX(BPF_Summary_Lookup,,#REF!),0),#REF!)=FALSE,\"\",IF(Z$68=\"Electricity\",$CO102,IF(Z$68=\"Natural Gas\",$CQ102,\"\")))),\"\")","v":""},{"$f":"IF(OR($F102=\"X\",$F102=\"x\"),IF(AA$68=\"\",\"\",IF(INDEX(BPF_Summary_Lookup,MATCH($B102,INDEX(BPF_Summary_Lookup,,#REF!),0),#REF!)=FALSE,\"\",IF(AA$68=\"Electricity\",$CU102,IF(AA$68=\"Natural Gas\",$CW102,\"\")))),\"\")","v":""},{"$f":"IF(OR($F102=\"X\",$F102=\"x\"),IF(INDEX(BPF_Summary_Lookup,MATCH($B102,INDEX(BPF_Summary_Lookup,,#REF!),0),#REF!)=FALSE,\"\",IF(AB$68=\"Electricity\",INDEX(BPF_Summary_Lookup,MATCH($B102,INDEX(BPF_Summary_Lookup,,#REF!),0),#REF!)*1000*0.000453592,IF(AB$68=\"Natural Gas\",INDEX(BPF_Summary_Lookup,MATCH($B102,INDEX(BPF_Summary_Lookup,,#REF!),0),#REF!)*1000*0.000453592,\"\"))),\"\")","v":""},{"$f":"IF(OR($F102=\"X\",$F102=\"x\"),IF(INDEX(BPF_Summary_Lookup,MATCH($B102,INDEX(BPF_Summary_Lookup,,#REF!),0),#REF!)=FALSE,\"\",IF(AC$68=\"Electricity\",INDEX(BPF_Summary_Lookup,MATCH($B102,INDEX(BPF_Summary_Lookup,,#REF!),0),#REF!),IF(AC$68=\"Natural Gas\",INDEX(BPF_Summary_Lookup,MATCH($B102,INDEX(BPF_Summary_Lookup,,#REF!),0),#REF!),\"\"))),\"\")","v":""},{"$f":"IF(OR($F102=\"X\",$F102=\"x\"),IF(AD$68=\"\",\"\",IF(INDEX(BPF_Summary_Lookup,MATCH($B102,INDEX(BPF_Summary_Lookup,,#REF!),0),#REF!)=FALSE,\"\",IF(AD$68=\"Electricity\",$CO102,IF(AD$68=\"Natural Gas\",$CQ102,\"\")))),\"\")","v":""},{"$f":"IF(OR($F102=\"X\",$F102=\"x\"),IF(AE$68=\"\",\"\",IF(INDEX(BPF_Summary_Lookup,MATCH($B102,INDEX(BPF_Summary_Lookup,,#REF!),0),#REF!)=FALSE,\"\",IF(AE$68=\"Electricity\",$CU102,IF(AE$68=\"Natural Gas\",$CW102,\"\")))),\"\")","v":""},{"$f":"IF(OR($F102=\"X\",$F102=\"x\"),IF(INDEX(BPF_Summary_Lookup,MATCH($B102,INDEX(BPF_Summary_Lookup,,#REF!),0),#REF!)=FALSE,\"\",IF(AF$68=\"Electricity\",INDEX(BPF_Summary_Lookup,MATCH($B102,INDEX(BPF_Summary_Lookup,,#REF!),0),#REF!)*1000*0.000453592,IF(AF$68=\"Natural Gas\",INDEX(BPF_Summary_Lookup,MATCH($B102,INDEX(BPF_Summary_Lookup,,#REF!),0),#REF!)*1000*0.000453592,\"\"))),\"\")","v":""},{"$f":"IF(OR($F102=\"X\",$F102=\"x\"),IF(INDEX(BPF_Summary_Lookup,MATCH($B102,INDEX(BPF_Summary_Lookup,,#REF!),0),#REF!)=FALSE,\"\",IF(AG$68=\"Electricity\",INDEX(BPF_Summary_Lookup,MATCH($B102,INDEX(BPF_Summary_Lookup,,#REF!),0),#REF!),IF(AG$68=\"Natural Gas\",INDEX(BPF_Summary_Lookup,MATCH($B102,INDEX(BPF_Summary_Lookup,,#REF!),0),#REF!),\"\"))),\"\")","v":""},{"$f":"IF(OR($F102=\"X\",$F102=\"x\"),IF(AH$68=\"\",\"\",IF(INDEX(BPF_Summary_Lookup,MATCH($B102,INDEX(BPF_Summary_Lookup,,#REF!),0),#REF!)=FALSE,\"\",IF(AH$68=\"Electricity\",$CO102,IF(AH$68=\"Natural Gas\",$CQ102,\"\")))),\"\")","v":""},{"$f":"IF(OR($F102=\"X\",$F102=\"x\"),IF(AI$68=\"\",\"\",IF(INDEX(BPF_Summary_Lookup,MATCH($B102,INDEX(BPF_Summary_Lookup,,#REF!),0),#REF!)=FALSE,\"\",IF(AI$68=\"Electricity\",$CU102,IF(AI$68=\"Natural Gas\",$CW102,\"\")))),\"\")","v":""},{"$f":"IF(OR($F102=\"X\",$F102=\"x\"),IF(INDEX(BPF_Summary_Lookup,MATCH($B102,INDEX(BPF_Summary_Lookup,,#REF!),0),#REF!)=FALSE,\"\",IF(AJ$68=\"Electricity\",INDEX(BPF_Summary_Lookup,MATCH($B102,INDEX(BPF_Summary_Lookup,,#REF!),0),#REF!)*1000*0.000453592,IF(AJ$68=\"Natural Gas\",INDEX(BPF_Summary_Lookup,MATCH($B102,INDEX(BPF_Summary_Lookup,,#REF!),0),#REF!)*1000*0.000453592,\"\"))),\"\")","v":""},{"$f":"IF(OR($F102=\"X\",$F102=\"x\"),IF(INDEX(BPF_Summary_Lookup,MATCH($B102,INDEX(BPF_Summary_Lookup,,#REF!),0),#REF!)=FALSE,\"\",IF(AK$68=\"Electricity\",INDEX(BPF_Summary_Lookup,MATCH($B102,INDEX(BPF_Summary_Lookup,,#REF!),0),#REF!),IF(AK$68=\"Natural Gas\",INDEX(BPF_Summary_Lookup,MATCH($B102,INDEX(BPF_Summary_Lookup,,#REF!),0),#REF!),\"\"))),\"\")","v":""},{"$f":"IF(OR($F102=\"X\",$F102=\"x\"),IF(AL$68=\"\",\"\",IF(INDEX(BPF_Summary_Lookup,MATCH($B102,INDEX(BPF_Summary_Lookup,,#REF!),0),#REF!)=FALSE,\"\",IF(AL$68=\"Electricity\",$CO102,IF(AL$68=\"Natural Gas\",$CQ102,\"\")))),\"\")","v":""},{"$f":"IF(OR($F102=\"X\",$F102=\"x\"),IF(AM$68=\"\",\"\",IF(INDEX(BPF_Summary_Lookup,MATCH($B102,INDEX(BPF_Summary_Lookup,,#REF!),0),#REF!)=FALSE,\"\",IF(AM$68=\"Electricity\",$CU102,IF(AM$68=\"Natural Gas\",$CW102,\"\")))),\"\")","v":""},{"$f":"IF(OR($F102=\"X\",$F102=\"x\"),IF(INDEX(BPF_Summary_Lookup,MATCH($B102,INDEX(BPF_Summary_Lookup,,#REF!),0),#REF!)=FALSE,\"\",IF(AN$68=\"Electricity\",INDEX(BPF_Summary_Lookup,MATCH($B102,INDEX(BPF_Summary_Lookup,,#REF!),0),#REF!)*1000*0.000453592,IF(AN$68=\"Natural Gas\",INDEX(BPF_Summary_Lookup,MATCH($B102,INDEX(BPF_Summary_Lookup,,#REF!),0),#REF!)*1000*0.000453592,\"\"))),\"\")","v":""},{"$f":"IF(OR($F102=\"X\",$F102=\"x\"),IF(INDEX(BPF_Summary_Lookup,MATCH($B102,INDEX(BPF_Summary_Lookup,,#REF!),0),#REF!)=FALSE,\"\",IF(AO$68=\"Electricity\",INDEX(BPF_Summary_Lookup,MATCH($B102,INDEX(BPF_Summary_Lookup,,#REF!),0),#REF!),IF(AO$68=\"Natural Gas\",INDEX(BPF_Summary_Lookup,MATCH($B102,INDEX(BPF_Summary_Lookup,,#REF!),0),#REF!),\"\"))),\"\")","v":""},{"$f":"IF(OR($F102=\"X\",$F102=\"x\"),IF(AP$68=\"\",\"\",IF(INDEX(BPF_Summary_Lookup,MATCH($B102,INDEX(BPF_Summary_Lookup,,#REF!),0),#REF!)=FALSE,\"\",IF(AP$68=\"Electricity\",$CO102,IF(AP$68=\"Natural Gas\",$CQ102,\"\")))),\"\")","v":""},{"$f":"IF(OR($F102=\"X\",$F102=\"x\"),IF(AQ$68=\"\",\"\",IF(INDEX(BPF_Summary_Lookup,MATCH($B102,INDEX(BPF_Summary_Lookup,,#REF!),0),#REF!)=FALSE,\"\",IF(AQ$68=\"Electricity\",$CU102,IF(AQ$68=\"Natural Gas\",$CW102,\"\")))),\"\")","v":""},{"$f":"IF(OR($F102=\"X\",$F102=\"x\"),IF(INDEX(BPF_Summary_Lookup,MATCH($B102,INDEX(BPF_Summary_Lookup,,#REF!),0),#REF!)=FALSE,\"\",IF(AR$68=\"Electricity\",INDEX(BPF_Summary_Lookup,MATCH($B102,INDEX(BPF_Summary_Lookup,,#REF!),0),#REF!)*1000*0.000453592,IF(AR$68=\"Natural Gas\",INDEX(BPF_Summary_Lookup,MATCH($B102,INDEX(BPF_Summary_Lookup,,#REF!),0),#REF!)*1000*0.000453592,\"\"))),\"\")","v":""},{"$f":"IF(OR($F102=\"X\",$F102=\"x\"),IF(INDEX(BPF_Summary_Lookup,MATCH($B102,INDEX(BPF_Summary_Lookup,,#REF!),0),#REF!)=FALSE,\"\",IF(AS$68=\"Electricity\",INDEX(BPF_Summary_Lookup,MATCH($B102,INDEX(BPF_Summary_Lookup,,#REF!),0),#REF!),IF(AS$68=\"Natural Gas\",INDEX(BPF_Summary_Lookup,MATCH($B102,INDEX(BPF_Summary_Lookup,,#REF!),0),#REF!),\"\"))),\"\")","v":""},{"$f":"IF(OR($F102=\"X\",$F102=\"x\"),IF(AT$68=\"\",\"\",IF(INDEX(BPF_Summary_Lookup,MATCH($B102,INDEX(BPF_Summary_Lookup,,#REF!),0),#REF!)=FALSE,\"\",IF(AT$68=\"Electricity\",$CO102,IF(AT$68=\"Natural Gas\",$CQ102,\"\")))),\"\")","v":""},{"$f":"IF(OR($F102=\"X\",$F102=\"x\"),IF(INDEX(BPF_Summary_Lookup,MATCH($B102,INDEX(BPF_Summary_Lookup,,#REF!),0),#REF!)=FALSE,\"\",INDEX(BPF_Summary_Lookup,MATCH($B102,INDEX(BPF_Summary_Lookup,,#REF!),0),#REF!)),\"\")","v":""},{"$f":"IF(OR($F102=\"X\",$F102=\"x\"),IF(INDEX(BPF_Summary_Lookup,MATCH($B102,INDEX(BPF_Summary_Lookup,,#REF!),0),#REF!)=FALSE,\"\",INDEX(BPF_Summary_Lookup,MATCH($B102,INDEX(BPF_Summary_Lookup,,#REF!),0),#REF!)),\"\")","v":""},{"$f":"IFERROR(INDEX(Ref_UnitConversions_Energy_Content_kBtu_Unit,IFERROR(MATCH($CL$72&INDEX(RE_EC_EnergyTypes,MATCH($CL$72,INDEX(RE_EC_EnergyTypes,,1),0),2),Ref_UnitConversions_Energy_Units_Lookup,0),MATCH(\"All\"&INDEX(RE_EC_EnergyTypes,MATCH($CL$72,INDEX(RE_EC_EnergyTypes,,1),0),2),Ref_UnitConversions_Energy_Units_Lookup,0)),)/CL102,\"\")","v":""},"",{"$f":"IFERROR(INDEX(Ref_UnitConversions_Energy_Content_kBtu_Unit,IFERROR(MATCH($CM$72&INDEX(RE_EC_EnergyTypes,MATCH($CM$72,INDEX(RE_EC_EnergyTypes,,1),0),2),Ref_UnitConversions_Energy_Units_Lookup,0),MATCH(\"All\"&INDEX(RE_EC_EnergyTypes,MATCH($CM$72,INDEX(RE_EC_EnergyTypes,,1),0),2),Ref_UnitConversions_Energy_Units_Lookup,0)),)/CM102,\"\")","v":""},"",{"$f":"IF(OR($F102=\"X\",$F102=\"x\"),IF(INDEX(BPF_Summary_Lookup,MATCH($B102,INDEX(BPF_Summary_Lookup,,#REF!),0),#REF!)=FALSE,\"\",INDEX(BPF_Summary_Lookup,MATCH($B102,INDEX(BPF_Summary_Lookup,,#REF!),0),#REF!)),\"\")","v":""},{"$f":"IF(OR($F102=\"X\",$F102=\"x\"),IF(INDEX(BPF_Summary_Lookup,MATCH($B102,INDEX(BPF_Summary_Lookup,,#REF!),0),#REF!)=FALSE,\"\",INDEX(BPF_Summary_Lookup,MATCH($B102,INDEX(BPF_Summary_Lookup,,#REF!),0),#REF!)),\"\")","v":""},{"$f":"IFERROR(INDEX(Ref_UnitConversions_Energy_Content_kBtu_Unit,IFERROR(MATCH($CL$72&INDEX(RE_EC_EnergyTypes,MATCH($CL$72,INDEX(RE_EC_EnergyTypes,,1),0),2),Ref_UnitConversions_Energy_Units_Lookup,0),MATCH(\"All\"&INDEX(RE_EC_EnergyTypes,MATCH($CL$72,INDEX(RE_EC_EnergyTypes,,1),0),2),Ref_UnitConversions_Energy_Units_Lookup,0)),),\"\")","v":3.4119999999999999},"",{"$f":"IFERROR(INDEX(Ref_UnitConversions_Energy_Content_kBtu_Unit,IFERROR(MATCH($CM$72&INDEX(RE_EC_EnergyTypes,MATCH($CM$72,INDEX(RE_EC_EnergyTypes,,1),0),2),Ref_UnitConversions_Energy_Units_Lookup,0),MATCH(\"All\"&INDEX(RE_EC_EnergyTypes,MATCH($CM$72,INDEX(RE_EC_EnergyTypes,,1),0),2),Ref_UnitConversions_Energy_Units_Lookup,0)),),\"\")","v":102.9},""]
[null,30,{"$f":"IF(INDEX(ProgSetup_Program_List,B103,)=\"\",5/0, IF(ProgSetup_Miscellaneous_Customization=TRUE,1,5/0))","v":{"$error":"#DIV/0!"}},null,{"$f":"INDEX(ProgSetup_Program_List,B103,1)& \"\"","v":""},null,{"$f":"IF(OR($F103=\"X\",$F103=\"x\"),IF(G$68=\"\",\"\",IF(INDEX(BPF_Summary_Lookup,MATCH($B103,INDEX(BPF_Summary_Lookup,,#REF!),0),#REF!)=FALSE,\"\",IF(G$68=\"Electricity\",$CU103,IF(G$68=\"Natural Gas\",$CW103,\"\")))),\"\")","v":""},{"$f":"IF(OR($F103=\"X\",$F103=\"x\"),IF(INDEX(BPF_Summary_Lookup,MATCH($B103,INDEX(BPF_Summary_Lookup,,#REF!),0),#REF!)=FALSE,\"\",IF(H$68=\"Electricity\",INDEX(BPF_Summary_Lookup,MATCH($B103,INDEX(BPF_Summary_Lookup,,#REF!),0),#REF!)*1000*0.000453592,IF(H$68=\"Natural Gas\",INDEX(BPF_Summary_Lookup,MATCH($B103,INDEX(BPF_Summary_Lookup,,#REF!),0),#REF!)*1000*0.000453592,\"\"))),\"\")","v":""},{"$f":"IF(OR($F103=\"X\",$F103=\"x\"),IF(INDEX(BPF_Summary_Lookup,MATCH($B103,INDEX(BPF_Summary_Lookup,,#REF!),0),#REF!)=FALSE,\"\",IF(I$68=\"Electricity\",INDEX(BPF_Summary_Lookup,MATCH($B103,INDEX(BPF_Summary_Lookup,,#REF!),0),#REF!),IF(I$68=\"Natural Gas\",INDEX(BPF_Summary_Lookup,MATCH($B103,INDEX(BPF_Summary_Lookup,,#REF!),0),#REF!),\"\"))),\"\")","v":""},{"$f":"IF(OR($F103=\"X\",$F103=\"x\"),IF(J$68=\"\",\"\",IF(INDEX(BPF_Summary_Lookup,MATCH($B103,INDEX(BPF_Summary_Lookup,,#REF!),0),#REF!)=FALSE,\"\",IF(J$68=\"Electricity\",$CO103,IF(J$68=\"Natural Gas\",$CQ103,\"\")))),\"\")","v":""},{"$f":"IF(OR($F103=\"X\",$F103=\"x\"),IF(K$68=\"\",\"\",IF(INDEX(BPF_Summary_Lookup,MATCH($B103,INDEX(BPF_Summary_Lookup,,#REF!),0),#REF!)=FALSE,\"\",IF(K$68=\"Electricity\",$CU103,IF(K$68=\"Natural Gas\",$CW103,\"\")))),\"\")","v":""},{"$f":"IF(OR($F103=\"X\",$F103=\"x\"),IF(INDEX(BPF_Summary_Lookup,MATCH($B103,INDEX(BPF_Summary_Lookup,,#REF!),0),#REF!)=FALSE,\"\",IF(L$68=\"Electricity\",INDEX(BPF_Summary_Lookup,MATCH($B103,INDEX(BPF_Summary_Lookup,,#REF!),0),#REF!)*1000*0.000453592,IF(L$68=\"Natural Gas\",INDEX(BPF_Summary_Lookup,MATCH($B103,INDEX(BPF_Summary_Lookup,,#REF!),0),#REF!)*1000*0.000453592,\"\"))),\"\")","v":""},{"$f":"IF(OR($F103=\"X\",$F103=\"x\"),IF(INDEX(BPF_Summary_Lookup,MATCH($B103,INDEX(BPF_Summary_Lookup,,#REF!),0),#REF!)=FALSE,\"\",IF(M$68=\"Electricity\",INDEX(BPF_Summary_Lookup,MATCH($B103,INDEX(BPF_Summary_Lookup,,#REF!),0),#REF!),IF(M$68=\"Natural Gas\",INDEX(BPF_Summary_Lookup,MATCH($B103,INDEX(BPF_Summary_Lookup,,#REF!),0),#REF!),\"\"))),\"\")","v":""},{"$f":"IF(OR($F103=\"X\",$F103=\"x\"),IF(N$68=\"\",\"\",IF(INDEX(BPF_Summary_Lookup,MATCH($B103,INDEX(BPF_Summary_Lookup,,#REF!),0),#REF!)=FALSE,\"\",IF(N$68=\"Electricity\",$CO103,IF(N$68=\"Natural Gas\",$CQ103,\"\")))),\"\")","v":""},{"$f":"IF(OR($F103=\"X\",$F103=\"x\"),IF(O$68=\"\",\"\",IF(INDEX(BPF_Summary_Lookup,MATCH($B103,INDEX(BPF_Summary_Lookup,,#REF!),0),#REF!)=FALSE,\"\",IF(O$68=\"Electricity\",$CU103,IF(O$68=\"Natural Gas\",$CW103,\"\")))),\"\")","v":""},{"$f":"IF(OR($F103=\"X\",$F103=\"x\"),IF(INDEX(BPF_Summary_Lookup,MATCH($B103,INDEX(BPF_Summary_Lookup,,#REF!),0),#REF!)=FALSE,\"\",IF(P$68=\"Electricity\",INDEX(BPF_Summary_Lookup,MATCH($B103,INDEX(BPF_Summary_Lookup,,#REF!),0),#REF!)*1000*0.000453592,IF(P$68=\"Natural Gas\",INDEX(BPF_Summary_Lookup,MATCH($B103,INDEX(BPF_Summary_Lookup,,#REF!),0),#REF!)*1000*0.000453592,\"\"))),\"\")","v":""},{"$f":"IF(OR($F103=\"X\",$F103=\"x\"),IF(INDEX(BPF_Summary_Lookup,MATCH($B103,INDEX(BPF_Summary_Lookup,,#REF!),0),#REF!)=FALSE,\"\",IF(Q$68=\"Electricity\",INDEX(BPF_Summary_Lookup,MATCH($B103,INDEX(BPF_Summary_Lookup,,#REF!),0),#REF!),IF(Q$68=\"Natural Gas\",INDEX(BPF_Summary_Lookup,MATCH($B103,INDEX(BPF_Summary_Lookup,,#REF!),0),#REF!),\"\"))),\"\")","v":""},{"$f":"IF(OR($F103=\"X\",$F103=\"x\"),IF(R$68=\"\",\"\",IF(INDEX(BPF_Summary_Lookup,MATCH($B103,INDEX(BPF_Summary_Lookup,,#REF!),0),#REF!)=FALSE,\"\",IF(R$68=\"Electricity\",$CO103,IF(R$68=\"Natural Gas\",$CQ103,\"\")))),\"\")","v":""},{"$f":"IF(OR($F103=\"X\",$F103=\"x\"),IF(S$68=\"\",\"\",IF(INDEX(BPF_Summary_Lookup,MATCH($B103,INDEX(BPF_Summary_Lookup,,#REF!),0),#REF!)=FALSE,\"\",IF(S$68=\"Electricity\",$CU103,IF(S$68=\"Natural Gas\",$CW103,\"\")))),\"\")","v":""},{"$f":"IF(OR($F103=\"X\",$F103=\"x\"),IF(INDEX(BPF_Summary_Lookup,MATCH($B103,INDEX(BPF_Summary_Lookup,,#REF!),0),#REF!)=FALSE,\"\",IF(T$68=\"Electricity\",INDEX(BPF_Summary_Lookup,MATCH($B103,INDEX(BPF_Summary_Lookup,,#REF!),0),#REF!)*1000*0.000453592,IF(T$68=\"Natural Gas\",INDEX(BPF_Summary_Lookup,MATCH($B103,INDEX(BPF_Summary_Lookup,,#REF!),0),#REF!)*1000*0.000453592,\"\"))),\"\")","v":""},{"$f":"IF(OR($F103=\"X\",$F103=\"x\"),IF(INDEX(BPF_Summary_Lookup,MATCH($B103,INDEX(BPF_Summary_Lookup,,#REF!),0),#REF!)=FALSE,\"\",IF(U$68=\"Electricity\",INDEX(BPF_Summary_Lookup,MATCH($B103,INDEX(BPF_Summary_Lookup,,#REF!),0),#REF!),IF(U$68=\"Natural Gas\",INDEX(BPF_Summary_Lookup,MATCH($B103,INDEX(BPF_Summary_Lookup,,#REF!),0),#REF!),\"\"))),\"\")","v":""},{"$f":"IF(OR($F103=\"X\",$F103=\"x\"),IF(V$68=\"\",\"\",IF(INDEX(BPF_Summary_Lookup,MATCH($B103,INDEX(BPF_Summary_Lookup,,#REF!),0),#REF!)=FALSE,\"\",IF(V$68=\"Electricity\",$CO103,IF(V$68=\"Natural Gas\",$CQ103,\"\")))),\"\")","v":""},{"$f":"IF(OR($F103=\"X\",$F103=\"x\"),IF(W$68=\"\",\"\",IF(INDEX(BPF_Summary_Lookup,MATCH($B103,INDEX(BPF_Summary_Lookup,,#REF!),0),#REF!)=FALSE,\"\",IF(W$68=\"Electricity\",$CU103,IF(W$68=\"Natural Gas\",$CW103,\"\")))),\"\")","v":""},{"$f":"IF(OR($F103=\"X\",$F103=\"x\"),IF(INDEX(BPF_Summary_Lookup,MATCH($B103,INDEX(BPF_Summary_Lookup,,#REF!),0),#REF!)=FALSE,\"\",IF(X$68=\"Electricity\",INDEX(BPF_Summary_Lookup,MATCH($B103,INDEX(BPF_Summary_Lookup,,#REF!),0),#REF!)*1000*0.000453592,IF(X$68=\"Natural Gas\",INDEX(BPF_Summary_Lookup,MATCH($B103,INDEX(BPF_Summary_Lookup,,#REF!),0),#REF!)*1000*0.000453592,\"\"))),\"\")","v":""},{"$f":"IF(OR($F103=\"X\",$F103=\"x\"),IF(INDEX(BPF_Summary_Lookup,MATCH($B103,INDEX(BPF_Summary_Lookup,,#REF!),0),#REF!)=FALSE,\"\",IF(Y$68=\"Electricity\",INDEX(BPF_Summary_Lookup,MATCH($B103,INDEX(BPF_Summary_Lookup,,#REF!),0),#REF!),IF(Y$68=\"Natural Gas\",INDEX(BPF_Summary_Lookup,MATCH($B103,INDEX(BPF_Summary_Lookup,,#REF!),0),#REF!),\"\"))),\"\")","v":""},{"$f":"IF(OR($F103=\"X\",$F103=\"x\"),IF(Z$68=\"\",\"\",IF(INDEX(BPF_Summary_Lookup,MATCH($B103,INDEX(BPF_Summary_Lookup,,#REF!),0),#REF!)=FALSE,\"\",IF(Z$68=\"Electricity\",$CO103,IF(Z$68=\"Natural Gas\",$CQ103,\"\")))),\"\")","v":""},{"$f":"IF(OR($F103=\"X\",$F103=\"x\"),IF(AA$68=\"\",\"\",IF(INDEX(BPF_Summary_Lookup,MATCH($B103,INDEX(BPF_Summary_Lookup,,#REF!),0),#REF!)=FALSE,\"\",IF(AA$68=\"Electricity\",$CU103,IF(AA$68=\"Natural Gas\",$CW103,\"\")))),\"\")","v":""},{"$f":"IF(OR($F103=\"X\",$F103=\"x\"),IF(INDEX(BPF_Summary_Lookup,MATCH($B103,INDEX(BPF_Summary_Lookup,,#REF!),0),#REF!)=FALSE,\"\",IF(AB$68=\"Electricity\",INDEX(BPF_Summary_Lookup,MATCH($B103,INDEX(BPF_Summary_Lookup,,#REF!),0),#REF!)*1000*0.000453592,IF(AB$68=\"Natural Gas\",INDEX(BPF_Summary_Lookup,MATCH($B103,INDEX(BPF_Summary_Lookup,,#REF!),0),#REF!)*1000*0.000453592,\"\"))),\"\")","v":""},{"$f":"IF(OR($F103=\"X\",$F103=\"x\"),IF(INDEX(BPF_Summary_Lookup,MATCH($B103,INDEX(BPF_Summary_Lookup,,#REF!),0),#REF!)=FALSE,\"\",IF(AC$68=\"Electricity\",INDEX(BPF_Summary_Lookup,MATCH($B103,INDEX(BPF_Summary_Lookup,,#REF!),0),#REF!),IF(AC$68=\"Natural Gas\",INDEX(BPF_Summary_Lookup,MATCH($B103,INDEX(BPF_Summary_Lookup,,#REF!),0),#REF!),\"\"))),\"\")","v":""},{"$f":"IF(OR($F103=\"X\",$F103=\"x\"),IF(AD$68=\"\",\"\",IF(INDEX(BPF_Summary_Lookup,MATCH($B103,INDEX(BPF_Summary_Lookup,,#REF!),0),#REF!)=FALSE,\"\",IF(AD$68=\"Electricity\",$CO103,IF(AD$68=\"Natural Gas\",$CQ103,\"\")))),\"\")","v":""},{"$f":"IF(OR($F103=\"X\",$F103=\"x\"),IF(AE$68=\"\",\"\",IF(INDEX(BPF_Summary_Lookup,MATCH($B103,INDEX(BPF_Summary_Lookup,,#REF!),0),#REF!)=FALSE,\"\",IF(AE$68=\"Electricity\",$CU103,IF(AE$68=\"Natural Gas\",$CW103,\"\")))),\"\")","v":""},{"$f":"IF(OR($F103=\"X\",$F103=\"x\"),IF(INDEX(BPF_Summary_Lookup,MATCH($B103,INDEX(BPF_Summary_Lookup,,#REF!),0),#REF!)=FALSE,\"\",IF(AF$68=\"Electricity\",INDEX(BPF_Summary_Lookup,MATCH($B103,INDEX(BPF_Summary_Lookup,,#REF!),0),#REF!)*1000*0.000453592,IF(AF$68=\"Natural Gas\",INDEX(BPF_Summary_Lookup,MATCH($B103,INDEX(BPF_Summary_Lookup,,#REF!),0),#REF!)*1000*0.000453592,\"\"))),\"\")","v":""},{"$f":"IF(OR($F103=\"X\",$F103=\"x\"),IF(INDEX(BPF_Summary_Lookup,MATCH($B103,INDEX(BPF_Summary_Lookup,,#REF!),0),#REF!)=FALSE,\"\",IF(AG$68=\"Electricity\",INDEX(BPF_Summary_Lookup,MATCH($B103,INDEX(BPF_Summary_Lookup,,#REF!),0),#REF!),IF(AG$68=\"Natural Gas\",INDEX(BPF_Summary_Lookup,MATCH($B103,INDEX(BPF_Summary_Lookup,,#REF!),0),#REF!),\"\"))),\"\")","v":""},{"$f":"IF(OR($F103=\"X\",$F103=\"x\"),IF(AH$68=\"\",\"\",IF(INDEX(BPF_Summary_Lookup,MATCH($B103,INDEX(BPF_Summary_Lookup,,#REF!),0),#REF!)=FALSE,\"\",IF(AH$68=\"Electricity\",$CO103,IF(AH$68=\"Natural Gas\",$CQ103,\"\")))),\"\")","v":""},{"$f":"IF(OR($F103=\"X\",$F103=\"x\"),IF(AI$68=\"\",\"\",IF(INDEX(BPF_Summary_Lookup,MATCH($B103,INDEX(BPF_Summary_Lookup,,#REF!),0),#REF!)=FALSE,\"\",IF(AI$68=\"Electricity\",$CU103,IF(AI$68=\"Natural Gas\",$CW103,\"\")))),\"\")","v":""},{"$f":"IF(OR($F103=\"X\",$F103=\"x\"),IF(INDEX(BPF_Summary_Lookup,MATCH($B103,INDEX(BPF_Summary_Lookup,,#REF!),0),#REF!)=FALSE,\"\",IF(AJ$68=\"Electricity\",INDEX(BPF_Summary_Lookup,MATCH($B103,INDEX(BPF_Summary_Lookup,,#REF!),0),#REF!)*1000*0.000453592,IF(AJ$68=\"Natural Gas\",INDEX(BPF_Summary_Lookup,MATCH($B103,INDEX(BPF_Summary_Lookup,,#REF!),0),#REF!)*1000*0.000453592,\"\"))),\"\")","v":""},{"$f":"IF(OR($F103=\"X\",$F103=\"x\"),IF(INDEX(BPF_Summary_Lookup,MATCH($B103,INDEX(BPF_Summary_Lookup,,#REF!),0),#REF!)=FALSE,\"\",IF(AK$68=\"Electricity\",INDEX(BPF_Summary_Lookup,MATCH($B103,INDEX(BPF_Summary_Lookup,,#REF!),0),#REF!),IF(AK$68=\"Natural Gas\",INDEX(BPF_Summary_Lookup,MATCH($B103,INDEX(BPF_Summary_Lookup,,#REF!),0),#REF!),\"\"))),\"\")","v":""},{"$f":"IF(OR($F103=\"X\",$F103=\"x\"),IF(AL$68=\"\",\"\",IF(INDEX(BPF_Summary_Lookup,MATCH($B103,INDEX(BPF_Summary_Lookup,,#REF!),0),#REF!)=FALSE,\"\",IF(AL$68=\"Electricity\",$CO103,IF(AL$68=\"Natural Gas\",$CQ103,\"\")))),\"\")","v":""},{"$f":"IF(OR($F103=\"X\",$F103=\"x\"),IF(AM$68=\"\",\"\",IF(INDEX(BPF_Summary_Lookup,MATCH($B103,INDEX(BPF_Summary_Lookup,,#REF!),0),#REF!)=FALSE,\"\",IF(AM$68=\"Electricity\",$CU103,IF(AM$68=\"Natural Gas\",$CW103,\"\")))),\"\")","v":""},{"$f":"IF(OR($F103=\"X\",$F103=\"x\"),IF(INDEX(BPF_Summary_Lookup,MATCH($B103,INDEX(BPF_Summary_Lookup,,#REF!),0),#REF!)=FALSE,\"\",IF(AN$68=\"Electricity\",INDEX(BPF_Summary_Lookup,MATCH($B103,INDEX(BPF_Summary_Lookup,,#REF!),0),#REF!)*1000*0.000453592,IF(AN$68=\"Natural Gas\",INDEX(BPF_Summary_Lookup,MATCH($B103,INDEX(BPF_Summary_Lookup,,#REF!),0),#REF!)*1000*0.000453592,\"\"))),\"\")","v":""},{"$f":"IF(OR($F103=\"X\",$F103=\"x\"),IF(INDEX(BPF_Summary_Lookup,MATCH($B103,INDEX(BPF_Summary_Lookup,,#REF!),0),#REF!)=FALSE,\"\",IF(AO$68=\"Electricity\",INDEX(BPF_Summary_Lookup,MATCH($B103,INDEX(BPF_Summary_Lookup,,#REF!),0),#REF!),IF(AO$68=\"Natural Gas\",INDEX(BPF_Summary_Lookup,MATCH($B103,INDEX(BPF_Summary_Lookup,,#REF!),0),#REF!),\"\"))),\"\")","v":""},{"$f":"IF(OR($F103=\"X\",$F103=\"x\"),IF(AP$68=\"\",\"\",IF(INDEX(BPF_Summary_Lookup,MATCH($B103,INDEX(BPF_Summary_Lookup,,#REF!),0),#REF!)=FALSE,\"\",IF(AP$68=\"Electricity\",$CO103,IF(AP$68=\"Natural Gas\",$CQ103,\"\")))),\"\")","v":""},{"$f":"IF(OR($F103=\"X\",$F103=\"x\"),IF(AQ$68=\"\",\"\",IF(INDEX(BPF_Summary_Lookup,MATCH($B103,INDEX(BPF_Summary_Lookup,,#REF!),0),#REF!)=FALSE,\"\",IF(AQ$68=\"Electricity\",$CU103,IF(AQ$68=\"Natural Gas\",$CW103,\"\")))),\"\")","v":""},{"$f":"IF(OR($F103=\"X\",$F103=\"x\"),IF(INDEX(BPF_Summary_Lookup,MATCH($B103,INDEX(BPF_Summary_Lookup,,#REF!),0),#REF!)=FALSE,\"\",IF(AR$68=\"Electricity\",INDEX(BPF_Summary_Lookup,MATCH($B103,INDEX(BPF_Summary_Lookup,,#REF!),0),#REF!)*1000*0.000453592,IF(AR$68=\"Natural Gas\",INDEX(BPF_Summary_Lookup,MATCH($B103,INDEX(BPF_Summary_Lookup,,#REF!),0),#REF!)*1000*0.000453592,\"\"))),\"\")","v":""},{"$f":"IF(OR($F103=\"X\",$F103=\"x\"),IF(INDEX(BPF_Summary_Lookup,MATCH($B103,INDEX(BPF_Summary_Lookup,,#REF!),0),#REF!)=FALSE,\"\",IF(AS$68=\"Electricity\",INDEX(BPF_Summary_Lookup,MATCH($B103,INDEX(BPF_Summary_Lookup,,#REF!),0),#REF!),IF(AS$68=\"Natural Gas\",INDEX(BPF_Summary_Lookup,MATCH($B103,INDEX(BPF_Summary_Lookup,,#REF!),0),#REF!),\"\"))),\"\")","v":""},{"$f":"IF(OR($F103=\"X\",$F103=\"x\"),IF(AT$68=\"\",\"\",IF(INDEX(BPF_Summary_Lookup,MATCH($B103,INDEX(BPF_Summary_Lookup,,#REF!),0),#REF!)=FALSE,\"\",IF(AT$68=\"Electricity\",$CO103,IF(AT$68=\"Natural Gas\",$CQ103,\"\")))),\"\")","v":""},null,null,null,{"$f":"IF(OR($F103=\"X\",$F103=\"x\"),IF(G$68=\"\",\"\",IF(INDEX(BPF_Summary_Lookup,MATCH($B103,INDEX(BPF_Summary_Lookup,,#REF!),0),#REF!)=FALSE,\"\",IF(G$68=\"Electricity\",$CU103,IF(G$68=\"Natural Gas\",$CW103,\"\")))),\"\")","v":""},{"$f":"IF(OR($F103=\"X\",$F103=\"x\"),IF(INDEX(BPF_Summary_Lookup,MATCH($B103,INDEX(BPF_Summary_Lookup,,#REF!),0),#REF!)=FALSE,\"\",IF(H$68=\"Electricity\",INDEX(BPF_Summary_Lookup,MATCH($B103,INDEX(BPF_Summary_Lookup,,#REF!),0),#REF!)*1000*0.000453592,IF(H$68=\"Natural Gas\",INDEX(BPF_Summary_Lookup,MATCH($B103,INDEX(BPF_Summary_Lookup,,#REF!),0),#REF!)*1000*0.000453592,\"\"))),\"\")","v":""},{"$f":"IF(OR($F103=\"X\",$F103=\"x\"),IF(INDEX(BPF_Summary_Lookup,MATCH($B103,INDEX(BPF_Summary_Lookup,,#REF!),0),#REF!)=FALSE,\"\",IF(I$68=\"Electricity\",INDEX(BPF_Summary_Lookup,MATCH($B103,INDEX(BPF_Summary_Lookup,,#REF!),0),#REF!),IF(I$68=\"Natural Gas\",INDEX(BPF_Summary_Lookup,MATCH($B103,INDEX(BPF_Summary_Lookup,,#REF!),0),#REF!),\"\"))),\"\")","v":""},{"$f":"IF(OR($F103=\"X\",$F103=\"x\"),IF(J$68=\"\",\"\",IF(INDEX(BPF_Summary_Lookup,MATCH($B103,INDEX(BPF_Summary_Lookup,,#REF!),0),#REF!)=FALSE,\"\",IF(J$68=\"Electricity\",$CO103,IF(J$68=\"Natural Gas\",$CQ103,\"\")))),\"\")","v":""},{"$f":"IF(OR($F103=\"X\",$F103=\"x\"),IF(K$68=\"\",\"\",IF(INDEX(BPF_Summary_Lookup,MATCH($B103,INDEX(BPF_Summary_Lookup,,#REF!),0),#REF!)=FALSE,\"\",IF(K$68=\"Electricity\",$CU103,IF(K$68=\"Natural Gas\",$CW103,\"\")))),\"\")","v":""},{"$f":"IF(OR($F103=\"X\",$F103=\"x\"),IF(INDEX(BPF_Summary_Lookup,MATCH($B103,INDEX(BPF_Summary_Lookup,,#REF!),0),#REF!)=FALSE,\"\",IF(L$68=\"Electricity\",INDEX(BPF_Summary_Lookup,MATCH($B103,INDEX(BPF_Summary_Lookup,,#REF!),0),#REF!)*1000*0.000453592,IF(L$68=\"Natural Gas\",INDEX(BPF_Summary_Lookup,MATCH($B103,INDEX(BPF_Summary_Lookup,,#REF!),0),#REF!)*1000*0.000453592,\"\"))),\"\")","v":""},{"$f":"IF(OR($F103=\"X\",$F103=\"x\"),IF(INDEX(BPF_Summary_Lookup,MATCH($B103,INDEX(BPF_Summary_Lookup,,#REF!),0),#REF!)=FALSE,\"\",IF(M$68=\"Electricity\",INDEX(BPF_Summary_Lookup,MATCH($B103,INDEX(BPF_Summary_Lookup,,#REF!),0),#REF!),IF(M$68=\"Natural Gas\",INDEX(BPF_Summary_Lookup,MATCH($B103,INDEX(BPF_Summary_Lookup,,#REF!),0),#REF!),\"\"))),\"\")","v":""},{"$f":"IF(OR($F103=\"X\",$F103=\"x\"),IF(N$68=\"\",\"\",IF(INDEX(BPF_Summary_Lookup,MATCH($B103,INDEX(BPF_Summary_Lookup,,#REF!),0),#REF!)=FALSE,\"\",IF(N$68=\"Electricity\",$CO103,IF(N$68=\"Natural Gas\",$CQ103,\"\")))),\"\")","v":""},{"$f":"IF(OR($F103=\"X\",$F103=\"x\"),IF(O$68=\"\",\"\",IF(INDEX(BPF_Summary_Lookup,MATCH($B103,INDEX(BPF_Summary_Lookup,,#REF!),0),#REF!)=FALSE,\"\",IF(O$68=\"Electricity\",$CU103,IF(O$68=\"Natural Gas\",$CW103,\"\")))),\"\")","v":""},{"$f":"IF(OR($F103=\"X\",$F103=\"x\"),IF(INDEX(BPF_Summary_Lookup,MATCH($B103,INDEX(BPF_Summary_Lookup,,#REF!),0),#REF!)=FALSE,\"\",IF(P$68=\"Electricity\",INDEX(BPF_Summary_Lookup,MATCH($B103,INDEX(BPF_Summary_Lookup,,#REF!),0),#REF!)*1000*0.000453592,IF(P$68=\"Natural Gas\",INDEX(BPF_Summary_Lookup,MATCH($B103,INDEX(BPF_Summary_Lookup,,#REF!),0),#REF!)*1000*0.000453592,\"\"))),\"\")","v":""},{"$f":"IF(OR($F103=\"X\",$F103=\"x\"),IF(INDEX(BPF_Summary_Lookup,MATCH($B103,INDEX(BPF_Summary_Lookup,,#REF!),0),#REF!)=FALSE,\"\",IF(Q$68=\"Electricity\",INDEX(BPF_Summary_Lookup,MATCH($B103,INDEX(BPF_Summary_Lookup,,#REF!),0),#REF!),IF(Q$68=\"Natural Gas\",INDEX(BPF_Summary_Lookup,MATCH($B103,INDEX(BPF_Summary_Lookup,,#REF!),0),#REF!),\"\"))),\"\")","v":""},{"$f":"IF(OR($F103=\"X\",$F103=\"x\"),IF(R$68=\"\",\"\",IF(INDEX(BPF_Summary_Lookup,MATCH($B103,INDEX(BPF_Summary_Lookup,,#REF!),0),#REF!)=FALSE,\"\",IF(R$68=\"Electricity\",$CO103,IF(R$68=\"Natural Gas\",$CQ103,\"\")))),\"\")","v":""},{"$f":"IF(OR($F103=\"X\",$F103=\"x\"),IF(S$68=\"\",\"\",IF(INDEX(BPF_Summary_Lookup,MATCH($B103,INDEX(BPF_Summary_Lookup,,#REF!),0),#REF!)=FALSE,\"\",IF(S$68=\"Electricity\",$CU103,IF(S$68=\"Natural Gas\",$CW103,\"\")))),\"\")","v":""},{"$f":"IF(OR($F103=\"X\",$F103=\"x\"),IF(INDEX(BPF_Summary_Lookup,MATCH($B103,INDEX(BPF_Summary_Lookup,,#REF!),0),#REF!)=FALSE,\"\",IF(T$68=\"Electricity\",INDEX(BPF_Summary_Lookup,MATCH($B103,INDEX(BPF_Summary_Lookup,,#REF!),0),#REF!)*1000*0.000453592,IF(T$68=\"Natural Gas\",INDEX(BPF_Summary_Lookup,MATCH($B103,INDEX(BPF_Summary_Lookup,,#REF!),0),#REF!)*1000*0.000453592,\"\"))),\"\")","v":""},{"$f":"IF(OR($F103=\"X\",$F103=\"x\"),IF(INDEX(BPF_Summary_Lookup,MATCH($B103,INDEX(BPF_Summary_Lookup,,#REF!),0),#REF!)=FALSE,\"\",IF(U$68=\"Electricity\",INDEX(BPF_Summary_Lookup,MATCH($B103,INDEX(BPF_Summary_Lookup,,#REF!),0),#REF!),IF(U$68=\"Natural Gas\",INDEX(BPF_Summary_Lookup,MATCH($B103,INDEX(BPF_Summary_Lookup,,#REF!),0),#REF!),\"\"))),\"\")","v":""},{"$f":"IF(OR($F103=\"X\",$F103=\"x\"),IF(V$68=\"\",\"\",IF(INDEX(BPF_Summary_Lookup,MATCH($B103,INDEX(BPF_Summary_Lookup,,#REF!),0),#REF!)=FALSE,\"\",IF(V$68=\"Electricity\",$CO103,IF(V$68=\"Natural Gas\",$CQ103,\"\")))),\"\")","v":""},{"$f":"IF(OR($F103=\"X\",$F103=\"x\"),IF(W$68=\"\",\"\",IF(INDEX(BPF_Summary_Lookup,MATCH($B103,INDEX(BPF_Summary_Lookup,,#REF!),0),#REF!)=FALSE,\"\",IF(W$68=\"Electricity\",$CU103,IF(W$68=\"Natural Gas\",$CW103,\"\")))),\"\")","v":""},{"$f":"IF(OR($F103=\"X\",$F103=\"x\"),IF(INDEX(BPF_Summary_Lookup,MATCH($B103,INDEX(BPF_Summary_Lookup,,#REF!),0),#REF!)=FALSE,\"\",IF(X$68=\"Electricity\",INDEX(BPF_Summary_Lookup,MATCH($B103,INDEX(BPF_Summary_Lookup,,#REF!),0),#REF!)*1000*0.000453592,IF(X$68=\"Natural Gas\",INDEX(BPF_Summary_Lookup,MATCH($B103,INDEX(BPF_Summary_Lookup,,#REF!),0),#REF!)*1000*0.000453592,\"\"))),\"\")","v":""},{"$f":"IF(OR($F103=\"X\",$F103=\"x\"),IF(INDEX(BPF_Summary_Lookup,MATCH($B103,INDEX(BPF_Summary_Lookup,,#REF!),0),#REF!)=FALSE,\"\",IF(Y$68=\"Electricity\",INDEX(BPF_Summary_Lookup,MATCH($B103,INDEX(BPF_Summary_Lookup,,#REF!),0),#REF!),IF(Y$68=\"Natural Gas\",INDEX(BPF_Summary_Lookup,MATCH($B103,INDEX(BPF_Summary_Lookup,,#REF!),0),#REF!),\"\"))),\"\")","v":""},{"$f":"IF(OR($F103=\"X\",$F103=\"x\"),IF(Z$68=\"\",\"\",IF(INDEX(BPF_Summary_Lookup,MATCH($B103,INDEX(BPF_Summary_Lookup,,#REF!),0),#REF!)=FALSE,\"\",IF(Z$68=\"Electricity\",$CO103,IF(Z$68=\"Natural Gas\",$CQ103,\"\")))),\"\")","v":""},{"$f":"IF(OR($F103=\"X\",$F103=\"x\"),IF(AA$68=\"\",\"\",IF(INDEX(BPF_Summary_Lookup,MATCH($B103,INDEX(BPF_Summary_Lookup,,#REF!),0),#REF!)=FALSE,\"\",IF(AA$68=\"Electricity\",$CU103,IF(AA$68=\"Natural Gas\",$CW103,\"\")))),\"\")","v":""},{"$f":"IF(OR($F103=\"X\",$F103=\"x\"),IF(INDEX(BPF_Summary_Lookup,MATCH($B103,INDEX(BPF_Summary_Lookup,,#REF!),0),#REF!)=FALSE,\"\",IF(AB$68=\"Electricity\",INDEX(BPF_Summary_Lookup,MATCH($B103,INDEX(BPF_Summary_Lookup,,#REF!),0),#REF!)*1000*0.000453592,IF(AB$68=\"Natural Gas\",INDEX(BPF_Summary_Lookup,MATCH($B103,INDEX(BPF_Summary_Lookup,,#REF!),0),#REF!)*1000*0.000453592,\"\"))),\"\")","v":""},{"$f":"IF(OR($F103=\"X\",$F103=\"x\"),IF(INDEX(BPF_Summary_Lookup,MATCH($B103,INDEX(BPF_Summary_Lookup,,#REF!),0),#REF!)=FALSE,\"\",IF(AC$68=\"Electricity\",INDEX(BPF_Summary_Lookup,MATCH($B103,INDEX(BPF_Summary_Lookup,,#REF!),0),#REF!),IF(AC$68=\"Natural Gas\",INDEX(BPF_Summary_Lookup,MATCH($B103,INDEX(BPF_Summary_Lookup,,#REF!),0),#REF!),\"\"))),\"\")","v":""},{"$f":"IF(OR($F103=\"X\",$F103=\"x\"),IF(AD$68=\"\",\"\",IF(INDEX(BPF_Summary_Lookup,MATCH($B103,INDEX(BPF_Summary_Lookup,,#REF!),0),#REF!)=FALSE,\"\",IF(AD$68=\"Electricity\",$CO103,IF(AD$68=\"Natural Gas\",$CQ103,\"\")))),\"\")","v":""},{"$f":"IF(OR($F103=\"X\",$F103=\"x\"),IF(AE$68=\"\",\"\",IF(INDEX(BPF_Summary_Lookup,MATCH($B103,INDEX(BPF_Summary_Lookup,,#REF!),0),#REF!)=FALSE,\"\",IF(AE$68=\"Electricity\",$CU103,IF(AE$68=\"Natural Gas\",$CW103,\"\")))),\"\")","v":""},{"$f":"IF(OR($F103=\"X\",$F103=\"x\"),IF(INDEX(BPF_Summary_Lookup,MATCH($B103,INDEX(BPF_Summary_Lookup,,#REF!),0),#REF!)=FALSE,\"\",IF(AF$68=\"Electricity\",INDEX(BPF_Summary_Lookup,MATCH($B103,INDEX(BPF_Summary_Lookup,,#REF!),0),#REF!)*1000*0.000453592,IF(AF$68=\"Natural Gas\",INDEX(BPF_Summary_Lookup,MATCH($B103,INDEX(BPF_Summary_Lookup,,#REF!),0),#REF!)*1000*0.000453592,\"\"))),\"\")","v":""},{"$f":"IF(OR($F103=\"X\",$F103=\"x\"),IF(INDEX(BPF_Summary_Lookup,MATCH($B103,INDEX(BPF_Summary_Lookup,,#REF!),0),#REF!)=FALSE,\"\",IF(AG$68=\"Electricity\",INDEX(BPF_Summary_Lookup,MATCH($B103,INDEX(BPF_Summary_Lookup,,#REF!),0),#REF!),IF(AG$68=\"Natural Gas\",INDEX(BPF_Summary_Lookup,MATCH($B103,INDEX(BPF_Summary_Lookup,,#REF!),0),#REF!),\"\"))),\"\")","v":""},{"$f":"IF(OR($F103=\"X\",$F103=\"x\"),IF(AH$68=\"\",\"\",IF(INDEX(BPF_Summary_Lookup,MATCH($B103,INDEX(BPF_Summary_Lookup,,#REF!),0),#REF!)=FALSE,\"\",IF(AH$68=\"Electricity\",$CO103,IF(AH$68=\"Natural Gas\",$CQ103,\"\")))),\"\")","v":""},{"$f":"IF(OR($F103=\"X\",$F103=\"x\"),IF(AI$68=\"\",\"\",IF(INDEX(BPF_Summary_Lookup,MATCH($B103,INDEX(BPF_Summary_Lookup,,#REF!),0),#REF!)=FALSE,\"\",IF(AI$68=\"Electricity\",$CU103,IF(AI$68=\"Natural Gas\",$CW103,\"\")))),\"\")","v":""},{"$f":"IF(OR($F103=\"X\",$F103=\"x\"),IF(INDEX(BPF_Summary_Lookup,MATCH($B103,INDEX(BPF_Summary_Lookup,,#REF!),0),#REF!)=FALSE,\"\",IF(AJ$68=\"Electricity\",INDEX(BPF_Summary_Lookup,MATCH($B103,INDEX(BPF_Summary_Lookup,,#REF!),0),#REF!)*1000*0.000453592,IF(AJ$68=\"Natural Gas\",INDEX(BPF_Summary_Lookup,MATCH($B103,INDEX(BPF_Summary_Lookup,,#REF!),0),#REF!)*1000*0.000453592,\"\"))),\"\")","v":""},{"$f":"IF(OR($F103=\"X\",$F103=\"x\"),IF(INDEX(BPF_Summary_Lookup,MATCH($B103,INDEX(BPF_Summary_Lookup,,#REF!),0),#REF!)=FALSE,\"\",IF(AK$68=\"Electricity\",INDEX(BPF_Summary_Lookup,MATCH($B103,INDEX(BPF_Summary_Lookup,,#REF!),0),#REF!),IF(AK$68=\"Natural Gas\",INDEX(BPF_Summary_Lookup,MATCH($B103,INDEX(BPF_Summary_Lookup,,#REF!),0),#REF!),\"\"))),\"\")","v":""},{"$f":"IF(OR($F103=\"X\",$F103=\"x\"),IF(AL$68=\"\",\"\",IF(INDEX(BPF_Summary_Lookup,MATCH($B103,INDEX(BPF_Summary_Lookup,,#REF!),0),#REF!)=FALSE,\"\",IF(AL$68=\"Electricity\",$CO103,IF(AL$68=\"Natural Gas\",$CQ103,\"\")))),\"\")","v":""},{"$f":"IF(OR($F103=\"X\",$F103=\"x\"),IF(AM$68=\"\",\"\",IF(INDEX(BPF_Summary_Lookup,MATCH($B103,INDEX(BPF_Summary_Lookup,,#REF!),0),#REF!)=FALSE,\"\",IF(AM$68=\"Electricity\",$CU103,IF(AM$68=\"Natural Gas\",$CW103,\"\")))),\"\")","v":""},{"$f":"IF(OR($F103=\"X\",$F103=\"x\"),IF(INDEX(BPF_Summary_Lookup,MATCH($B103,INDEX(BPF_Summary_Lookup,,#REF!),0),#REF!)=FALSE,\"\",IF(AN$68=\"Electricity\",INDEX(BPF_Summary_Lookup,MATCH($B103,INDEX(BPF_Summary_Lookup,,#REF!),0),#REF!)*1000*0.000453592,IF(AN$68=\"Natural Gas\",INDEX(BPF_Summary_Lookup,MATCH($B103,INDEX(BPF_Summary_Lookup,,#REF!),0),#REF!)*1000*0.000453592,\"\"))),\"\")","v":""},{"$f":"IF(OR($F103=\"X\",$F103=\"x\"),IF(INDEX(BPF_Summary_Lookup,MATCH($B103,INDEX(BPF_Summary_Lookup,,#REF!),0),#REF!)=FALSE,\"\",IF(AO$68=\"Electricity\",INDEX(BPF_Summary_Lookup,MATCH($B103,INDEX(BPF_Summary_Lookup,,#REF!),0),#REF!),IF(AO$68=\"Natural Gas\",INDEX(BPF_Summary_Lookup,MATCH($B103,INDEX(BPF_Summary_Lookup,,#REF!),0),#REF!),\"\"))),\"\")","v":""},{"$f":"IF(OR($F103=\"X\",$F103=\"x\"),IF(AP$68=\"\",\"\",IF(INDEX(BPF_Summary_Lookup,MATCH($B103,INDEX(BPF_Summary_Lookup,,#REF!),0),#REF!)=FALSE,\"\",IF(AP$68=\"Electricity\",$CO103,IF(AP$68=\"Natural Gas\",$CQ103,\"\")))),\"\")","v":""},{"$f":"IF(OR($F103=\"X\",$F103=\"x\"),IF(AQ$68=\"\",\"\",IF(INDEX(BPF_Summary_Lookup,MATCH($B103,INDEX(BPF_Summary_Lookup,,#REF!),0),#REF!)=FALSE,\"\",IF(AQ$68=\"Electricity\",$CU103,IF(AQ$68=\"Natural Gas\",$CW103,\"\")))),\"\")","v":""},{"$f":"IF(OR($F103=\"X\",$F103=\"x\"),IF(INDEX(BPF_Summary_Lookup,MATCH($B103,INDEX(BPF_Summary_Lookup,,#REF!),0),#REF!)=FALSE,\"\",IF(AR$68=\"Electricity\",INDEX(BPF_Summary_Lookup,MATCH($B103,INDEX(BPF_Summary_Lookup,,#REF!),0),#REF!)*1000*0.000453592,IF(AR$68=\"Natural Gas\",INDEX(BPF_Summary_Lookup,MATCH($B103,INDEX(BPF_Summary_Lookup,,#REF!),0),#REF!)*1000*0.000453592,\"\"))),\"\")","v":""},{"$f":"IF(OR($F103=\"X\",$F103=\"x\"),IF(INDEX(BPF_Summary_Lookup,MATCH($B103,INDEX(BPF_Summary_Lookup,,#REF!),0),#REF!)=FALSE,\"\",IF(AS$68=\"Electricity\",INDEX(BPF_Summary_Lookup,MATCH($B103,INDEX(BPF_Summary_Lookup,,#REF!),0),#REF!),IF(AS$68=\"Natural Gas\",INDEX(BPF_Summary_Lookup,MATCH($B103,INDEX(BPF_Summary_Lookup,,#REF!),0),#REF!),\"\"))),\"\")","v":""},{"$f":"IF(OR($F103=\"X\",$F103=\"x\"),IF(AT$68=\"\",\"\",IF(INDEX(BPF_Summary_Lookup,MATCH($B103,INDEX(BPF_Summary_Lookup,,#REF!),0),#REF!)=FALSE,\"\",IF(AT$68=\"Electricity\",$CO103,IF(AT$68=\"Natural Gas\",$CQ103,\"\")))),\"\")","v":""},{"$f":"IF(OR($F103=\"X\",$F103=\"x\"),IF(INDEX(BPF_Summary_Lookup,MATCH($B103,INDEX(BPF_Summary_Lookup,,#REF!),0),#REF!)=FALSE,\"\",INDEX(BPF_Summary_Lookup,MATCH($B103,INDEX(BPF_Summary_Lookup,,#REF!),0),#REF!)),\"\")","v":""},{"$f":"IF(OR($F103=\"X\",$F103=\"x\"),IF(INDEX(BPF_Summary_Lookup,MATCH($B103,INDEX(BPF_Summary_Lookup,,#REF!),0),#REF!)=FALSE,\"\",INDEX(BPF_Summary_Lookup,MATCH($B103,INDEX(BPF_Summary_Lookup,,#REF!),0),#REF!)),\"\")","v":""},{"$f":"IFERROR(INDEX(Ref_UnitConversions_Energy_Content_kBtu_Unit,IFERROR(MATCH($CL$72&INDEX(RE_EC_EnergyTypes,MATCH($CL$72,INDEX(RE_EC_EnergyTypes,,1),0),2),Ref_UnitConversions_Energy_Units_Lookup,0),MATCH(\"All\"&INDEX(RE_EC_EnergyTypes,MATCH($CL$72,INDEX(RE_EC_EnergyTypes,,1),0),2),Ref_UnitConversions_Energy_Units_Lookup,0)),)/CL103,\"\")","v":""},"",{"$f":"IFERROR(INDEX(Ref_UnitConversions_Energy_Content_kBtu_Unit,IFERROR(MATCH($CM$72&INDEX(RE_EC_EnergyTypes,MATCH($CM$72,INDEX(RE_EC_EnergyTypes,,1),0),2),Ref_UnitConversions_Energy_Units_Lookup,0),MATCH(\"All\"&INDEX(RE_EC_EnergyTypes,MATCH($CM$72,INDEX(RE_EC_EnergyTypes,,1),0),2),Ref_UnitConversions_Energy_Units_Lookup,0)),)/CM103,\"\")","v":""},"",{"$f":"IF(OR($F103=\"X\",$F103=\"x\"),IF(INDEX(BPF_Summary_Lookup,MATCH($B103,INDEX(BPF_Summary_Lookup,,#REF!),0),#REF!)=FALSE,\"\",INDEX(BPF_Summary_Lookup,MATCH($B103,INDEX(BPF_Summary_Lookup,,#REF!),0),#REF!)),\"\")","v":""},{"$f":"IF(OR($F103=\"X\",$F103=\"x\"),IF(INDEX(BPF_Summary_Lookup,MATCH($B103,INDEX(BPF_Summary_Lookup,,#REF!),0),#REF!)=FALSE,\"\",INDEX(BPF_Summary_Lookup,MATCH($B103,INDEX(BPF_Summary_Lookup,,#REF!),0),#REF!)),\"\")","v":""},{"$f":"IFERROR(INDEX(Ref_UnitConversions_Energy_Content_kBtu_Unit,IFERROR(MATCH($CL$72&INDEX(RE_EC_EnergyTypes,MATCH($CL$72,INDEX(RE_EC_EnergyTypes,,1),0),2),Ref_UnitConversions_Energy_Units_Lookup,0),MATCH(\"All\"&INDEX(RE_EC_EnergyTypes,MATCH($CL$72,INDEX(RE_EC_EnergyTypes,,1),0),2),Ref_UnitConversions_Energy_Units_Lookup,0)),),\"\")","v":3.4119999999999999},"",{"$f":"IFERROR(INDEX(Ref_UnitConversions_Energy_Content_kBtu_Unit,IFERROR(MATCH($CM$72&INDEX(RE_EC_EnergyTypes,MATCH($CM$72,INDEX(RE_EC_EnergyTypes,,1),0),2),Ref_UnitConversions_Energy_Units_Lookup,0),MATCH(\"All\"&INDEX(RE_EC_EnergyTypes,MATCH($CM$72,INDEX(RE_EC_EnergyTypes,,1),0),2),Ref_UnitConversions_Energy_Units_Lookup,0)),),\"\")","v":102.9},""]
[null,null,{"$f":"5/0","v":{"$error":"#DIV/0!"}}]
[null,null,{"$f":"IF(ProgSetup_Miscellaneous_Customization=TRUE,1,5/0)","v":1}]

{"sheet":"Demand Savings Customization","index":5,"n_rows":42,"n_cols":28,"rows_kept":42,"cut":false,"hidden":true,"merged":[[10,4,10,12],[4,4,4,12],[5,4,5,12],[6,4,6,12],[7,4,7,12],[24,4,24,5],[25,4,25,5],[26,4,26,5],[27,4,27,5],[21,4,21,12],[37,4,37,5],[38,4,38,5],[39,4,39,5],[40,4,40,5],[28,4,28,5],[29,4,29,5],[35,4,35,5],[36,4,36,5],[32,4,32,12]]}
[null,null,null,null,"Demand Savings Customization"]
[]
[null,null,{"$f":"5/0","v":{"$error":"#DIV/0!"}}]
[]
[null,null,null,null,"Table of Contents"]
[null,null,null,null,{"$f":"E10","v":"Customization Options"}]
[null,null,null,null,{"$f":"E21","v":"Table 1. Electric Demand Savings Date and Time Ranges"}]
[null,null,{"$f":"IF(OR($AB$17=TRUE,$AB$18=TRUE),1,5/0)","v":{"$error":"#DIV/0!"}},null,{"$f":"E32","v":"Table 2. Fuel Demand Savings Date and Time Ranges"}]
[]
[null,null,null,null,"Customization Options"]
[null,null,null,null,"Instructions\n1. Select the demand savings energy type(s) and breakdown type (by end use or whole building only) to be displayed. Note: whole building demand and demand savings are more accurately captured when all end uses' demand is reported by the submitter. For each energy type selected, specify if hourly data is required to be entered by the submitter. If hourly demand is not required to be entered, the submitter will be asked to enter the peak demand for each date and time range specified in table 1 below."]
[null,null,null,null,"Electric Demand Savings"]
[null,null,null,null,null,"Electric demand, by end use and whole building",null,null,null,null,null,null,null,null,null,null,null,null,null,null,null,null,null,null,null,null,null,true]
[null,null,null,null,null,"Electric demand, whole building only",null,null,null,null,null,null,null,null,null,null,null,null,null,null,null,null,null,null,null,null,null,false]
[null,null,null,null,null,"Require hourly electric demand data to be entered",null,null,null,null,null,null,null,null,null,null,null,null,null,null,null,null,null,null,null,null,null,true]
[null,null,null,null,"Fuel Demand Savings"]
[null,null,null,null,null,"Fuel demand, by end use and whole building",null,null,null,null,null,null,null,null,null,null,null,null,null,null,null,null,null,null,null,null,null,false]
[null,null,null,null,null,"Fuel demand, whole building only",null,null,null,null,null,null,null,null,null,null,null,null,null,null,null,null,null,null,null,null,null,false]
[null,null,null,null,null,"Require hourly fuel demand data to be entered",null,null,null,null,null,null,null,null,null,null,null,null,null,null,null,null,null,null,null,null,null,false]
[]
[null,null,null,null,"Table 1. Electric Demand Savings Date and Time Ranges"]
[null,null,null,null,"Instructions\n1. Enter the date and time ranges for electric demand savings. Demand savings will be shown by end use or whole building on the \"Demand Savings\" tab for each range specified below. Up to five ranges may be specified."]
[null,null,{"$f":"5/0","v":{"$error":"#DIV/0!"}},null,1,2,3,4,5,6,7]
[null,null,null,null,null,null,"Date & Time Range #1","Date & Time Range #2","Date & Time Range #3","Date & Time Range #4","Date & Time Range #5"]
[null,null,null,null,"Start date",null,"2023-06-01","2023-07-01","2023-08-01","2023-12-01","2023-01-01"]
[null,null,null,null,"End date",null,"2023-06-30","2023-07-31","2023-08-31","2023-12-31","2023-01-31"]
[null,null,null,null,"Start hour",null,1,1,1,1,1]
[null,null,null,null,"End hour",null,24,24,24,24,24]
[null,null,null,null,"Day types",null,"All Days","All Days","All Days","All Days","All Days"]
[null,null,{"$f":"5/0","v":{"$error":"#DIV/0!"}},null,"Energy Type(s) Savings to Display",null,"Electric","Electric","Electric","Electric","Electric"]
[]
[null,null,{"$f":"IF(OR($AB$17=TRUE,$AB$18=TRUE),1,5/0)","v":{"$error":"#DIV/0!"}},null,"Table 2. Fuel Demand Savings Date and Time Ranges"]
[null,null,{"$f":"IF(OR($AB$17=TRUE,$AB$18=TRUE),1,5/0)","v":{"$error":"#DIV/0!"}},null,"Instructions\n1. Enter the date and time ranges for fuel demand savings. Demand savings will be shown by end use or whole building on the \"Demand Savings\" tab for each range specified below. Up to five ranges may be specified. To use the same ranges as Table 1, copy and paste the yellow cells from Table 1 in Table 2."]
[null,null,{"$f":"5/0","v":{"$error":"#DIV/0!"}},null,1,2,3,4,5,6,7]
[null,null,{"$f":"IF(OR($AB$17=TRUE,$AB$18=TRUE),1,5/0)","v":{"$error":"#DIV/0!"}},null,null,null,"Date & Time Range #1","Date & Time Range #2","Date & Time Range #3","Date & Time Range #4","Date & Time Range #5"]
[null,null,{"$error":"#DIV/0!"},null,"Start date"]
[null,null,{"$error":"#DIV/0!"},null,"End date"]
[null,null,{"$error":"#DIV/0!"},null,"Start hour"]
[null,null,{"$error":"#DIV/0!"},null,"End hour"]
[null,null,{"$error":"#DIV/0!"},null,"Day types"]
[null,null,{"$f":"5/0","v":{"$error":"#DIV/0!"}},null,"Energy Type(s) Savings to Display",null,"Fuel","Fuel","Fuel","Fuel","Fuel"]
[null,null,{"$f":"IF(OR($AB$17=TRUE,$AB$18=TRUE),1,5/0)","v":{"$error":"#DIV/0!"}}]

{"sheet":"Instructions for Submitter","index":6,"n_rows":26,"n_cols":5,"rows_kept":26,"cut":false,"hidden":false,"merged":[[11,4,11,22],[12,4,12,22],[3,4,3,22],[6,4,6,22],[8,4,8,22],[9,4,9,22],[10,4,10,22],[7,4,7,22],[13,4,13,22],[14,4,14,22],[15,4,15,22],[16,4,16,22],[17,4,17,22],[23,4,23,22],[24,4,24,22],[18,4,18,22],[19,4,19,22],[20,4,20,22],[21,4,21,22],[22,4,22,22]]}
[null,null,null,null,"Instructions"]
[]
[]
[null,null,{"$f":"IF(Admin_View=\"Submitter\", 5/0,1)","v":{"$error":"#DIV/0!"}},null,"Instructions to AHJs/RAs: \n1. Provide any unique instructions for submitters using this companion tool in the box below. Default instructions are provided but may be overridden."]
[null,null,{"$f":"IF(Admin_View=\"Submitter\", 5/0,1)","v":{"$error":"#DIV/0!"}}]
[null,null,{"$f":"5/0","v":{"$error":"#DIV/0!"}}]
[null,null,null,null,"VERSION COMPATIBILITY\n"]
[null,null,null,null,{"$f":"\"CT Energy Conscious Blueprint Version 1.5\"&CHAR(10)&'Instructions for AHJs and RAs'!E2&CHAR(10)&Instructions_Version_Compatibility","v":"CT Energy Conscious Blueprint Version 1.5\nDOE/PNNL Compliance Form Companion Tool, Published 11/17/2023\nThis version of the Companion Tool is compatible with versions of the Compliance Form version 2.7 and beyond."}]
[null,null,null,null,"INSTRUCTIONS - GENERAL\n"]
[null,null,null,null,"1. This Companion Tool is designed to be used in conjunction with the DOE/PNNL ASHRAE 90.1 Section 11 and Appendix G Compliance Form (i.e., Compliance Form). This can be downloaded from the Department of Energy (DOE) Energy Codes website at the following link: https://www.energycodes.gov/ashrae-standard-901-performance-based-compliance-form. The Compliance Form should be filled out before filling out this workbook."]
[null,null,null,null,"2. Import data from the Compliance Form following the instructions on the \"Instructions for CF Import\" tab. This will bring in data from the Compliance Form so that project performance may be calculated in alignment with the AHJ/RA program automatically.\n3. Follow the instructions on visible tabs. Tabs may unhide and hide as needed based on selections.\n4. Use help buttons (        ) to see the meaning or intent of something in the Companion Tool."]
[null,null,null,null,"INSTRUCTIONS - AHJ/RA SPECIFIC\n"]
[null,null,null,null,"1. Follow the instructions above in the INSTRUCTIONS-GENERAL section on this tab. Reminders for Compliance Form inputs:\n     a. Do not enter anything on the Renewable Energy tab in the Compliance Form as this may cause the inaccurate project performance to be shown on the Project Performance tab in this tool.\n     b. Select ASHRAE 90.1 2019 as the version of the 90.1 on the General Information tab. \n     c. Input climate zone 5A on the General Information tab. \n     d. If exceptional calculations are applicable, fill out the Exceptional Calculations tab in the Compliance Form. \n2. Follow the instructions on \"Hrly eQuest Results\" if eQuest was used or enter data directly on the \"Hourly Input\" tab if another simulation tool was used.\n3. Fill out the following tabs after importing from the Compliance Form where entries are required/relevant: Table 1a, 1b, and 1c on Performance by End Use & Fuel (if exceptional calculations are applicable to the project), Modeling Plan Charrette, Detailed Measures, Ext + Parking Garage Lighting, and Connecticut Reporting Summary.\n4. Project performance can be observed in Table 3 on the Connecticut Reporting Summary tab. "]
[null,null,null,null,"TAB COLOR LEGEND"]
[null,null,null,null,"Informative Tabs"]
[null,null,null,null,"Submitter Entry Tabs"]
[null,null,null,null,"Helper Tabs"]
[null,null,null,null,"CELL AND FONT COLOR LEGEND"]
[null,null,null,null,"Tab headings"]
[null,null,null,null,"Table headings"]
[null,null,null,null,"Auto populated cell, not editable."]
[null,null,null,null,"Editable cell requiring an input (unless otherwise noted)."]
[null,null,null,null,"Auto populated editable cell in which text has not been overridden."]
[null,null,null,null,"Auto populated editable cell in which overridden text is shown as bold orange."]
[]
[null,null,null,null,"Critical input. Filled with red to ensure that it does not get skipped over."]

{"sheet":"Instructions for CF Import","index":7,"n_rows":22,"n_cols":5,"rows_kept":22,"cut":false,"hidden":false,"merged":[[18,4,18,17],[4,4,4,11],[5,4,5,8],[6,4,6,12],[7,4,7,8],[8,4,8,8],[9,4,9,8],[10,4,10,8],[11,4,11,8],[15,4,15,17],[16,4,16,17],[17,4,17,17]]}
[null,null,null,null,"Instructions for CF Import"]
[]
[]
[null,null,null,null,"Table of Contents"]
[null,null,null,null,{"$f":"CF_Import_HowTo_Header","v":"HOW TO IMPORT DATA FROM THE COMPLIANCE FORM"}]
[null,null,{"$f":"5/0","v":{"$error":"#DIV/0!"}}]
[null,null,{"$error":"#DIV/0!"}]
[null,null,{"$error":"#DIV/0!"}]
[null,null,{"$error":"#DIV/0!"}]
[null,null,{"$error":"#DIV/0!"}]
[null,null,{"$error":"#DIV/0!"}]
[null,null,{"$error":"#DIV/0!"}]
[null,null,{"$error":"#DIV/0!"}]
[]
[null,null,null,null,"HOW TO IMPORT DATA FROM THE COMPLIANCE FORM"]
[null,null,null,null,"1. Complete all tabs in the Compliance Form workbook which can be downloaded from the USA Department of Energy website at https://www.energycodes.gov/ashrae-standard-901-performance-based-compliance-form."]
[null,null,null,null,"2. Press the \"Export Data\" button on the Dashboard tab of the Compliance Form. XML and CSV files will generate in the same folder in which the Compliance Form is located."]
[null,null,null,null,"3. Press the \"Import from Compliance Form\" button shown below and navigate to and select the CSV file you generated from the Compliance Form. If the import does not work please contact https://www.energycodes.gov/technical-assistance/help-desk."]
[]
[]
[null,null,{"$f":"5/0","v":{"$error":"#DIV/0!"}}]
[null,null,{"$f":"5/0","v":{"$error":"#DIV/0!"}}]

{"sheet":"Hrly eQuest Results","index":8,"n_rows":9133,"n_cols":62,"rows_kept":1125,"cut":true,"hidden":false,"merged":[[1,30,3,30],[5,30,7,30],[0,0,0,60],[2,0,2,20]],"bounds":{"rows_first":500,"rows_last":125,"rows_between":500,"halvings":2}}
["Hourly eQuest Results"]
[null,null,null,null,null,null,null,null,null,null,null,null,null,null,null,null,null,null,null,null,null,null,null,null,null,null,null,null,null,null,"Baseline Results"]
["Instructions\n1. Open eQuest to the Baseline or Proposed model.\n2. Simulate all parametric runs in the model to generate results by clicking the ‘Perform Simulation’ button.\n3. After all parametric runs are simulated, click File > Export File > Hourly Results (CSV). An ‘Export Hourly Results’ dialogue box will appear. Check the Baseline and Proposed runs and click “Export”. Please note: If you have two separate models for the Baseline and Proposed, this will need to be done in both model files, once in the Baseline model, and once in the Proposed model.\n4. Click “Open” in the next screen to open the Excel based Hourly Results.\n5. Once the Excel CSV file is open, notice that there are hourly results in columns A:AD. Select all of the data by highlighting from cell A11:AD11 and pressing CTRL+SHIFT+Down Arrow. Then copy the data (CTL+C).\n6. The copied selection should then be pasted into the appropriate section of the ‘Hrly eQuest Results’ tab. If these are Baseline results, select cell A12 in the ‘Hrly eQuest Results’ tab, right click and select Paste Values. If these are Proposed results, do the same in cell AF12. The baseline results must be pasted to the left and the proposed results must be pasted to the right (see column AE). The electric hourly data must be in units of kW and the fuel hourly data must be in units of Btu/h.\n8. Press the button below to populate the Hourly Input tab."]
[]
[null,null,null,null,null,null,null,null,null,null,null,null,null,null,null,null,null,null,null,null,null,null,null,null,null,null,null,null,null,null,"<-------"]
[null,null,null,null,"Hourly Report",null,null,null,null,null,null,null,null,null,null,null,null,null,null,null,null,null,null,null,null,null,null,null,null,null,"Proposed Results",null,null,null,null,"Hourly Report"]
[null,null,null,null,"EM1 Hourly Report Block",null,null,null,null,null,null,null,null,null,null,null,null,"FM1 Hourly Report Block",null,null,null,null,null,null,null,null,null,null,null,null,null,null,null,null,null,"EM1 Hourly Report Block",null,null,null,null,null,null,null,null,null,null,null,null,"FM1 Hourly Report Block"]
[null,null,null,null,"ELEC-METER",null,null,null,null,null,null,null,null,null,null,null,null,"FUEL-METER",null,null,null,null,null,null,null,null,null,null,null,null,null,null,null,null,null,"ELEC-METER",null,null,null,null,null,null,null,null,null,null,null,null,"FUEL-METER"]
[null,null,null,null,"EM1",null,null,null,null,null,null,null,null,null,null,null,null,"FM1",null,null,null,null,null,null,null,null,null,null,null,null,"------->",null,null,null,null,"EM1",null,null,null,null,null,null,null,null,null,null,null,null,"FM1"]
[null,null,null,"Day","Var 1","Var 2","Var 3","Var 4","Var 5","Var 6","Var 7","Var 8","Var 9","Var 10","Var 11","Var 12","Var 20","Var 1","Var 2","Var 3","Var 4","Var 5","Var 6","Var 7","Var 8","Var 9","Var 10","Var 11","Var 12","Var 20",null,null,null,null,"Day","Var 1","Var 2","Var 3","Var 4","Var 5","Var 6","Var 7","Var 8","Var 9","Var 10","Var 11","Var 12","Var 20","Var 1","Var 2","Var 3","Var 4","Var 5","Var 6","Var 7","Var 8","Var 9","Var 10","Var 11","Var 12","Var 20"]
["Month","Day","Hour","Type","Lighting end-use energy","Task lighting end-use energy","Miscellaneous equipment end-use energy","Heating end-use energy","Cooling end-use energy","Heat rejection end-use energy","Auxiliary end-use energy (pumps)","Vent fan end-use energy","Refrigeration systems end-use energy","Supplemental heat pump end-use energy","Domestic hot water end-use energy","Exterior to the building end-use energy","Total end-use energy","Lighting end-use energy","Task lighting end-use energy","Miscellaneous equipment end-use energy","Heating end-use energy","Cooling end-use energy","Heat rejection end-use energy","Auxiliary end-use energy (pumps)","Vent fan end-use energy","Refrigeration systems end-use energy","Supplemental heat pump end-use energy","Domestic hot water end-use energy","Exterior to the building end-use energy","Total end-use energy",null,"Month","Day","Hour","Type","Lighting end-use energy","Task lighting end-use energy","Miscellaneous equipment end-use energy","Heating end-use energy","Cooling end-use energy","Heat rejection end-use energy","Auxiliary end-use energy (pumps)","Vent fan end-use energy","Refrigeration systems end-use energy","Supplemental heat pump end-use energy","Domestic hot water end-use energy","Exterior to the building end-use energy","Total end-use energy","Lighting end-use energy","Task lighting end-use energy","Miscellaneous equipment end-use energy","Heating end-use energy","Cooling end-use energy","Heat rejection end-use energy","Auxiliary end-use energy (pumps)","Vent fan end-use energy","Refrigeration systems end-use energy","Supplemental heat pump end-use energy","Domestic hot water end-use energy","Exterior to the building end-use energy","Total end-use energy"]
[null,null,null,null,null,null,null,null,null,null,null,null,null,null,null,null,null,null,null,null,null,null,null,null,null,null,null,null,null,null,null,null,null,null,null,null,null,null,null,null,null,null,null,null,null,null,null,null,null,null,null,null,null,null,null,null,null,null,null,null,null,{"$f":"A12&\"/\"&B12&\" Hour \"&C12","v":"/ Hour "}]
[null,null,null,null,null,null,null,null,null,null,null,null,null,null,null,null,null,null,null,null,null,null,null,null,null,null,null,null,null,null,null,null,null,null,null,null,null,null,null,null,null,null,null,null,null,null,null,null,null,null,null,null,null,null,null,null,null,null,null,null,null,{"$f":"A13&\"/\"&B13&\" Hour \"&C13","v":"/ Hour "}]
[null,null,null,null,null,null,null,null,null,null,null,null,null,null,null,null,null,null,null,null,null,null,null,null,null,null,null,null,null,null,null,null,null,null,null,null,null,null,null,null,null,null,null,null,null,null,null,null,null,null,null,null,null,null,null,null,null,null,null,null,null,"/ Hour "]
[null,null,null,null,null,null,null,null,null,null,null,null,null,null,null,null,null,null,null,null,null,null,null,null,null,null,null,null,null,null,null,null,null,null,null,null,null,null,null,null,null,null,null,null,null,null,null,null,null,null,null,null,null,null,null,null,null,null,null,null,null,"/ Hour "]
[null,null,null,null,null,null,null,null,null,null,null,null,null,null,null,null,null,null,null,null,null,null,null,null,null,null,null,null,null,null,null,null,null,null,null,null,null,null,null,null,null,null,null,null,null,null,null,null,null,null,null,null,null,null,null,null,null,null,null,null,null,"/ Hour "]
[null,null,null,null,null,null,null,null,null,null,null,null,null,null,null,null,null,null,null,null,null,null,null,null,null,null,null,null,null,null,null,null,null,null,null,null,null,null,null,null,null,null,null,null,null,null,null,null,null,null,null,null,null,null,null,null,null,null,null,null,null,"/ Hour "]
[null,null,null,null,null,null,null,null,null,null,null,null,null,null,null,null,null,null,null,null,null,null,null,null,null,null,null,null,null,null,null,null,null,null,null,null,null,null,null,null,null,null,null,null,null,null,null,null,null,null,null,null,null,null,null,null,null,null,null,null,null,"/ Hour "]
[null,null,null,null,null,null,null,null,null,null,null,null,null,null,null,null,null,null,null,null,null,null,null,null,null,null,null,null,null,null,null,null,null,null,null,null,null,null,null,null,null,null,null,null,null,null,null,null,null,null,null,null,null,null,null,null,null,null,null,null,null,"/ Hour "]
[null,null,null,null,null,null,null,null,null,null,null,null,null,null,null,null,null,null,null,null,null,null,null,null,null,null,null,null,null,null,null,null,null,null,null,null,null,null,null,null,null,null,null,null,null,null,null,null,null,null,null,null,null,null,null,null,null,null,null,null,null,"/ Hour "]
[null,null,null,null,null,null,null,null,null,null,null,null,null,null,null,null,null,null,null,null,null,null,null,null,null,null,null,null,null,null,null,null,null,null,null,null,null,null,null,null,null,null,null,null,null,null,null,null,null,null,null,null,null,null,null,null,null,null,null,null,null,"/ Hour "]
[null,null,null,null,null,null,null,null,null,null,null,null,null,null,null,null,null,null,null,null,null,null,null,null,null,null,null,null,null,null,null,null,null,null,null,null,null,null,null,null,null,null,null,null,null,null,null,null,null,null,null,null,null,null,null,null,null,null,null,null,null,"/ Hour "]
[null,null,null,null,null,null,null,null,null,null,null,null,null,null,null,null,null,null,null,null,null,null,null,null,null,null,null,null,null,null,null,null,null,null,null,null,null,null,null,null,null,null,null,null,null,null,null,null,null,null,null,null,null,null,null,null,null,null,null,null,null,"/ Hour "]
[null,null,null,null,null,null,null,null,null,null,null,null,null,null,null,null,null,null,null,null,null,null,null,null,null,null,null,null,null,null,null,null,null,null,null,null,null,null,null,null,null,null,null,null,null,null,null,null,null,null,null,null,null,null,null,null,null,null,null,null,null,"/ Hour "]
[null,null,null,null,null,null,null,null,null,null,null,null,null,null,null,null,null,null,null,null,null,null,null,null,null,null,null,null,null,null,null,null,null,null,null,null,null,null,null,null,null,null,null,null,null,null,null,null,null,null,null,null,null,null,null,null,null,null,null,null,null,"/ Hour "]
[null,null,null,null,null,null,null,null,null,null,null,null,null,null,null,null,null,null,null,null,null,null,null,null,null,null,null,null,null,null,null,null,null,null,null,null,null,null,null,null,null,null,null,null,null,null,null,null,null,null,null,null,null,null,null,null,null,null,null,null,null,"/ Hour "]
[null,null,null,null,null,null,null,null,null,null,null,null,null,null,null,null,null,null,null,null,null,null,null,null,null,null,null,null,null,null,null,null,null,null,null,null,null,null,null,null,null,null,null,null,null,null,null,null,null,null,null,null,null,null,null,null,null,null,null,null,null,"/ Hour "]
[null,null,null,null,null,null,null,null,null,null,null,null,null,null,null,null,null,null,null,null,null,null,null,null,null,null,null,null,null,null,null,null,null,null,null,null,null,null,null,null,null,null,null,null,null,null,null,null,null,null,null,null,null,null,null,null,null,null,null,null,null,"/ Hour "]
[null,null,null,null,null,null,null,null,null,null,null,null,null,null,null,null,null,null,null,null,null,null,null,null,null,null,null,null,null,null,null,null,null,null,null,null,null,null,null,null,null,null,null,null,null,null,null,null,null,null,null,null,null,null,null,null,null,null,null,null,null,"/ Hour "]
[null,null,null,null,null,null,null,null,null,null,null,null,null,null,null,null,null,null,null,null,null,null,null,null,null,null,null,null,null,null,null,null,null,null,null,null,null,null,null,null,null,null,null,null,null,null,null,null,null,null,null,null,null,null,null,null,null,null,null,null,null,"/ Hour "]
[null,null,null,null,null,null,null,null,null,null,null,null,null,null,null,null,null,null,null,null,null,null,null,null,null,null,null,null,null,null,null,null,null,null,null,null,null,null,null,null,null,null,null,null,null,null,null,null,null,null,null,null,null,null,null,null,null,null,null,null,null,"/ Hour "]
[null,null,null,null,null,null,null,null,null,null,null,null,null,null,null,null,null,null,null,null,null,null,null,null,null,null,null,null,null,null,null,null,null,null,null,null,null,null,null,null,null,null,null,null,null,null,null,null,null,null,null,null,null,null,null,null,null,null,null,null,null,"/ Hour "]
[null,null,null,null,null,null,null,null,null,null,null,null,null,null,null,null,null,null,null,null,null,null,null,null,null,null,null,null,null,null,null,null,null,null,null,null,null,null,null,null,null,null,null,null,null,null,null,null,null,null,null,null,null,null,null,null,null,null,null,null,null,"/ Hour "]
[null,null,null,null,null,null,null,null,null,null,null,null,null,null,null,null,null,null,null,null,null,null,null,null,null,null,null,null,null,null,null,null,null,null,null,null,null,null,null,null,null,null,null,null,null,null,null,null,null,null,null,null,null,null,null,null,null,null,null,null,null,"/ Hour "]
[null,null,null,null,null,null,null,null,null,null,null,null,null,null,null,null,null,null,null,null,null,null,null,null,null,null,null,null,null,null,null,null,null,null,null,null,null,null,null,null,null,null,null,null,null,null,null,null,null,null,null,null,null,null,null,null,null,null,null,null,null,"/ Hour "]
[null,null,null,null,null,null,null,null,null,null,null,null,null,null,null,null,null,null,null,null,null,null,null,null,null,null,null,null,null,null,null,null,null,null,null,null,null,null,null,null,null,null,null,null,null,null,null,null,null,null,null,null,null,null,null,null,null,null,null,null,null,"/ Hour "]
[null,null,null,null,null,null,null,null,null,null,null,null,null,null,null,null,null,null,null,null,null,null,null,null,null,null,null,null,null,null,null,null,null,null,null,null,null,null,null,null,null,null,null,null,null,null,null,null,null,null,null,null,null,null,null,null,null,null,null,null,null,"/ Hour "]
[null,null,null,null,null,null,null,null,null,null,null,null,null,null,null,null,null,null,null,null,null,null,null,null,null,null,null,null,null,null,null,null,null,null,null,null,null,null,null,null,null,null,null,null,null,null,null,null,null,null,null,null,null,null,null,null,null,null,null,null,null,"/ Hour "]
[null,null,null,null,null,null,null,null,null,null,null,null,null,null,null,null,null,null,null,null,null,null,null,null,null,null,null,null,null,null,null,null,null,null,null,null,null,null,null,null,null,null,null,null,null,null,null,null,null,null,null,null,null,null,null,null,null,null,null,null,null,"/ Hour "]
[null,null,null,null,null,null,null,null,null,null,null,null,null,null,null,null,null,null,null,null,null,null,null,null,null,null,null,null,null,null,null,null,null,null,null,null,null,null,null,null,null,null,null,null,null,null,null,null,null,null,null,null,null,null,null,null,null,null,null,null,null,"/ Hour "]
[null,null,null,null,null,null,null,null,null,null,null,null,null,null,null,null,null,null,null,null,null,null,null,null,null,null,null,null,null,null,null,null,null,null,null,null,null,null,null,null,null,null,null,null,null,null,null,null,null,null,null,null,null,null,null,null,null,null,null,null,null,"/ Hour "]
[null,null,null,null,null,null,null,null,null,null,null,null,null,null,null,null,null,null,null,null,null,null,null,null,null,null,null,null,null,null,null,null,null,null,null,null,null,null,null,null,null,null,null,null,null,null,null,null,null,null,null,null,null,null,null,null,null,null,null,null,null,"/ Hour "]
[null,null,null,null,null,null,null,null,null,null,null,null,null,null,null,null,null,null,null,null,null,null,null,null,null,null,null,null,null,null,null,null,null,null,null,null,null,null,null,null,null,null,null,null,null,null,null,null,null,null,null,null,null,null,null,null,null,null,null,null,null,"/ Hour "]
[null,null,null,null,null,null,null,null,null,null,null,null,null,null,null,null,null,null,null,null,null,null,null,null,null,null,null,null,null,null,null,null,null,null,null,null,null,null,null,null,null,null,null,null,null,null,null,null,null,null,null,null,null,null,null,null,null,null,null,null,null,"/ Hour "]
[null,null,null,null,null,null,null,null,null,null,null,null,null,null,null,null,null,null,null,null,null,null,null,null,null,null,null,null,null,null,null,null,null,null,null,null,null,null,null,null,null,null,null,null,null,null,null,null,null,null,null,null,null,null,null,null,null,null,null,null,null,"/ Hour "]
[null,null,null,null,null,null,null,null,null,null,null,null,null,null,null,null,null,null,null,null,null,null,null,null,null,null,null,null,null,null,null,null,null,null,null,null,null,null,null,null,null,null,null,null,null,null,null,null,null,null,null,null,null,null,null,null,null,null,null,null,null,"/ Hour "]
[null,null,null,null,null,null,null,null,null,null,null,null,null,null,null,null,null,null,null,null,null,null,null,null,null,null,null,null,null,null,null,null,null,null,null,null,null,null,null,null,null,null,null,null,null,null,null,null,null,null,null,null,null,null,null,null,null,null,null,null,null,"/ Hour "]
[null,null,null,null,null,null,null,null,null,null,null,null,null,null,null,null,null,null,null,null,null,null,null,null,null,null,null,null,null,null,null,null,null,null,null,null,null,null,null,null,null,null,null,null,null,null,null,null,null,null,null,null,null,null,null,null,null,null,null,null,null,"/ Hour "]
[null,null,null,null,null,null,null,null,null,null,null,null,null,null,null,null,null,null,null,null,null,null,null,null,null,null,null,null,null,null,null,null,null,null,null,null,null,null,null,null,null,null,null,null,null,null,null,null,null,null,null,null,null,null,null,null,null,null,null,null,null,"/ Hour "]
[null,null,null,null,null,null,null,null,null,null,null,null,null,null,null,null,null,null,null,null,null,null,null,null,null,null,null,null,null,null,null,null,null,null,null,null,null,null,null,null,null,null,null,null,null,null,null,null,null,null,null,null,null,null,null,null,null,null,null,null,null,"/ Hour "]
[null,null,null,null,null,null,null,null,null,null,null,null,null,null,null,null,null,null,null,null,null,null,null,null,null,null,null,null,null,null,null,null,null,null,null,null,null,null,null,null,null,null,null,null,null,null,null,null,null,null,null,null,null,null,null,null,null,null,null,null,null,"/ Hour "]
[null,null,null,null,null,null,null,null,null,null,null,null,null,null,null,null,null,null,null,null,null,null,null,null,null,null,null,null,null,null,null,null,null,null,null,null,null,null,null,null,null,null,null,null,null,null,null,null,null,null,null,null,null,null,null,null,null,null,null,null,null,"/ Hour "]
[null,null,null,null,null,null,null,null,null,null,null,null,null,null,null,null,null,null,null,null,null,null,null,null,null,null,null,null,null,null,null,null,null,null,null,null,null,null,null,null,null,null,null,null,null,null,null,null,null,null,null,null,null,null,null,null,null,null,null,null,null,"/ Hour "]
[null,null,null,null,null,null,null,null,null,null,null,null,null,null,null,null,null,null,null,null,null,null,null,null,null,null,null,null,null,null,null,null,null,null,null,null,null,null,null,null,null,null,null,null,null,null,null,null,null,null,null,null,null,null,null,null,null,null,null,null,null,"/ Hour "]
[null,null,null,null,null,null,null,null,null,null,null,null,null,null,null,null,null,null,null,null,null,null,null,null,null,null,null,null,null,null,null,null,null,null,null,null,null,null,null,null,null,null,null,null,null,null,null,null,null,null,null,null,null,null,null,null,null,null,null,null,null,"/ Hour "]
[null,null,null,null,null,null,null,null,null,null,null,null,null,null,null,null,null,null,null,null,null,null,null,null,null,null,null,null,null,null,null,null,null,null,null,null,null,null,null,null,null,null,null,null,null,null,null,null,null,null,null,null,null,null,null,null,null,null,null,null,null,"/ Hour "]
[null,null,null,null,null,null,null,null,null,null,null,null,null,null,null,null,null,null,null,null,null,null,null,null,null,null,null,null,null,null,null,null,null,null,null,null,null,null,null,null,null,null,null,null,null,null,null,null,null,null,null,null,null,null,null,null,null,null,null,null,null,"/ Hour "]
[null,null,null,null,null,null,null,null,null,null,null,null,null,null,null,null,null,null,null,null,null,null,null,null,null,null,null,null,null,null,null,null,null,null,null,null,null,null,null,null,null,null,null,null,null,null,null,null,null,null,null,null,null,null,null,null,null,null,null,null,null,"/ Hour "]
[null,null,null,null,null,null,null,null,null,null,null,null,null,null,null,null,null,null,null,null,null,null,null,null,null,null,null,null,null,null,null,null,null,null,null,null,null,null,null,null,null,null,null,null,null,null,null,null,null,null,null,null,null,null,null,null,null,null,null,null,null,"/ Hour "]
[null,null,null,null,null,null,null,null,null,null,null,null,null,null,null,null,null,null,null,null,null,null,null,null,null,null,null,null,null,null,null,null,null,null,null,null,null,null,null,null,null,null,null,null,null,null,null,null,null,null,null,null,null,null,null,null,null,null,null,null,null,"/ Hour "]
[null,null,null,null,null,null,null,null,null,null,null,null,null,null,null,null,null,null,null,null,null,null,null,null,null,null,null,null,null,null,null,null,null,null,null,null,null,null,null,null,null,null,null,null,null,null,null,null,null,null,null,null,null,null,null,null,null,null,null,null,null,"/ Hour "]
[null,null,null,null,null,null,null,null,null,null,null,null,null,null,null,null,null,null,null,null,null,null,null,null,null,null,null,null,null,null,null,null,null,null,null,null,null,null,null,null,null,null,null,null,null,null,null,null,null,null,null,null,null,null,null,null,null,null,null,null,null,"/ Hour "]
[null,null,null,null,null,null,null,null,null,null,null,null,null,null,null,null,null,null,null,null,null,null,null,null,null,null,null,null,null,null,null,null,null,null,null,null,null,null,null,null,null,null,null,null,null,null,null,null,null,null,null,null,null,null,null,null,null,null,null,null,null,"/ Hour "]
[null,null,null,null,null,null,null,null,null,null,null,null,null,null,null,null,null,null,null,null,null,null,null,null,null,null,null,null,null,null,null,null,null,null,null,null,null,null,null,null,null,null,null,null,null,null,null,null,null,null,null,null,null,null,null,null,null,null,null,null,null,"/ Hour "]
[null,null,null,null,null,null,null,null,null,null,null,null,null,null,null,null,null,null,null,null,null,null,null,null,null,null,null,null,null,null,null,null,null,null,null,null,null,null,null,null,null,null,null,null,null,null,null,null,null,null,null,null,null,null,null,null,null,null,null,null,null,"/ Hour "]
[null,null,null,null,null,null,null,null,null,null,null,null,null,null,null,null,null,null,null,null,null,null,null,null,null,null,null,null,null,null,null,null,null,null,null,null,null,null,null,null,null,null,null,null,null,null,null,null,null,null,null,null,null,null,null,null,null,null,null,null,null,"/ Hour "]
[null,null,null,null,null,null,null,null,null,null,null,null,null,null,null,null,null,null,null,null,null,null,null,null,null,null,null,null,null,null,null,null,null,null,null,null,null,null,null,null,null,null,null,null,null,null,null,null,null,null,null,null,null,null,null,null,null,null,null,null,null,"/ Hour "]
[null,null,null,null,null,null,null,null,null,null,null,null,null,null,null,null,null,null,null,null,null,null,null,null,null,null,null,null,null,null,null,null,null,null,null,null,null,null,null,null,null,null,null,null,null,null,null,null,null,null,null,null,null,null,null,null,null,null,null,null,null,"/ Hour "]
[null,null,null,null,null,null,null,null,null,null,null,null,null,null,null,null,null,null,null,null,null,null,null,null,null,null,null,null,null,null,null,null,null,null,null,null,null,null,null,null,null,null,null,null,null,null,null,null,null,null,null,null,null,null,null,null,null,null,null,null,null,"/ Hour "]
[null,null,null,null,null,null,null,null,null,null,null,null,null,null,null,null,null,null,null,null,null,null,null,null,null,null,null,null,null,null,null,null,null,null,null,null,null,null,null,null,null,null,null,null,null,null,null,null,null,null,null,null,null,null,null,null,null,null,null,null,null,"/ Hour "]
[null,null,null,null,null,null,null,null,null,null,null,null,null,null,null,null,null,null,null,null,null,null,null,null,null,null,null,null,null,null,null,null,null,null,null,null,null,null,null,null,null,null,null,null,null,null,null,null,null,null,null,null,null,null,null,null,null,null,null,null,null,"/ Hour "]
[null,null,null,null,null,null,null,null,null,null,null,null,null,null,null,null,null,null,null,null,null,null,null,null,null,null,null,null,null,null,null,null,null,null,null,null,null,null,null,null,null,null,null,null,null,null,null,null,null,null,null,null,null,null,null,null,null,null,null,null,null,"/ Hour "]
[null,null,null,null,null,null,null,null,null,null,null,null,null,null,null,null,null,null,null,null,null,null,null,null,null,null,null,null,null,null,null,null,null,null,null,null,null,null,null,null,null,null,null,null,null,null,null,null,null,null,null,null,null,null,null,null,null,null,null,null,null,"/ Hour "]
[null,null,null,null,null,null,null,null,null,null,null,null,null,null,null,null,null,null,null,null,null,null,null,null,null,null,null,null,null,null,null,null,null,null,null,null,null,null,null,null,null,null,null,null,null,null,null,null,null,null,null,null,null,null,null,null,null,null,null,null,null,"/ Hour "]
[null,null,null,null,null,null,null,null,null,null,null,null,null,null,null,null,null,null,null,null,null,null,null,null,null,null,null,null,null,null,null,null,null,null,null,null,null,null,null,null,null,null,null,null,null,null,null,null,null,null,null,null,null,null,null,null,null,null,null,null,null,"/ Hour "]
[null,null,null,null,null,null,null,null,null,null,null,null,null,null,null,null,null,null,null,null,null,null,null,null,null,null,null,null,null,null,null,null,null,null,null,null,null,null,null,null,null,null,null,null,null,null,null,null,null,null,null,null,null,null,null,null,null,null,null,null,null,"/ Hour "]
[null,null,null,null,null,null,null,null,null,null,null,null,null,null,null,null,null,null,null,null,null,null,null,null,null,null,null,null,null,null,null,null,null,null,null,null,null,null,null,null,null,null,null,null,null,null,null,null,null,null,null,null,null,null,null,null,null,null,null,null,null,{"$f":"A77&\"/\"&B77&\" Hour \"&C77","v":"/ Hour "}]
[null,null,null,null,null,null,null,null,null,null,null,null,null,null,null,null,null,null,null,null,null,null,null,null,null,null,null,null,null,null,null,null,null,null,null,null,null,null,null,null,null,null,null,null,null,null,null,null,null,null,null,null,null,null,null,null,null,null,null,null,null,"/ Hour "]
[null,null,null,null,null,null,null,null,null,null,null,null,null,null,null,null,null,null,null,null,null,null,null,null,null,null,null,null,null,null,null,null,null,null,null,null,null,null,null,null,null,null,null,null,null,null,null,null,null,null,null,null,null,null,null,null,null,null,null,null,null,"/ Hour "]
[null,null,null,null,null,null,null,null,null,null,null,null,null,null,null,null,null,null,null,null,null,null,null,null,null,null,null,null,null,null,null,null,null,null,null,null,null,null,null,null,null,null,null,null,null,null,null,null,null,null,null,null,null,null,null,null,null,null,null,null,null,"/ Hour "]
[null,null,null,null,null,null,null,null,null,null,null,null,null,null,null,null,null,null,null,null,null,null,null,null,null,null,null,null,null,null,null,null,null,null,null,null,null,null,null,null,null,null,null,null,null,null,null,null,null,null,null,null,null,null,null,null,null,null,null,null,null,"/ Hour "]
[null,null,null,null,null,null,null,null,null,null,null,null,null,null,null,null,null,null,null,null,null,null,null,null,null,null,null,null,null,null,null,null,null,null,null,null,null,null,null,null,null,null,null,null,null,null,null,null,null,null,null,null,null,null,null,null,null,null,null,null,null,"/ Hour "]
[null,null,null,null,null,null,null,null,null,null,null,null,null,null,null,null,null,null,null,null,null,null,null,null,null,null,null,null,null,null,null,null,null,null,null,null,null,null,null,null,null,null,null,null,null,null,null,null,null,null,null,null,null,null,null,null,null,null,null,null,null,"/ Hour "]
[null,null,null,null,null,null,null,null,null,null,null,null,null,null,null,null,null,null,null,null,null,null,null,null,null,null,null,null,null,null,null,null,null,null,null,null,null,null,null,null,null,null,null,null,null,null,null,null,null,null,null,null,null,null,null,null,null,null,null,null,null,"/ Hour "]
[null,null,null,null,null,null,null,null,null,null,null,null,null,null,null,null,null,null,null,null,null,null,null,null,null,null,null,null,null,null,null,null,null,null,null,null,null,null,null,null,null,null,null,null,null,null,null,null,null,null,null,null,null,null,null,null,null,null,null,null,null,"/ Hour "]
[null,null,null,null,null,null,null,null,null,null,null,null,null,null,null,null,null,null,null,null,null,null,null,null,null,null,null,null,null,null,null,null,null,null,null,null,null,null,null,null,null,null,null,null,null,null,null,null,null,null,null,null,null,null,null,null,null,null,null,null,null,"/ Hour "]
[null,null,null,null,null,null,null,null,null,null,null,null,null,null,null,null,null,null,null,null,null,null,null,null,null,null,null,null,null,null,null,null,null,null,null,null,null,null,null,null,null,null,null,null,null,null,null,null,null,null,null,null,null,null,null,null,null,null,null,null,null,"/ Hour "]
[null,null,null,null,null,null,null,null,null,null,null,null,null,null,null,null,null,null,null,null,null,null,null,null,null,null,null,null,null,null,null,null,null,null,null,null,null,null,null,null,null,null,null,null,null,null,null,null,null,null,null,null,null,null,null,null,null,null,null,null,null,"/ Hour "]
[null,null,null,null,null,null,null,null,null,null,null,null,null,null,null,null,null,null,null,null,null,null,null,null,null,null,null,null,null,null,null,null,null,null,null,null,null,null,null,null,null,null,null,null,null,null,null,null,null,null,null,null,null,null,null,null,null,null,null,null,null,"/ Hour "]
[null,null,null,null,null,null,null,null,null,null,null,null,null,null,null,null,null,null,null,null,null,null,null,null,null,null,null,null,null,null,null,null,null,null,null,null,null,null,null,null,null,null,null,null,null,null,null,null,null,null,null,null,null,null,null,null,null,null,null,null,null,"/ Hour "]
[null,null,null,null,null,null,null,null,null,null,null,null,null,null,null,null,null,null,null,null,null,null,null,null,null,null,null,null,null,null,null,null,null,null,null,null,null,null,null,null,null,null,null,null,null,null,null,null,null,null,null,null,null,null,null,null,null,null,null,null,null,"/ Hour "]
[null,null,null,null,null,null,null,null,null,null,null,null,null,null,null,null,null,null,null,null,null,null,null,null,null,null,null,null,null,null,null,null,null,null,null,null,null,null,null,null,null,null,null,null,null,null,null,null,null,null,null,null,null,null,null,null,null,null,null,null,null,"/ Hour "]
[null,null,null,null,null,null,null,null,null,null,null,null,null,null,null,null,null,null,null,null,null,null,null,null,null,null,null,null,null,null,null,null,null,null,null,null,null,null,null,null,null,null,null,null,null,null,null,null,null,null,null,null,null,null,null,null,null,null,null,null,null,"/ Hour "]
[null,null,null,null,null,null,null,null,null,null,null,null,null,null,null,null,null,null,null,null,null,null,null,null,null,null,null,null,null,null,null,null,null,null,null,null,null,null,null,null,null,null,null,null,null,null,null,null,null,null,null,null,null,null,null,null,null,null,null,null,null,"/ Hour "]
[null,null,null,null,null,null,null,null,null,null,null,null,null,null,null,null,null,null,null,null,null,null,null,null,null,null,null,null,null,null,null,null,null,null,null,null,null,null,null,null,null,null,null,null,null,null,null,null,null,null,null,null,null,null,null,null,null,null,null,null,null,"/ Hour "]
[null,null,null,null,null,null,null,null,null,null,null,null,null,null,null,null,null,null,null,null,null,null,null,null,null,null,null,null,null,null,null,null,null,null,null,null,null,null,null,null,null,null,null,null,null,null,null,null,null,null,null,null,null,null,null,null,null,null,null,null,null,"/ Hour "]
[null,null,null,null,null,null,null,null,null,null,null,null,null,null,null,null,null,null,null,null,null,null,null,null,null,null,null,null,null,null,null,null,null,null,null,null,null,null,null,null,null,null,null,null,null,null,null,null,null,null,null,null,null,null,null,null,null,null,null,null,null,"/ Hour "]
[null,null,null,null,null,null,null,null,null,null,null,null,null,null,null,null,null,null,null,null,null,null,null,null,null,null,null,null,null,null,null,null,null,null,null,null,null,null,null,null,null,null,null,null,null,null,null,null,null,null,null,null,null,null,null,null,null,null,null,null,null,"/ Hour "]
[null,null,null,null,null,null,null,null,null,null,null,null,null,null,null,null,null,null,null,null,null,null,null,null,null,null,null,null,null,null,null,null,null,null,null,null,null,null,null,null,null,null,null,null,null,null,null,null,null,null,null,null,null,null,null,null,null,null,null,null,null,"/ Hour "]
[null,null,null,null,null,null,null,null,null,null,null,null,null,null,null,null,null,null,null,null,null,null,null,null,null,null,null,null,null,null,null,null,null,null,null,null,null,null,null,null,null,null,null,null,null,null,null,null,null,null,null,null,null,null,null,null,null,null,null,null,null,"/ Hour "]
[null,null,null,null,null,null,null,null,null,null,null,null,null,null,null,null,null,null,null,null,null,null,null,null,null,null,null,null,null,null,null,null,null,null,null,null,null,null,null,null,null,null,null,null,null,null,null,null,null,null,null,null,null,null,null,null,null,null,null,null,null,"/ Hour "]
[null,null,null,null,null,null,null,null,null,null,null,null,null,null,null,null,null,null,null,null,null,null,null,null,null,null,null,null,null,null,null,null,null,null,null,null,null,null,null,null,null,null,null,null,null,null,null,null,null,null,null,null,null,null,null,null,null,null,null,null,null,"/ Hour "]
[null,null,null,null,null,null,null,null,null,null,null,null,null,null,null,null,null,null,null,null,null,null,null,null,null,null,null,null,null,null,null,null,null,null,null,null,null,null,null,null,null,null,null,null,null,null,null,null,null,null,null,null,null,null,null,null,null,null,null,null,null,"/ Hour "]
[null,null,null,null,null,null,null,null,null,null,null,null,null,null,null,null,null,null,null,null,null,null,null,null,null,null,null,null,null,null,null,null,null,null,null,null,null,null,null,null,null,null,null,null,null,null,null,null,null,null,null,null,null,null,null,null,null,null,null,null,null,"/ Hour "]
[null,null,null,null,null,null,null,null,null,null,null,null,null,null,null,null,null,null,null,null,null,null,null,null,null,null,null,null,null,null,null,null,null,null,null,null,null,null,null,null,null,null,null,null,null,null,null,null,null,null,null,null,null,null,null,null,null,null,null,null,null,"/ Hour "]
[null,null,null,null,null,null,null,null,null,null,null,null,null,null,null,null,null,null,null,null,null,null,null,null,null,null,null,null,null,null,null,null,null,null,null,null,null,null,null,null,null,null,null,null,null,null,null,null,null,null,null,null,null,null,null,null,null,null,null,null,null,"/ Hour "]
[null,null,null,null,null,null,null,null,null,null,null,null,null,null,null,null,null,null,null,null,null,null,null,null,null,null,null,null,null,null,null,null,null,null,null,null,null,null,null,null,null,null,null,null,null,null,null,null,null,null,null,null,null,null,null,null,null,null,null,null,null,"/ Hour "]
[null,null,null,null,null,null,null,null,null,null,null,null,null,null,null,null,null,null,null,null,null,null,null,null,null,null,null,null,null,null,null,null,null,null,null,null,null,null,null,null,null,null,null,null,null,null,null,null,null,null,null,null,null,null,null,null,null,null,null,null,null,"/ Hour "]
[null,null,null,null,null,null,null,null,null,null,null,null,null,null,null,null,null,null,null,null,null,null,null,null,null,null,null,null,null,null,null,null,null,null,null,null,null,null,null,null,null,null,null,null,null,null,null,null,null,null,null,null,null,null,null,null,null,null,null,null,null,"/ Hour "]
[null,null,null,null,null,null,null,null,null,null,null,null,null,null,null,null,null,null,null,null,null,null,null,null,null,null,null,null,null,null,null,null,null,null,null,null,null,null,null,null,null,null,null,null,null,null,null,null,null,null,null,null,null,null,null,null,null,null,null,null,null,"/ Hour "]
[null,null,null,null,null,null,null,null,null,null,null,null,null,null,null,null,null,null,null,null,null,null,null,null,null,null,null,null,null,null,null,null,null,null,null,null,null,null,null,null,null,null,null,null,null,null,null,null,null,null,null,null,null,null,null,null,null,null,null,null,null,"/ Hour "]
[null,null,null,null,null,null,null,null,null,null,null,null,null,null,null,null,null,null,null,null,null,null,null,null,null,null,null,null,null,null,null,null,null,null,null,null,null,null,null,null,null,null,null,null,null,null,null,null,null,null,null,null,null,null,null,null,null,null,null,null,null,"/ Hour "]
[null,null,null,null,null,null,null,null,null,null,null,null,null,null,null,null,null,null,null,null,null,null,null,null,null,null,null,null,null,null,null,null,null,null,null,null,null,null,null,null,null,null,null,null,null,null,null,null,null,null,null,null,null,null,null,null,null,null,null,null,null,"/ Hour "]
[null,null,null,null,null,null,null,null,null,null,null,null,null,null,null,null,null,null,null,null,null,null,null,null,null,null,null,null,null,null,null,null,null,null,null,null,null,null,null,null,null,null,null,null,null,null,null,null,null,null,null,null,null,null,null,null,null,null,null,null,null,"/ Hour "]
[null,null,null,null,null,null,null,null,null,null,null,null,null,null,null,null,null,null,null,null,null,null,null,null,null,null,null,null,null,null,null,null,null,null,null,null,null,null,null,null,null,null,null,null,null,null,null,null,null,null,null,null,null,null,null,null,null,null,null,null,null,"/ Hour "]
[null,null,null,null,null,null,null,null,null,null,null,null,null,null,null,null,null,null,null,null,null,null,null,null,null,null,null,null,null,null,null,null,null,null,null,null,null,null,null,null,null,null,null,null,null,null,null,null,null,null,null,null,null,null,null,null,null,null,null,null,null,"/ Hour "]
[null,null,null,null,null,null,null,null,null,null,null,null,null,null,null,null,null,null,null,null,null,null,null,null,null,null,null,null,null,null,null,null,null,null,null,null,null,null,null,null,null,null,null,null,null,null,null,null,null,null,null,null,null,null,null,null,null,null,null,null,null,"/ Hour "]
[null,null,null,null,null,null,null,null,null,null,null,null,null,null,null,null,null,null,null,null,null,null,null,null,null,null,null,null,null,null,null,null,null,null,null,null,null,null,null,null,null,null,null,null,null,null,null,null,null,null,null,null,null,null,null,null,null,null,null,null,null,"/ Hour "]
[null,null,null,null,null,null,null,null,null,null,null,null,null,null,null,null,null,null,null,null,null,null,null,null,null,null,null,null,null,null,null,null,null,null,null,null,null,null,null,null,null,null,null,null,null,null,null,null,null,null,null,null,null,null,null,null,null,null,null,null,null,"/ Hour "]
[null,null,null,null,null,null,null,null,null,null,null,null,null,null,null,null,null,null,null,null,null,null,null,null,null,null,null,null,null,null,null,null,null,null,null,null,null,null,null,null,null,null,null,null,null,null,null,null,null,null,null,null,null,null,null,null,null,null,null,null,null,"/ Hour "]
[null,null,null,null,null,null,null,null,null,null,null,null,null,null,null,null,null,null,null,null,null,null,null,null,null,null,null,null,null,null,null,null,null,null,null,null,null,null,null,null,null,null,null,null,null,null,null,null,null,null,null,null,null,null,null,null,null,null,null,null,null,"/ Hour "]
[null,null,null,null,null,null,null,null,null,null,null,null,null,null,null,null,null,null,null,null,null,null,null,null,null,null,null,null,null,null,null,null,null,null,null,null,null,null,null,null,null,null,null,null,null,null,null,null,null,null,null,null,null,null,null,null,null,null,null,null,null,"/ Hour "]
[null,null,null,null,null,null,null,null,null,null,null,null,null,null,null,null,null,null,null,null,null,null,null,null,null,null,null,null,null,null,null,null,null,null,null,null,null,null,null,null,null,null,null,null,null,null,null,null,null,null,null,null,null,null,null,null,null,null,null,null,null,"/ Hour "]
[null,null,null,null,null,null,null,null,null,null,null,null,null,null,null,null,null,null,null,null,null,null,null,null,null,null,null,null,null,null,null,null,null,null,null,null,null,null,null,null,null,null,null,null,null,null,null,null,null,null,null,null,null,null,null,null,null,null,null,null,null,"/ Hour "]
[null,null,null,null,null,null,null,null,null,null,null,null,null,null,null,null,null,null,null,null,null,null,null,null,null,null,null,null,null,null,null,null,null,null,null,null,null,null,null,null,null,null,null,null,null,null,null,null,null,null,null,null,null,null,null,null,null,null,null,null,null,"/ Hour "]
[null,null,null,null,null,null,null,null,null,null,null,null,null,null,null,null,null,null,null,null,null,null,null,null,null,null,null,null,null,null,null,null,null,null,null,null,null,null,null,null,null,null,null,null,null,null,null,null,null,null,null,null,null,null,null,null,null,null,null,null,null,"/ Hour "]
[null,null,null,null,null,null,null,null,null,null,null,null,null,null,null,null,null,null,null,null,null,null,null,null,null,null,null,null,null,null,null,null,null,null,null,null,null,null,null,null,null,null,null,null,null,null,null,null,null,null,null,null,null,null,null,null,null,null,null,null,null,"/ Hour "]
[null,null,null,null,null,null,null,null,null,null,null,null,null,null,null,null,null,null,null,null,null,null,null,null,null,null,null,null,null,null,null,null,null,null,null,null,null,null,null,null,null,null,null,null,null,null,null,null,null,null,null,null,null,null,null,null,null,null,null,null,null,"/ Hour "]
[null,null,null,null,null,null,null,null,null,null,null,null,null,null,null,null,null,null,null,null,null,null,null,null,null,null,null,null,null,null,null,null,null,null,null,null,null,null,null,null,null,null,null,null,null,null,null,null,null,null,null,null,null,null,null,null,null,null,null,null,null,"/ Hour "]
[null,null,null,null,null,null,null,null,null,null,null,null,null,null,null,null,null,null,null,null,null,null,null,null,null,null,null,null,null,null,null,null,null,null,null,null,null,null,null,null,null,null,null,null,null,null,null,null,null,null,null,null,null,null,null,null,null,null,null,null,null,"/ Hour "]
[null,null,null,null,null,null,null,null,null,null,null,null,null,null,null,null,null,null,null,null,null,null,null,null,null,null,null,null,null,null,null,null,null,null,null,null,null,null,null,null,null,null,null,null,null,null,null,null,null,null,null,null,null,null,null,null,null,null,null,null,null,"/ Hour "]
[null,null,null,null,null,null,null,null,null,null,null,null,null,null,null,null,null,null,null,null,null,null,null,null,null,null,null,null,null,null,null,null,null,null,null,null,null,null,null,null,null,null,null,null,null,null,null,null,null,null,null,null,null,null,null,null,null,null,null,null,null,"/ Hour "]
[null,null,null,null,null,null,null,null,null,null,null,null,null,null,null,null,null,null,null,null,null,null,null,null,null,null,null,null,null,null,null,null,null,null,null,null,null,null,null,null,null,null,null,null,null,null,null,null,null,null,null,null,null,null,null,null,null,null,null,null,null,"/ Hour "]
[null,null,null,null,null,null,null,null,null,null,null,null,null,null,null,null,null,null,null,null,null,null,null,null,null,null,null,null,null,null,null,null,null,null,null,null,null,null,null,null,null,null,null,null,null,null,null,null,null,null,null,null,null,null,null,null,null,null,null,null,null,"/ Hour "]
[null,null,null,null,null,null,null,null,null,null,null,null,null,null,null,null,null,null,null,null,null,null,null,null,null,null,null,null,null,null,null,null,null,null,null,null,null,null,null,null,null,null,null,null,null,null,null,null,null,null,null,null,null,null,null,null,null,null,null,null,null,"/ Hour "]
[null,null,null,null,null,null,null,null,null,null,null,null,null,null,null,null,null,null,null,null,null,null,null,null,null,null,null,null,null,null,null,null,null,null,null,null,null,null,null,null,null,null,null,null,null,null,null,null,null,null,null,null,null,null,null,null,null,null,null,null,null,"/ Hour "]
[null,null,null,null,null,null,null,null,null,null,null,null,null,null,null,null,null,null,null,null,null,null,null,null,null,null,null,null,null,null,null,null,null,null,null,null,null,null,null,null,null,null,null,null,null,null,null,null,null,null,null,null,null,null,null,null,null,null,null,null,null,"/ Hour "]
[null,null,null,null,null,null,null,null,null,null,null,null,null,null,null,null,null,null,null,null,null,null,null,null,null,null,null,null,null,null,null,null,null,null,null,null,null,null,null,null,null,null,null,null,null,null,null,null,null,null,null,null,null,null,null,null,null,null,null,null,null,"/ Hour "]
[null,null,null,null,null,null,null,null,null,null,null,null,null,null,null,null,null,null,null,null,null,null,null,null,null,null,null,null,null,null,null,null,null,null,null,null,null,null,null,null,null,null,null,null,null,null,null,null,null,null,null,null,null,null,null,null,null,null,null,null,null,"/ Hour "]
[null,null,null,null,null,null,null,null,null,null,null,null,null,null,null,null,null,null,null,null,null,null,null,null,null,null,null,null,null,null,null,null,null,null,null,null,null,null,null,null,null,null,null,null,null,null,null,null,null,null,null,null,null,null,null,null,null,null,null,null,null,"/ Hour "]
[null,null,null,null,null,null,null,null,null,null,null,null,null,null,null,null,null,null,null,null,null,null,null,null,null,null,null,null,null,null,null,null,null,null,null,null,null,null,null,null,null,null,null,null,null,null,null,null,null,null,null,null,null,null,null,null,null,null,null,null,null,{"$f":"A141&\"/\"&B141&\" Hour \"&C141","v":"/ Hour "}]
[null,null,null,null,null,null,null,null,null,null,null,null,null,null,null,null,null,null,null,null,null,null,null,null,null,null,null,null,null,null,null,null,null,null,null,null,null,null,null,null,null,null,null,null,null,null,null,null,null,null,null,null,null,null,null,null,null,null,null,null,null,"/ Hour "]
[null,null,null,null,null,null,null,null,null,null,null,null,null,null,null,null,null,null,null,null,null,null,null,null,null,null,null,null,null,null,null,null,null,null,null,null,null,null,null,null,null,null,null,null,null,null,null,null,null,null,null,null,null,null,null,null,null,null,null,null,null,"/ Hour "]
[null,null,null,null,null,null,null,null,null,null,null,null,null,null,null,null,null,null,null,null,null,null,null,null,null,null,null,null,null,null,null,null,null,null,null,null,null,null,null,null,null,null,null,null,null,null,null,null,null,null,null,null,null,null,null,null,null,null,null,null,null,"/ Hour "]
[null,null,null,null,null,null,null,null,null,null,null,null,null,null,null,null,null,null,null,null,null,null,null,null,null,null,null,null,null,null,null,null,null,null,null,null,null,null,null,null,null,null,null,null,null,null,null,null,null,null,null,null,null,null,null,null,null,null,null,null,null,"/ Hour "]
[null,null,null,null,null,null,null,null,null,null,null,null,null,null,null,null,null,null,null,null,null,null,null,null,null,null,null,null,null,null,null,null,null,null,null,null,null,null,null,null,null,null,null,null,null,null,null,null,null,null,null,null,null,null,null,null,null,null,null,null,null,"/ Hour "]
[null,null,null,null,null,null,null,null,null,null,null,null,null,null,null,null,null,null,null,null,null,null,null,null,null,null,null,null,null,null,null,null,null,null,null,null,null,null,null,null,null,null,null,null,null,null,null,null,null,null,null,null,null,null,null,null,null,null,null,null,null,"/ Hour "]
[null,null,null,null,null,null,null,null,null,null,null,null,null,null,null,null,null,null,null,null,null,null,null,null,null,null,null,null,null,null,null,null,null,null,null,null,null,null,null,null,null,null,null,null,null,null,null,null,null,null,null,null,null,null,null,null,null,null,null,null,null,"/ Hour "]
[null,null,null,null,null,null,null,null,null,null,null,null,null,null,null,null,null,null,null,null,null,null,null,null,null,null,null,null,null,null,null,null,null,null,null,null,null,null,null,null,null,null,null,null,null,null,null,null,null,null,null,null,null,null,null,null,null,null,null,null,null,"/ Hour "]
[null,null,null,null,null,null,null,null,null,null,null,null,null,null,null,null,null,null,null,null,null,null,null,null,null,null,null,null,null,null,null,null,null,null,null,null,null,null,null,null,null,null,null,null,null,null,null,null,null,null,null,null,null,null,null,null,null,null,null,null,null,"/ Hour "]
[null,null,null,null,null,null,null,null,null,null,null,null,null,null,null,null,null,null,null,null,null,null,null,null,null,null,null,null,null,null,null,null,null,null,null,null,null,null,null,null,null,null,null,null,null,null,null,null,null,null,null,null,null,null,null,null,null,null,null,null,null,"/ Hour "]
[null,null,null,null,null,null,null,null,null,null,null,null,null,null,null,null,null,null,null,null,null,null,null,null,null,null,null,null,null,null,null,null,null,null,null,null,null,null,null,null,null,null,null,null,null,null,null,null,null,null,null,null,null,null,null,null,null,null,null,null,null,"/ Hour "]
[null,null,null,null,null,null,null,null,null,null,null,null,null,null,null,null,null,null,null,null,null,null,null,null,null,null,null,null,null,null,null,null,null,null,null,null,null,null,null,null,null,null,null,null,null,null,null,null,null,null,null,null,null,null,null,null,null,null,null,null,null,"/ Hour "]
[null,null,null,null,null,null,null,null,null,null,null,null,null,null,null,null,null,null,null,null,null,null,null,null,null,null,null,null,null,null,null,null,null,null,null,null,null,null,null,null,null,null,null,null,null,null,null,null,null,null,null,null,null,null,null,null,null,null,null,null,null,"/ Hour "]
[null,null,null,null,null,null,null,null,null,null,null,null,null,null,null,null,null,null,null,null,null,null,null,null,null,null,null,null,null,null,null,null,null,null,null,null,null,null,null,null,null,null,null,null,null,null,null,null,null,null,null,null,null,null,null,null,null,null,null,null,null,"/ Hour "]
[null,null,null,null,null,null,null,null,null,null,null,null,null,null,null,null,null,null,null,null,null,null,null,null,null,null,null,null,null,null,null,null,null,null,null,null,null,null,null,null,null,null,null,null,null,null,null,null,null,null,null,null,null,null,null,null,null,null,null,null,null,"/ Hour "]
[null,null,null,null,null,null,null,null,null,null,null,null,null,null,null,null,null,null,null,null,null,null,null,null,null,null,null,null,null,null,null,null,null,null,null,null,null,null,null,null,null,null,null,null,null,null,null,null,null,null,null,null,null,null,null,null,null,null,null,null,null,"/ Hour "]
[null,null,null,null,null,null,null,null,null,null,null,null,null,null,null,null,null,null,null,null,null,null,null,null,null,null,null,null,null,null,null,null,null,null,null,null,null,null,null,null,null,null,null,null,null,null,null,null,null,null,null,null,null,null,null,null,null,null,null,null,null,"/ Hour "]
[null,null,null,null,null,null,null,null,null,null,null,null,null,null,null,null,null,null,null,null,null,null,null,null,null,null,null,null,null,null,null,null,null,null,null,null,null,null,null,null,null,null,null,null,null,null,null,null,null,null,null,null,null,null,null,null,null,null,null,null,null,"/ Hour "]
[null,null,null,null,null,null,null,null,null,null,null,null,null,null,null,null,null,null,null,null,null,null,null,null,null,null,null,null,null,null,null,null,null,null,null,null,null,null,null,null,null,null,null,null,null,null,null,null,null,null,null,null,null,null,null,null,null,null,null,null,null,"/ Hour "]
[null,null,null,null,null,null,null,null,null,null,null,null,null,null,null,null,null,null,null,null,null,null,null,null,null,null,null,null,null,null,null,null,null,null,null,null,null,null,null,null,null,null,null,null,null,null,null,null,null,null,null,null,null,null,null,null,null,null,null,null,null,"/ Hour "]
[null,null,null,null,null,null,null,null,null,null,null,null,null,null,null,null,null,null,null,null,null,null,null,null,null,null,null,null,null,null,null,null,null,null,null,null,null,null,null,null,null,null,null,null,null,null,null,null,null,null,null,null,null,null,null,null,null,null,null,null,null,"/ Hour "]
[null,null,null,null,null,null,null,null,null,null,null,null,null,null,null,null,null,null,null,null,null,null,null,null,null,null,null,null,null,null,null,null,null,null,null,null,null,null,null,null,null,null,null,null,null,null,null,null,null,null,null,null,null,null,null,null,null,null,null,null,null,"/ Hour "]
[null,null,null,null,null,null,null,null,null,null,null,null,null,null,null,null,null,null,null,null,null,null,null,null,null,null,null,null,null,null,null,null,null,null,null,null,null,null,null,null,null,null,null,null,null,null,null,null,null,null,null,null,null,null,null,null,null,null,null,null,null,"/ Hour "]
[null,null,null,null,null,null,null,null,null,null,null,null,null,null,null,null,null,null,null,null,null,null,null,null,null,null,null,null,null,null,null,null,null,null,null,null,null,null,null,null,null,null,null,null,null,null,null,null,null,null,null,null,null,null,null,null,null,null,null,null,null,"/ Hour "]
[null,null,null,null,null,null,null,null,null,null,null,null,null,null,null,null,null,null,null,null,null,null,null,null,null,null,null,null,null,null,null,null,null,null,null,null,null,null,null,null,null,null,null,null,null,null,null,null,null,null,null,null,null,null,null,null,null,null,null,null,null,"/ Hour "]
[null,null,null,null,null,null,null,null,null,null,null,null,null,null,null,null,null,null,null,null,null,null,null,null,null,null,null,null,null,null,null,null,null,null,null,null,null,null,null,null,null,null,null,null,null,null,null,null,null,null,null,null,null,null,null,null,null,null,null,null,null,"/ Hour "]
[null,null,null,null,null,null,null,null,null,null,null,null,null,null,null,null,null,null,null,null,null,null,null,null,null,null,null,null,null,null,null,null,null,null,null,null,null,null,null,null,null,null,null,null,null,null,null,null,null,null,null,null,null,null,null,null,null,null,null,null,null,"/ Hour "]
[null,null,null,null,null,null,null,null,null,null,null,null,null,null,null,null,null,null,null,null,null,null,null,null,null,null,null,null,null,null,null,null,null,null,null,null,null,null,null,null,null,null,null,null,null,null,null,null,null,null,null,null,null,null,null,null,null,null,null,null,null,"/ Hour "]
[null,null,null,null,null,null,null,null,null,null,null,null,null,null,null,null,null,null,null,null,null,null,null,null,null,null,null,null,null,null,null,null,null,null,null,null,null,null,null,null,null,null,null,null,null,null,null,null,null,null,null,null,null,null,null,null,null,null,null,null,null,"/ Hour "]
[null,null,null,null,null,null,null,null,null,null,null,null,null,null,null,null,null,null,null,null,null,null,null,null,null,null,null,null,null,null,null,null,null,null,null,null,null,null,null,null,null,null,null,null,null,null,null,null,null,null,null,null,null,null,null,null,null,null,null,null,null,"/ Hour "]
[null,null,null,null,null,null,null,null,null,null,null,null,null,null,null,null,null,null,null,null,null,null,null,null,null,null,null,null,null,null,null,null,null,null,null,null,null,null,null,null,null,null,null,null,null,null,null,null,null,null,null,null,null,null,null,null,null,null,null,null,null,"/ Hour "]
[null,null,null,null,null,null,null,null,null,null,null,null,null,null,null,null,null,null,null,null,null,null,null,null,null,null,null,null,null,null,null,null,null,null,null,null,null,null,null,null,null,null,null,null,null,null,null,null,null,null,null,null,null,null,null,null,null,null,null,null,null,"/ Hour "]
[null,null,null,null,null,null,null,null,null,null,null,null,null,null,null,null,null,null,null,null,null,null,null,null,null,null,null,null,null,null,null,null,null,null,null,null,null,null,null,null,null,null,null,null,null,null,null,null,null,null,null,null,null,null,null,null,null,null,null,null,null,"/ Hour "]
[null,null,null,null,null,null,null,null,null,null,null,null,null,null,null,null,null,null,null,null,null,null,null,null,null,null,null,null,null,null,null,null,null,null,null,null,null,null,null,null,null,null,null,null,null,null,null,null,null,null,null,null,null,null,null,null,null,null,null,null,null,"/ Hour "]
[null,null,null,null,null,null,null,null,null,null,null,null,null,null,null,null,null,null,null,null,null,null,null,null,null,null,null,null,null,null,null,null,null,null,null,null,null,null,null,null,null,null,null,null,null,null,null,null,null,null,null,null,null,null,null,null,null,null,null,null,null,"/ Hour "]
[null,null,null,null,null,null,null,null,null,null,null,null,null,null,null,null,null,null,null,null,null,null,null,null,null,null,null,null,null,null,null,null,null,null,null,null,null,null,null,null,null,null,null,null,null,null,null,null,null,null,null,null,null,null,null,null,null,null,null,null,null,"/ Hour "]
[null,null,null,null,null,null,null,null,null,null,null,null,null,null,null,null,null,null,null,null,null,null,null,null,null,null,null,null,null,null,null,null,null,null,null,null,null,null,null,null,null,null,null,null,null,null,null,null,null,null,null,null,null,null,null,null,null,null,null,null,null,"/ Hour "]
[null,null,null,null,null,null,null,null,null,null,null,null,null,null,null,null,null,null,null,null,null,null,null,null,null,null,null,null,null,null,null,null,null,null,null,null,null,null,null,null,null,null,null,null,null,null,null,null,null,null,null,null,null,null,null,null,null,null,null,null,null,"/ Hour "]
[null,null,null,null,null,null,null,null,null,null,null,null,null,null,null,null,null,null,null,null,null,null,null,null,null,null,null,null,null,null,null,null,null,null,null,null,null,null,null,null,null,null,null,null,null,null,null,null,null,null,null,null,null,null,null,null,null,null,null,null,null,"/ Hour "]
[null,null,null,null,null,null,null,null,null,null,null,null,null,null,null,null,null,null,null,null,null,null,null,null,null,null,null,null,null,null,null,null,null,null,null,null,null,null,null,null,null,null,null,null,null,null,null,null,null,null,null,null,null,null,null,null,null,null,null,null,null,"/ Hour "]
[null,null,null,null,null,null,null,null,null,null,null,null,null,null,null,null,null,null,null,null,null,null,null,null,null,null,null,null,null,null,null,null,null,null,null,null,null,null,null,null,null,null,null,null,null,null,null,null,null,null,null,null,null,null,null,null,null,null,null,null,null,"/ Hour "]
[null,null,null,null,null,null,null,null,null,null,null,null,null,null,null,null,null,null,null,null,null,null,null,null,null,null,null,null,null,null,null,null,null,null,null,null,null,null,null,null,null,null,null,null,null,null,null,null,null,null,null,null,null,null,null,null,null,null,null,null,null,"/ Hour "]
[null,null,null,null,null,null,null,null,null,null,null,null,null,null,null,null,null,null,null,null,null,null,null,null,null,null,null,null,null,null,null,null,null,null,null,null,null,null,null,null,null,null,null,null,null,null,null,null,null,null,null,null,null,null,null,null,null,null,null,null,null,"/ Hour "]
[null,null,null,null,null,null,null,null,null,null,null,null,null,null,null,null,null,null,null,null,null,null,null,null,null,null,null,null,null,null,null,null,null,null,null,null,null,null,null,null,null,null,null,null,null,null,null,null,null,null,null,null,null,null,null,null,null,null,null,null,null,"/ Hour "]
[null,null,null,null,null,null,null,null,null,null,null,null,null,null,null,null,null,null,null,null,null,null,null,null,null,null,null,null,null,null,null,null,null,null,null,null,null,null,null,null,null,null,null,null,null,null,null,null,null,null,null,null,null,null,null,null,null,null,null,null,null,"/ Hour "]
[null,null,null,null,null,null,null,null,null,null,null,null,null,null,null,null,null,null,null,null,null,null,null,null,null,null,null,null,null,null,null,null,null,null,null,null,null,null,null,null,null,null,null,null,null,null,null,null,null,null,null,null,null,null,null,null,null,null,null,null,null,"/ Hour "]
[null,null,null,null,null,null,null,null,null,null,null,null,null,null,null,null,null,null,null,null,null,null,null,null,null,null,null,null,null,null,null,null,null,null,null,null,null,null,null,null,null,null,null,null,null,null,null,null,null,null,null,null,null,null,null,null,null,null,null,null,null,"/ Hour "]
[null,null,null,null,null,null,null,null,null,null,null,null,null,null,null,null,null,null,null,null,null,null,null,null,null,null,null,null,null,null,null,null,null,null,null,null,null,null,null,null,null,null,null,null,null,null,null,null,null,null,null,null,null,null,null,null,null,null,null,null,null,"/ Hour "]
[null,null,null,null,null,null,null,null,null,null,null,null,null,null,null,null,null,null,null,null,null,null,null,null,null,null,null,null,null,null,null,null,null,null,null,null,null,null,null,null,null,null,null,null,null,null,null,null,null,null,null,null,null,null,null,null,null,null,null,null,null,"/ Hour "]
[null,null,null,null,null,null,null,null,null,null,null,null,null,null,null,null,null,null,null,null,null,null,null,null,null,null,null,null,null,null,null,null,null,null,null,null,null,null,null,null,null,null,null,null,null,null,null,null,null,null,null,null,null,null,null,null,null,null,null,null,null,"/ Hour "]
[null,null,null,null,null,null,null,null,null,null,null,null,null,null,null,null,null,null,null,null,null,null,null,null,null,null,null,null,null,null,null,null,null,null,null,null,null,null,null,null,null,null,null,null,null,null,null,null,null,null,null,null,null,null,null,null,null,null,null,null,null,"/ Hour "]
[null,null,null,null,null,null,null,null,null,null,null,null,null,null,null,null,null,null,null,null,null,null,null,null,null,null,null,null,null,null,null,null,null,null,null,null,null,null,null,null,null,null,null,null,null,null,null,null,null,null,null,null,null,null,null,null,null,null,null,null,null,"/ Hour "]
[null,null,null,null,null,null,null,null,null,null,null,null,null,null,null,null,null,null,null,null,null,null,null,null,null,null,null,null,null,null,null,null,null,null,null,null,null,null,null,null,null,null,null,null,null,null,null,null,null,null,null,null,null,null,null,null,null,null,null,null,null,"/ Hour "]
[null,null,null,null,null,null,null,null,null,null,null,null,null,null,null,null,null,null,null,null,null,null,null,null,null,null,null,null,null,null,null,null,null,null,null,null,null,null,null,null,null,null,null,null,null,null,null,null,null,null,null,null,null,null,null,null,null,null,null,null,null,"/ Hour "]
[null,null,null,null,null,null,null,null,null,null,null,null,null,null,null,null,null,null,null,null,null,null,null,null,null,null,null,null,null,null,null,null,null,null,null,null,null,null,null,null,null,null,null,null,null,null,null,null,null,null,null,null,null,null,null,null,null,null,null,null,null,"/ Hour "]
[null,null,null,null,null,null,null,null,null,null,null,null,null,null,null,null,null,null,null,null,null,null,null,null,null,null,null,null,null,null,null,null,null,null,null,null,null,null,null,null,null,null,null,null,null,null,null,null,null,null,null,null,null,null,null,null,null,null,null,null,null,"/ Hour "]
[null,null,null,null,null,null,null,null,null,null,null,null,null,null,null,null,null,null,null,null,null,null,null,null,null,null,null,null,null,null,null,null,null,null,null,null,null,null,null,null,null,null,null,null,null,null,null,null,null,null,null,null,null,null,null,null,null,null,null,null,null,"/ Hour "]
[null,null,null,null,null,null,null,null,null,null,null,null,null,null,null,null,null,null,null,null,null,null,null,null,null,null,null,null,null,null,null,null,null,null,null,null,null,null,null,null,null,null,null,null,null,null,null,null,null,null,null,null,null,null,null,null,null,null,null,null,null,"/ Hour "]
[null,null,null,null,null,null,null,null,null,null,null,null,null,null,null,null,null,null,null,null,null,null,null,null,null,null,null,null,null,null,null,null,null,null,null,null,null,null,null,null,null,null,null,null,null,null,null,null,null,null,null,null,null,null,null,null,null,null,null,null,null,"/ Hour "]
[null,null,null,null,null,null,null,null,null,null,null,null,null,null,null,null,null,null,null,null,null,null,null,null,null,null,null,null,null,null,null,null,null,null,null,null,null,null,null,null,null,null,null,null,null,null,null,null,null,null,null,null,null,null,null,null,null,null,null,null,null,"/ Hour "]
[null,null,null,null,null,null,null,null,null,null,null,null,null,null,null,null,null,null,null,null,null,null,null,null,null,null,null,null,null,null,null,null,null,null,null,null,null,null,null,null,null,null,null,null,null,null,null,null,null,null,null,null,null,null,null,null,null,null,null,null,null,"/ Hour "]
[null,null,null,null,null,null,null,null,null,null,null,null,null,null,null,null,null,null,null,null,null,null,null,null,null,null,null,null,null,null,null,null,null,null,null,null,null,null,null,null,null,null,null,null,null,null,null,null,null,null,null,null,null,null,null,null,null,null,null,null,null,"/ Hour "]
[null,null,null,null,null,null,null,null,null,null,null,null,null,null,null,null,null,null,null,null,null,null,null,null,null,null,null,null,null,null,null,null,null,null,null,null,null,null,null,null,null,null,null,null,null,null,null,null,null,null,null,null,null,null,null,null,null,null,null,null,null,"/ Hour "]
[null,null,null,null,null,null,null,null,null,null,null,null,null,null,null,null,null,null,null,null,null,null,null,null,null,null,null,null,null,null,null,null,null,null,null,null,null,null,null,null,null,null,null,null,null,null,null,null,null,null,null,null,null,null,null,null,null,null,null,null,null,{"$f":"A205&\"/\"&B205&\" Hour \"&C205","v":"/ Hour "}]
[null,null,null,null,null,null,null,null,null,null,null,null,null,null,null,null,null,null,null,null,null,null,null,null,null,null,null,null,null,null,null,null,null,null,null,null,null,null,null,null,null,null,null,null,null,null,null,null,null,null,null,null,null,null,null,null,null,null,null,null,null,"/ Hour "]
[null,null,null,null,null,null,null,null,null,null,null,null,null,null,null,null,null,null,null,null,null,null,null,null,null,null,null,null,null,null,null,null,null,null,null,null,null,null,null,null,null,null,null,null,null,null,null,null,null,null,null,null,null,null,null,null,null,null,null,null,null,"/ Hour "]
[null,null,null,null,null,null,null,null,null,null,null,null,null,null,null,null,null,null,null,null,null,null,null,null,null,null,null,null,null,null,null,null,null,null,null,null,null,null,null,null,null,null,null,null,null,null,null,null,null,null,null,null,null,null,null,null,null,null,null,null,null,"/ Hour "]
[null,null,null,null,null,null,null,null,null,null,null,null,null,null,null,null,null,null,null,null,null,null,null,null,null,null,null,null,null,null,null,null,null,null,null,null,null,null,null,null,null,null,null,null,null,null,null,null,null,null,null,null,null,null,null,null,null,null,null,null,null,"/ Hour "]
[null,null,null,null,null,null,null,null,null,null,null,null,null,null,null,null,null,null,null,null,null,null,null,null,null,null,null,null,null,null,null,null,null,null,null,null,null,null,null,null,null,null,null,null,null,null,null,null,null,null,null,null,null,null,null,null,null,null,null,null,null,"/ Hour "]
[null,null,null,null,null,null,null,null,null,null,null,null,null,null,null,null,null,null,null,null,null,null,null,null,null,null,null,null,null,null,null,null,null,null,null,null,null,null,null,null,null,null,null,null,null,null,null,null,null,null,null,null,null,null,null,null,null,null,null,null,null,"/ Hour "]
[null,null,null,null,null,null,null,null,null,null,null,null,null,null,null,null,null,null,null,null,null,null,null,null,null,null,null,null,null,null,null,null,null,null,null,null,null,null,null,null,null,null,null,null,null,null,null,null,null,null,null,null,null,null,null,null,null,null,null,null,null,"/ Hour "]
[null,null,null,null,null,null,null,null,null,null,null,null,null,null,null,null,null,null,null,null,null,null,null,null,null,null,null,null,null,null,null,null,null,null,null,null,null,null,null,null,null,null,null,null,null,null,null,null,null,null,null,null,null,null,null,null,null,null,null,null,null,"/ Hour "]
[null,null,null,null,null,null,null,null,null,null,null,null,null,null,null,null,null,null,null,null,null,null,null,null,null,null,null,null,null,null,null,null,null,null,null,null,null,null,null,null,null,null,null,null,null,null,null,null,null,null,null,null,null,null,null,null,null,null,null,null,null,"/ Hour "]
[null,null,null,null,null,null,null,null,null,null,null,null,null,null,null,null,null,null,null,null,null,null,null,null,null,null,null,null,null,null,null,null,null,null,null,null,null,null,null,null,null,null,null,null,null,null,null,null,null,null,null,null,null,null,null,null,null,null,null,null,null,"/ Hour "]
[null,null,null,null,null,null,null,null,null,null,null,null,null,null,null,null,null,null,null,null,null,null,null,null,null,null,null,null,null,null,null,null,null,null,null,null,null,null,null,null,null,null,null,null,null,null,null,null,null,null,null,null,null,null,null,null,null,null,null,null,null,"/ Hour "]
[null,null,null,null,null,null,null,null,null,null,null,null,null,null,null,null,null,null,null,null,null,null,null,null,null,null,null,null,null,null,null,null,null,null,null,null,null,null,null,null,null,null,null,null,null,null,null,null,null,null,null,null,null,null,null,null,null,null,null,null,null,"/ Hour "]
[null,null,null,null,null,null,null,null,null,null,null,null,null,null,null,null,null,null,null,null,null,null,null,null,null,null,null,null,null,null,null,null,null,null,null,null,null,null,null,null,null,null,null,null,null,null,null,null,null,null,null,null,null,null,null,null,null,null,null,null,null,"/ Hour "]
[null,null,null,null,null,null,null,null,null,null,null,null,null,null,null,null,null,null,null,null,null,null,null,null,null,null,null,null,null,null,null,null,null,null,null,null,null,null,null,null,null,null,null,null,null,null,null,null,null,null,null,null,null,null,null,null,null,null,null,null,null,"/ Hour "]
[null,null,null,null,null,null,null,null,null,null,null,null,null,null,null,null,null,null,null,null,null,null,null,null,null,null,null,null,null,null,null,null,null,null,null,null,null,null,null,null,null,null,null,null,null,null,null,null,null,null,null,null,null,null,null,null,null,null,null,null,null,"/ Hour "]
[null,null,null,null,null,null,null,null,null,null,null,null,null,null,null,null,null,null,null,null,null,null,null,null,null,null,null,null,null,null,null,null,null,null,null,null,null,null,null,null,null,null,null,null,null,null,null,null,null,null,null,null,null,null,null,null,null,null,null,null,null,"/ Hour "]
[null,null,null,null,null,null,null,null,null,null,null,null,null,null,null,null,null,null,null,null,null,null,null,null,null,null,null,null,null,null,null,null,null,null,null,null,null,null,null,null,null,null,null,null,null,null,null,null,null,null,null,null,null,null,null,null,null,null,null,null,null,"/ Hour "]
[null,null,null,null,null,null,null,null,null,null,null,null,null,null,null,null,null,null,null,null,null,null,null,null,null,null,null,null,null,null,null,null,null,null,null,null,null,null,null,null,null,null,null,null,null,null,null,null,null,null,null,null,null,null,null,null,null,null,null,null,null,"/ Hour "]
[null,null,null,null,null,null,null,null,null,null,null,null,null,null,null,null,null,null,null,null,null,null,null,null,null,null,null,null,null,null,null,null,null,null,null,null,null,null,null,null,null,null,null,null,null,null,null,null,null,null,null,null,null,null,null,null,null,null,null,null,null,"/ Hour "]
[null,null,null,null,null,null,null,null,null,null,null,null,null,null,null,null,null,null,null,null,null,null,null,null,null,null,null,null,null,null,null,null,null,null,null,null,null,null,null,null,null,null,null,null,null,null,null,null,null,null,null,null,null,null,null,null,null,null,null,null,null,"/ Hour "]
[null,null,null,null,null,null,null,null,null,null,null,null,null,null,null,null,null,null,null,null,null,null,null,null,null,null,null,null,null,null,null,null,null,null,null,null,null,null,null,null,null,null,null,null,null,null,null,null,null,null,null,null,null,null,null,null,null,null,null,null,null,"/ Hour "]
[null,null,null,null,null,null,null,null,null,null,null,null,null,null,null,null,null,null,null,null,null,null,null,null,null,null,null,null,null,null,null,null,null,null,null,null,null,null,null,null,null,null,null,null,null,null,null,null,null,null,null,null,null,null,null,null,null,null,null,null,null,"/ Hour "]
[null,null,null,null,null,null,null,null,null,null,null,null,null,null,null,null,null,null,null,null,null,null,null,null,null,null,null,null,null,null,null,null,null,null,null,null,null,null,null,null,null,null,null,null,null,null,null,null,null,null,null,null,null,null,null,null,null,null,null,null,null,"/ Hour "]
[null,null,null,null,null,null,null,null,null,null,null,null,null,null,null,null,null,null,null,null,null,null,null,null,null,null,null,null,null,null,null,null,null,null,null,null,null,null,null,null,null,null,null,null,null,null,null,null,null,null,null,null,null,null,null,null,null,null,null,null,null,"/ Hour "]
[null,null,null,null,null,null,null,null,null,null,null,null,null,null,null,null,null,null,null,null,null,null,null,null,null,null,null,null,null,null,null,null,null,null,null,null,null,null,null,null,null,null,null,null,null,null,null,null,null,null,null,null,null,null,null,null,null,null,null,null,null,"/ Hour "]
[null,null,null,null,null,null,null,null,null,null,null,null,null,null,null,null,null,null,null,null,null,null,null,null,null,null,null,null,null,null,null,null,null,null,null,null,null,null,null,null,null,null,null,null,null,null,null,null,null,null,null,null,null,null,null,null,null,null,null,null,null,"/ Hour "]
[null,null,null,null,null,null,null,null,null,null,null,null,null,null,null,null,null,null,null,null,null,null,null,null,null,null,null,null,null,null,null,null,null,null,null,null,null,null,null,null,null,null,null,null,null,null,null,null,null,null,null,null,null,null,null,null,null,null,null,null,null,"/ Hour "]
[null,null,null,null,null,null,null,null,null,null,null,null,null,null,null,null,null,null,null,null,null,null,null,null,null,null,null,null,null,null,null,null,null,null,null,null,null,null,null,null,null,null,null,null,null,null,null,null,null,null,null,null,null,null,null,null,null,null,null,null,null,"/ Hour "]
[null,null,null,null,null,null,null,null,null,null,null,null,null,null,null,null,null,null,null,null,null,null,null,null,null,null,null,null,null,null,null,null,null,null,null,null,null,null,null,null,null,null,null,null,null,null,null,null,null,null,null,null,null,null,null,null,null,null,null,null,null,"/ Hour "]
[null,null,null,null,null,null,null,null,null,null,null,null,null,null,null,null,null,null,null,null,null,null,null,null,null,null,null,null,null,null,null,null,null,null,null,null,null,null,null,null,null,null,null,null,null,null,null,null,null,null,null,null,null,null,null,null,null,null,null,null,null,"/ Hour "]
[null,null,null,null,null,null,null,null,null,null,null,null,null,null,null,null,null,null,null,null,null,null,null,null,null,null,null,null,null,null,null,null,null,null,null,null,null,null,null,null,null,null,null,null,null,null,null,null,null,null,null,null,null,null,null,null,null,null,null,null,null,"/ Hour "]
[null,null,null,null,null,null,null,null,null,null,null,null,null,null,null,null,null,null,null,null,null,null,null,null,null,null,null,null,null,null,null,null,null,null,null,null,null,null,null,null,null,null,null,null,null,null,null,null,null,null,null,null,null,null,null,null,null,null,null,null,null,"/ Hour "]
[null,null,null,null,null,null,null,null,null,null,null,null,null,null,null,null,null,null,null,null,null,null,null,null,null,null,null,null,null,null,null,null,null,null,null,null,null,null,null,null,null,null,null,null,null,null,null,null,null,null,null,null,null,null,null,null,null,null,null,null,null,"/ Hour "]
[null,null,null,null,null,null,null,null,null,null,null,null,null,null,null,null,null,null,null,null,null,null,null,null,null,null,null,null,null,null,null,null,null,null,null,null,null,null,null,null,null,null,null,null,null,null,null,null,null,null,null,null,null,null,null,null,null,null,null,null,null,"/ Hour "]
[null,null,null,null,null,null,null,null,null,null,null,null,null,null,null,null,null,null,null,null,null,null,null,null,null,null,null,null,null,null,null,null,null,null,null,null,null,null,null,null,null,null,null,null,null,null,null,null,null,null,null,null,null,null,null,null,null,null,null,null,null,"/ Hour "]
[null,null,null,null,null,null,null,null,null,null,null,null,null,null,null,null,null,null,null,null,null,null,null,null,null,null,null,null,null,null,null,null,null,null,null,null,null,null,null,null,null,null,null,null,null,null,null,null,null,null,null,null,null,null,null,null,null,null,null,null,null,"/ Hour "]
[null,null,null,null,null,null,null,null,null,null,null,null,null,null,null,null,null,null,null,null,null,null,null,null,null,null,null,null,null,null,null,null,null,null,null,null,null,null,null,null,null,null,null,null,null,null,null,null,null,null,null,null,null,null,null,null,null,null,null,null,null,"/ Hour "]
[null,null,null,null,null,null,null,null,null,null,null,null,null,null,null,null,null,null,null,null,null,null,null,null,null,null,null,null,null,null,null,null,null,null,null,null,null,null,null,null,null,null,null,null,null,null,null,null,null,null,null,null,null,null,null,null,null,null,null,null,null,"/ Hour "]
[null,null,null,null,null,null,null,null,null,null,null,null,null,null,null,null,null,null,null,null,null,null,null,null,null,null,null,null,null,null,null,null,null,null,null,null,null,null,null,null,null,null,null,null,null,null,null,null,null,null,null,null,null,null,null,null,null,null,null,null,null,"/ Hour "]
[null,null,null,null,null,null,null,null,null,null,null,null,null,null,null,null,null,null,null,null,null,null,null,null,null,null,null,null,null,null,null,null,null,null,null,null,null,null,null,null,null,null,null,null,null,null,null,null,null,null,null,null,null,null,null,null,null,null,null,null,null,"/ Hour "]
[null,null,null,null,null,null,null,null,null,null,null,null,null,null,null,null,null,null,null,null,null,null,null,null,null,null,null,null,null,null,null,null,null,null,null,null,null,null,null,null,null,null,null,null,null,null,null,null,null,null,null,null,null,null,null,null,null,null,null,null,null,"/ Hour "]
[null,null,null,null,null,null,null,null,null,null,null,null,null,null,null,null,null,null,null,null,null,null,null,null,null,null,null,null,null,null,null,null,null,null,null,null,null,null,null,null,null,null,null,null,null,null,null,null,null,null,null,null,null,null,null,null,null,null,null,null,null,"/ Hour "]
[null,null,null,null,null,null,null,null,null,null,null,null,null,null,null,null,null,null,null,null,null,null,null,null,null,null,null,null,null,null,null,null,null,null,null,null,null,null,null,null,null,null,null,null,null,null,null,null,null,null,null,null,null,null,null,null,null,null,null,null,null,"/ Hour "]
[null,null,null,null,null,null,null,null,null,null,null,null,null,null,null,null,null,null,null,null,null,null,null,null,null,null,null,null,null,null,null,null,null,null,null,null,null,null,null,null,null,null,null,null,null,null,null,null,null,null,null,null,null,null,null,null,null,null,null,null,null,"/ Hour "]
[null,null,null,null,null,null,null,null,null,null,null,null,null,null,null,null,null,null,null,null,null,null,null,null,null,null,null,null,null,null,null,null,null,null,null,null,null,null,null,null,null,null,null,null,null,null,null,null,null,null,null,null,null,null,null,null,null,null,null,null,null,"/ Hour "]
[null,null,null,null,null,null,null,null,null,null,null,null,null,null,null,null,null,null,null,null,null,null,null,null,null,null,null,null,null,null,null,null,null,null,null,null,null,null,null,null,null,null,null,null,null,null,null,null,null,null,null,null,null,null,null,null,null,null,null,null,null,"/ Hour "]
[null,null,null,null,null,null,null,null,null,null,null,null,null,null,null,null,null,null,null,null,null,null,null,null,null,null,null,null,null,null,null,null,null,null,null,null,null,null,null,null,null,null,null,null,null,null,null,null,null,null,null,null,null,null,null,null,null,null,null,null,null,"/ Hour "]
[null,null,null,null,null,null,null,null,null,null,null,null,null,null,null,null,null,null,null,null,null,null,null,null,null,null,null,null,null,null,null,null,null,null,null,null,null,null,null,null,null,null,null,null,null,null,null,null,null,null,null,null,null,null,null,null,null,null,null,null,null,"/ Hour "]
[null,null,null,null,null,null,null,null,null,null,null,null,null,null,null,null,null,null,null,null,null,null,null,null,null,null,null,null,null,null,null,null,null,null,null,null,null,null,null,null,null,null,null,null,null,null,null,null,null,null,null,null,null,null,null,null,null,null,null,null,null,"/ Hour "]
[null,null,null,null,null,null,null,null,null,null,null,null,null,null,null,null,null,null,null,null,null,null,null,null,null,null,null,null,null,null,null,null,null,null,null,null,null,null,null,null,null,null,null,null,null,null,null,null,null,null,null,null,null,null,null,null,null,null,null,null,null,"/ Hour "]
[null,null,null,null,null,null,null,null,null,null,null,null,null,null,null,null,null,null,null,null,null,null,null,null,null,null,null,null,null,null,null,null,null,null,null,null,null,null,null,null,null,null,null,null,null,null,null,null,null,null,null,null,null,null,null,null,null,null,null,null,null,"/ Hour "]
[null,null,null,null,null,null,null,null,null,null,null,null,null,null,null,null,null,null,null,null,null,null,null,null,null,null,null,null,null,null,null,null,null,null,null,null,null,null,null,null,null,null,null,null,null,null,null,null,null,null,null,null,null,null,null,null,null,null,null,null,null,"/ Hour "]
[null,null,null,null,null,null,null,null,null,null,null,null,null,null,null,null,null,null,null,null,null,null,null,null,null,null,null,null,null,null,null,null,null,null,null,null,null,null,null,null,null,null,null,null,null,null,null,null,null,null,null,null,null,null,null,null,null,null,null,null,null,"/ Hour "]
[null,null,null,null,null,null,null,null,null,null,null,null,null,null,null,null,null,null,null,null,null,null,null,null,null,null,null,null,null,null,null,null,null,null,null,null,null,null,null,null,null,null,null,null,null,null,null,null,null,null,null,null,null,null,null,null,null,null,null,null,null,"/ Hour "]
[null,null,null,null,null,null,null,null,null,null,null,null,null,null,null,null,null,null,null,null,null,null,null,null,null,null,null,null,null,null,null,null,null,null,null,null,null,null,null,null,null,null,null,null,null,null,null,null,null,null,null,null,null,null,null,null,null,null,null,null,null,"/ Hour "]
[null,null,null,null,null,null,null,null,null,null,null,null,null,null,null,null,null,null,null,null,null,null,null,null,null,null,null,null,null,null,null,null,null,null,null,null,null,null,null,null,null,null,null,null,null,null,null,null,null,null,null,null,null,null,null,null,null,null,null,null,null,"/ Hour "]
[null,null,null,null,null,null,null,null,null,null,null,null,null,null,null,null,null,null,null,null,null,null,null,null,null,null,null,null,null,null,null,null,null,null,null,null,null,null,null,null,null,null,null,null,null,null,null,null,null,null,null,null,null,null,null,null,null,null,null,null,null,"/ Hour "]
[null,null,null,null,null,null,null,null,null,null,null,null,null,null,null,null,null,null,null,null,null,null,null,null,null,null,null,null,null,null,null,null,null,null,null,null,null,null,null,null,null,null,null,null,null,null,null,null,null,null,null,null,null,null,null,null,null,null,null,null,null,"/ Hour "]
[null,null,null,null,null,null,null,null,null,null,null,null,null,null,null,null,null,null,null,null,null,null,null,null,null,null,null,null,null,null,null,null,null,null,null,null,null,null,null,null,null,null,null,null,null,null,null,null,null,null,null,null,null,null,null,null,null,null,null,null,null,"/ Hour "]
[null,null,null,null,null,null,null,null,null,null,null,null,null,null,null,null,null,null,null,null,null,null,null,null,null,null,null,null,null,null,null,null,null,null,null,null,null,null,null,null,null,null,null,null,null,null,null,null,null,null,null,null,null,null,null,null,null,null,null,null,null,"/ Hour "]
[null,null,null,null,null,null,null,null,null,null,null,null,null,null,null,null,null,null,null,null,null,null,null,null,null,null,null,null,null,null,null,null,null,null,null,null,null,null,null,null,null,null,null,null,null,null,null,null,null,null,null,null,null,null,null,null,null,null,null,null,null,"/ Hour "]
[null,null,null,null,null,null,null,null,null,null,null,null,null,null,null,null,null,null,null,null,null,null,null,null,null,null,null,null,null,null,null,null,null,null,null,null,null,null,null,null,null,null,null,null,null,null,null,null,null,null,null,null,null,null,null,null,null,null,null,null,null,"/ Hour "]
[null,null,null,null,null,null,null,null,null,null,null,null,null,null,null,null,null,null,null,null,null,null,null,null,null,null,null,null,null,null,null,null,null,null,null,null,null,null,null,null,null,null,null,null,null,null,null,null,null,null,null,null,null,null,null,null,null,null,null,null,null,"/ Hour "]
[null,null,null,null,null,null,null,null,null,null,null,null,null,null,null,null,null,null,null,null,null,null,null,null,null,null,null,null,null,null,null,null,null,null,null,null,null,null,null,null,null,null,null,null,null,null,null,null,null,null,null,null,null,null,null,null,null,null,null,null,null,{"$f":"A269&\"/\"&B269&\" Hour \"&C269","v":"/ Hour "}]
[null,null,null,null,null,null,null,null,null,null,null,null,null,null,null,null,null,null,null,null,null,null,null,null,null,null,null,null,null,null,null,null,null,null,null,null,null,null,null,null,null,null,null,null,null,null,null,null,null,null,null,null,null,null,null,null,null,null,null,null,null,"/ Hour "]
[null,null,null,null,null,null,null,null,null,null,null,null,null,null,null,null,null,null,null,null,null,null,null,null,null,null,null,null,null,null,null,null,null,null,null,null,null,null,null,null,null,null,null,null,null,null,null,null,null,null,null,null,null,null,null,null,null,null,null,null,null,"/ Hour "]
[null,null,null,null,null,null,null,null,null,null,null,null,null,null,null,null,null,null,null,null,null,null,null,null,null,null,null,null,null,null,null,null,null,null,null,null,null,null,null,null,null,null,null,null,null,null,null,null,null,null,null,null,null,null,null,null,null,null,null,null,null,"/ Hour "]
[null,null,null,null,null,null,null,null,null,null,null,null,null,null,null,null,null,null,null,null,null,null,null,null,null,null,null,null,null,null,null,null,null,null,null,null,null,null,null,null,null,null,null,null,null,null,null,null,null,null,null,null,null,null,null,null,null,null,null,null,null,"/ Hour "]
[null,null,null,null,null,null,null,null,null,null,null,null,null,null,null,null,null,null,null,null,null,null,null,null,null,null,null,null,null,null,null,null,null,null,null,null,null,null,null,null,null,null,null,null,null,null,null,null,null,null,null,null,null,null,null,null,null,null,null,null,null,"/ Hour "]
[null,null,null,null,null,null,null,null,null,null,null,null,null,null,null,null,null,null,null,null,null,null,null,null,null,null,null,null,null,null,null,null,null,null,null,null,null,null,null,null,null,null,null,null,null,null,null,null,null,null,null,null,null,null,null,null,null,null,null,null,null,"/ Hour "]
[null,null,null,null,null,null,null,null,null,null,null,null,null,null,null,null,null,null,null,null,null,null,null,null,null,null,null,null,null,null,null,null,null,null,null,null,null,null,null,null,null,null,null,null,null,null,null,null,null,null,null,null,null,null,null,null,null,null,null,null,null,"/ Hour "]
[null,null,null,null,null,null,null,null,null,null,null,null,null,null,null,null,null,null,null,null,null,null,null,null,null,null,null,null,null,null,null,null,null,null,null,null,null,null,null,null,null,null,null,null,null,null,null,null,null,null,null,null,null,null,null,null,null,null,null,null,null,"/ Hour "]
[null,null,null,null,null,null,null,null,null,null,null,null,null,null,null,null,null,null,null,null,null,null,null,null,null,null,null,null,null,null,null,null,null,null,null,null,null,null,null,null,null,null,null,null,null,null,null,null,null,null,null,null,null,null,null,null,null,null,null,null,null,"/ Hour "]
[null,null,null,null,null,null,null,null,null,null,null,null,null,null,null,null,null,null,null,null,null,null,null,null,null,null,null,null,null,null,null,null,null,null,null,null,null,null,null,null,null,null,null,null,null,null,null,null,null,null,null,null,null,null,null,null,null,null,null,null,null,"/ Hour "]
[null,null,null,null,null,null,null,null,null,null,null,null,null,null,null,null,null,null,null,null,null,null,null,null,null,null,null,null,null,null,null,null,null,null,null,null,null,null,null,null,null,null,null,null,null,null,null,null,null,null,null,null,null,null,null,null,null,null,null,null,null,"/ Hour "]
[null,null,null,null,null,null,null,null,null,null,null,null,null,null,null,null,null,null,null,null,null,null,null,null,null,null,null,null,null,null,null,null,null,null,null,null,null,null,null,null,null,null,null,null,null,null,null,null,null,null,null,null,null,null,null,null,null,null,null,null,null,"/ Hour "]
[null,null,null,null,null,null,null,null,null,null,null,null,null,null,null,null,null,null,null,null,null,null,null,null,null,null,null,null,null,null,null,null,null,null,null,null,null,null,null,null,null,null,null,null,null,null,null,null,null,null,null,null,null,null,null,null,null,null,null,null,null,"/ Hour "]
[null,null,null,null,null,null,null,null,null,null,null,null,null,null,null,null,null,null,null,null,null,null,null,null,null,null,null,null,null,null,null,null,null,null,null,null,null,null,null,null,null,null,null,null,null,null,null,null,null,null,null,null,null,null,null,null,null,null,null,null,null,"/ Hour "]
[null,null,null,null,null,null,null,null,null,null,null,null,null,null,null,null,null,null,null,null,null,null,null,null,null,null,null,null,null,null,null,null,null,null,null,null,null,null,null,null,null,null,null,null,null,null,null,null,null,null,null,null,null,null,null,null,null,null,null,null,null,"/ Hour "]
[null,null,null,null,null,null,null,null,null,null,null,null,null,null,null,null,null,null,null,null,null,null,null,null,null,null,null,null,null,null,null,null,null,null,null,null,null,null,null,null,null,null,null,null,null,null,null,null,null,null,null,null,null,null,null,null,null,null,null,null,null,"/ Hour "]
[null,null,null,null,null,null,null,null,null,null,null,null,null,null,null,null,null,null,null,null,null,null,null,null,null,null,null,null,null,null,null,null,null,null,null,null,null,null,null,null,null,null,null,null,null,null,null,null,null,null,null,null,null,null,null,null,null,null,null,null,null,"/ Hour "]
[null,null,null,null,null,null,null,null,null,null,null,null,null,null,null,null,null,null,null,null,null,null,null,null,null,null,null,null,null,null,null,null,null,null,null,null,null,null,null,null,null,null,null,null,null,null,null,null,null,null,null,null,null,null,null,null,null,null,null,null,null,"/ Hour "]
[null,null,null,null,null,null,null,null,null,null,null,null,null,null,null,null,null,null,null,null,null,null,null,null,null,null,null,null,null,null,null,null,null,null,null,null,null,null,null,null,null,null,null,null,null,null,null,null,null,null,null,null,null,null,null,null,null,null,null,null,null,"/ Hour "]
[null,null,null,null,null,null,null,null,null,null,null,null,null,null,null,null,null,null,null,null,null,null,null,null,null,null,null,null,null,null,null,null,null,null,null,null,null,null,null,null,null,null,null,null,null,null,null,null,null,null,null,null,null,null,null,null,null,null,null,null,null,"/ Hour "]
[null,null,null,null,null,null,null,null,null,null,null,null,null,null,null,null,null,null,null,null,null,null,null,null,null,null,null,null,null,null,null,null,null,null,null,null,null,null,null,null,null,null,null,null,null,null,null,null,null,null,null,null,null,null,null,null,null,null,null,null,null,"/ Hour "]
[null,null,null,null,null,null,null,null,null,null,null,null,null,null,null,null,null,null,null,null,null,null,null,null,null,null,null,null,null,null,null,null,null,null,null,null,null,null,null,null,null,null,null,null,null,null,null,null,null,null,null,null,null,null,null,null,null,null,null,null,null,"/ Hour "]
[null,null,null,null,null,null,null,null,null,null,null,null,null,null,null,null,null,null,null,null,null,null,null,null,null,null,null,null,null,null,null,null,null,null,null,null,null,null,null,null,null,null,null,null,null,null,null,null,null,null,null,null,null,null,null,null,null,null,null,null,null,"/ Hour "]
[null,null,null,null,null,null,null,null,null,null,null,null,null,null,null,null,null,null,null,null,null,null,null,null,null,null,null,null,null,null,null,null,null,null,null,null,null,null,null,null,null,null,null,null,null,null,null,null,null,null,null,null,null,null,null,null,null,null,null,null,null,"/ Hour "]
[null,null,null,null,null,null,null,null,null,null,null,null,null,null,null,null,null,null,null,null,null,null,null,null,null,null,null,null,null,null,null,null,null,null,null,null,null,null,null,null,null,null,null,null,null,null,null,null,null,null,null,null,null,null,null,null,null,null,null,null,null,"/ Hour "]
[null,null,null,null,null,null,null,null,null,null,null,null,null,null,null,null,null,null,null,null,null,null,null,null,null,null,null,null,null,null,null,null,null,null,null,null,null,null,null,null,null,null,null,null,null,null,null,null,null,null,null,null,null,null,null,null,null,null,null,null,null,"/ Hour "]
[null,null,null,null,null,null,null,null,null,null,null,null,null,null,null,null,null,null,null,null,null,null,null,null,null,null,null,null,null,null,null,null,null,null,null,null,null,null,null,null,null,null,null,null,null,null,null,null,null,null,null,null,null,null,null,null,null,null,null,null,null,"/ Hour "]
[null,null,null,null,null,null,null,null,null,null,null,null,null,null,null,null,null,null,null,null,null,null,null,null,null,null,null,null,null,null,null,null,null,null,null,null,null,null,null,null,null,null,null,null,null,null,null,null,null,null,null,null,null,null,null,null,null,null,null,null,null,"/ Hour "]
[null,null,null,null,null,null,null,null,null,null,null,null,null,null,null,null,null,null,null,null,null,null,null,null,null,null,null,null,null,null,null,null,null,null,null,null,null,null,null,null,null,null,null,null,null,null,null,null,null,null,null,null,null,null,null,null,null,null,null,null,null,"/ Hour "]
[null,null,null,null,null,null,null,null,null,null,null,null,null,null,null,null,null,null,null,null,null,null,null,null,null,null,null,null,null,null,null,null,null,null,null,null,null,null,null,null,null,null,null,null,null,null,null,null,null,null,null,null,null,null,null,null,null,null,null,null,null,"/ Hour "]
[null,null,null,null,null,null,null,null,null,null,null,null,null,null,null,null,null,null,null,null,null,null,null,null,null,null,null,null,null,null,null,null,null,null,null,null,null,null,null,null,null,null,null,null,null,null,null,null,null,null,null,null,null,null,null,null,null,null,null,null,null,"/ Hour "]
[null,null,null,null,null,null,null,null,null,null,null,null,null,null,null,null,null,null,null,null,null,null,null,null,null,null,null,null,null,null,null,null,null,null,null,null,null,null,null,null,null,null,null,null,null,null,null,null,null,null,null,null,null,null,null,null,null,null,null,null,null,"/ Hour "]
[null,null,null,null,null,null,null,null,null,null,null,null,null,null,null,null,null,null,null,null,null,null,null,null,null,null,null,null,null,null,null,null,null,null,null,null,null,null,null,null,null,null,null,null,null,null,null,null,null,null,null,null,null,null,null,null,null,null,null,null,null,"/ Hour "]
[null,null,null,null,null,null,null,null,null,null,null,null,null,null,null,null,null,null,null,null,null,null,null,null,null,null,null,null,null,null,null,null,null,null,null,null,null,null,null,null,null,null,null,null,null,null,null,null,null,null,null,null,null,null,null,null,null,null,null,null,null,"/ Hour "]
[null,null,null,null,null,null,null,null,null,null,null,null,null,null,null,null,null,null,null,null,null,null,null,null,null,null,null,null,null,null,null,null,null,null,null,null,null,null,null,null,null,null,null,null,null,null,null,null,null,null,null,null,null,null,null,null,null,null,null,null,null,"/ Hour "]
[null,null,null,null,null,null,null,null,null,null,null,null,null,null,null,null,null,null,null,null,null,null,null,null,null,null,null,null,null,null,null,null,null,null,null,null,null,null,null,null,null,null,null,null,null,null,null,null,null,null,null,null,null,null,null,null,null,null,null,null,null,"/ Hour "]
[null,null,null,null,null,null,null,null,null,null,null,null,null,null,null,null,null,null,null,null,null,null,null,null,null,null,null,null,null,null,null,null,null,null,null,null,null,null,null,null,null,null,null,null,null,null,null,null,null,null,null,null,null,null,null,null,null,null,null,null,null,"/ Hour "]
[null,null,null,null,null,null,null,null,null,null,null,null,null,null,null,null,null,null,null,null,null,null,null,null,null,null,null,null,null,null,null,null,null,null,null,null,null,null,null,null,null,null,null,null,null,null,null,null,null,null,null,null,null,null,null,null,null,null,null,null,null,"/ Hour "]
[null,null,null,null,null,null,null,null,null,null,null,null,null,null,null,null,null,null,null,null,null,null,null,null,null,null,null,null,null,null,null,null,null,null,null,null,null,null,null,null,null,null,null,null,null,null,null,null,null,null,null,null,null,null,null,null,null,null,null,null,null,"/ Hour "]
[null,null,null,null,null,null,null,null,null,null,null,null,null,null,null,null,null,null,null,null,null,null,null,null,null,null,null,null,null,null,null,null,null,null,null,null,null,null,null,null,null,null,null,null,null,null,null,null,null,null,null,null,null,null,null,null,null,null,null,null,null,"/ Hour "]
[null,null,null,null,null,null,null,null,null,null,null,null,null,null,null,null,null,null,null,null,null,null,null,null,null,null,null,null,null,null,null,null,null,null,null,null,null,null,null,null,null,null,null,null,null,null,null,null,null,null,null,null,null,null,null,null,null,null,null,null,null,"/ Hour "]
[null,null,null,null,null,null,null,null,null,null,null,null,null,null,null,null,null,null,null,null,null,null,null,null,null,null,null,null,null,null,null,null,null,null,null,null,null,null,null,null,null,null,null,null,null,null,null,null,null,null,null,null,null,null,null,null,null,null,null,null,null,"/ Hour "]
[null,null,null,null,null,null,null,null,null,null,null,null,null,null,null,null,null,null,null,null,null,null,null,null,null,null,null,null,null,null,null,null,null,null,null,null,null,null,null,null,null,null,null,null,null,null,null,null,null,null,null,null,null,null,null,null,null,null,null,null,null,"/ Hour "]
[null,null,null,null,null,null,null,null,null,null,null,null,null,null,null,null,null,null,null,null,null,null,null,null,null,null,null,null,null,null,null,null,null,null,null,null,null,null,null,null,null,null,null,null,null,null,null,null,null,null,null,null,null,null,null,null,null,null,null,null,null,"/ Hour "]
[null,null,null,null,null,null,null,null,null,null,null,null,null,null,null,null,null,null,null,null,null,null,null,null,null,null,null,null,null,null,null,null,null,null,null,null,null,null,null,null,null,null,null,null,null,null,null,null,null,null,null,null,null,null,null,null,null,null,null,null,null,"/ Hour "]
[null,null,null,null,null,null,null,null,null,null,null,null,null,null,null,null,null,null,null,null,null,null,null,null,null,null,null,null,null,null,null,null,null,null,null,null,null,null,null,null,null,null,null,null,null,null,null,null,null,null,null,null,null,null,null,null,null,null,null,null,null,"/ Hour "]
[null,null,null,null,null,null,null,null,null,null,null,null,null,null,null,null,null,null,null,null,null,null,null,null,null,null,null,null,null,null,null,null,null,null,null,null,null,null,null,null,null,null,null,null,null,null,null,null,null,null,null,null,null,null,null,null,null,null,null,null,null,"/ Hour "]
[null,null,null,null,null,null,null,null,null,null,null,null,null,null,null,null,null,null,null,null,null,null,null,null,null,null,null,null,null,null,null,null,null,null,null,null,null,null,null,null,null,null,null,null,null,null,null,null,null,null,null,null,null,null,null,null,null,null,null,null,null,"/ Hour "]
[null,null,null,null,null,null,null,null,null,null,null,null,null,null,null,null,null,null,null,null,null,null,null,null,null,null,null,null,null,null,null,null,null,null,null,null,null,null,null,null,null,null,null,null,null,null,null,null,null,null,null,null,null,null,null,null,null,null,null,null,null,"/ Hour "]
[null,null,null,null,null,null,null,null,null,null,null,null,null,null,null,null,null,null,null,null,null,null,null,null,null,null,null,null,null,null,null,null,null,null,null,null,null,null,null,null,null,null,null,null,null,null,null,null,null,null,null,null,null,null,null,null,null,null,null,null,null,"/ Hour "]
[null,null,null,null,null,null,null,null,null,null,null,null,null,null,null,null,null,null,null,null,null,null,null,null,null,null,null,null,null,null,null,null,null,null,null,null,null,null,null,null,null,null,null,null,null,null,null,null,null,null,null,null,null,null,null,null,null,null,null,null,null,"/ Hour "]
[null,null,null,null,null,null,null,null,null,null,null,null,null,null,null,null,null,null,null,null,null,null,null,null,null,null,null,null,null,null,null,null,null,null,null,null,null,null,null,null,null,null,null,null,null,null,null,null,null,null,null,null,null,null,null,null,null,null,null,null,null,"/ Hour "]
[null,null,null,null,null,null,null,null,null,null,null,null,null,null,null,null,null,null,null,null,null,null,null,null,null,null,null,null,null,null,null,null,null,null,null,null,null,null,null,null,null,null,null,null,null,null,null,null,null,null,null,null,null,null,null,null,null,null,null,null,null,"/ Hour "]
[null,null,null,null,null,null,null,null,null,null,null,null,null,null,null,null,null,null,null,null,null,null,null,null,null,null,null,null,null,null,null,null,null,null,null,null,null,null,null,null,null,null,null,null,null,null,null,null,null,null,null,null,null,null,null,null,null,null,null,null,null,"/ Hour "]
[null,null,null,null,null,null,null,null,null,null,null,null,null,null,null,null,null,null,null,null,null,null,null,null,null,null,null,null,null,null,null,null,null,null,null,null,null,null,null,null,null,null,null,null,null,null,null,null,null,null,null,null,null,null,null,null,null,null,null,null,null,"/ Hour "]
[null,null,null,null,null,null,null,null,null,null,null,null,null,null,null,null,null,null,null,null,null,null,null,null,null,null,null,null,null,null,null,null,null,null,null,null,null,null,null,null,null,null,null,null,null,null,null,null,null,null,null,null,null,null,null,null,null,null,null,null,null,"/ Hour "]
[null,null,null,null,null,null,null,null,null,null,null,null,null,null,null,null,null,null,null,null,null,null,null,null,null,null,null,null,null,null,null,null,null,null,null,null,null,null,null,null,null,null,null,null,null,null,null,null,null,null,null,null,null,null,null,null,null,null,null,null,null,"/ Hour "]
[null,null,null,null,null,null,null,null,null,null,null,null,null,null,null,null,null,null,null,null,null,null,null,null,null,null,null,null,null,null,null,null,null,null,null,null,null,null,null,null,null,null,null,null,null,null,null,null,null,null,null,null,null,null,null,null,null,null,null,null,null,"/ Hour "]
[null,null,null,null,null,null,null,null,null,null,null,null,null,null,null,null,null,null,null,null,null,null,null,null,null,null,null,null,null,null,null,null,null,null,null,null,null,null,null,null,null,null,null,null,null,null,null,null,null,null,null,null,null,null,null,null,null,null,null,null,null,"/ Hour "]
[null,null,null,null,null,null,null,null,null,null,null,null,null,null,null,null,null,null,null,null,null,null,null,null,null,null,null,null,null,null,null,null,null,null,null,null,null,null,null,null,null,null,null,null,null,null,null,null,null,null,null,null,null,null,null,null,null,null,null,null,null,"/ Hour "]
[null,null,null,null,null,null,null,null,null,null,null,null,null,null,null,null,null,null,null,null,null,null,null,null,null,null,null,null,null,null,null,null,null,null,null,null,null,null,null,null,null,null,null,null,null,null,null,null,null,null,null,null,null,null,null,null,null,null,null,null,null,"/ Hour "]
[null,null,null,null,null,null,null,null,null,null,null,null,null,null,null,null,null,null,null,null,null,null,null,null,null,null,null,null,null,null,null,null,null,null,null,null,null,null,null,null,null,null,null,null,null,null,null,null,null,null,null,null,null,null,null,null,null,null,null,null,null,"/ Hour "]
[null,null,null,null,null,null,null,null,null,null,null,null,null,null,null,null,null,null,null,null,null,null,null,null,null,null,null,null,null,null,null,null,null,null,null,null,null,null,null,null,null,null,null,null,null,null,null,null,null,null,null,null,null,null,null,null,null,null,null,null,null,"/ Hour "]
[null,null,null,null,null,null,null,null,null,null,null,null,null,null,null,null,null,null,null,null,null,null,null,null,null,null,null,null,null,null,null,null,null,null,null,null,null,null,null,null,null,null,null,null,null,null,null,null,null,null,null,null,null,null,null,null,null,null,null,null,null,{"$f":"A333&\"/\"&B333&\" Hour \"&C333","v":"/ Hour "}]
[null,null,null,null,null,null,null,null,null,null,null,null,null,null,null,null,null,null,null,null,null,null,null,null,null,null,null,null,null,null,null,null,null,null,null,null,null,null,null,null,null,null,null,null,null,null,null,null,null,null,null,null,null,null,null,null,null,null,null,null,null,"/ Hour "]
[null,null,null,null,null,null,null,null,null,null,null,null,null,null,null,null,null,null,null,null,null,null,null,null,null,null,null,null,null,null,null,null,null,null,null,null,null,null,null,null,null,null,null,null,null,null,null,null,null,null,null,null,null,null,null,null,null,null,null,null,null,"/ Hour "]
[null,null,null,null,null,null,null,null,null,null,null,null,null,null,null,null,null,null,null,null,null,null,null,null,null,null,null,null,null,null,null,null,null,null,null,null,null,null,null,null,null,null,null,null,null,null,null,null,null,null,null,null,null,null,null,null,null,null,null,null,null,"/ Hour "]
[null,null,null,null,null,null,null,null,null,null,null,null,null,null,null,null,null,null,null,null,null,null,null,null,null,null,null,null,null,null,null,null,null,null,null,null,null,null,null,null,null,null,null,null,null,null,null,null,null,null,null,null,null,null,null,null,null,null,null,null,null,"/ Hour "]
[null,null,null,null,null,null,null,null,null,null,null,null,null,null,null,null,null,null,null,null,null,null,null,null,null,null,null,null,null,null,null,null,null,null,null,null,null,null,null,null,null,null,null,null,null,null,null,null,null,null,null,null,null,null,null,null,null,null,null,null,null,"/ Hour "]
[null,null,null,null,null,null,null,null,null,null,null,null,null,null,null,null,null,null,null,null,null,null,null,null,null,null,null,null,null,null,null,null,null,null,null,null,null,null,null,null,null,null,null,null,null,null,null,null,null,null,null,null,null,null,null,null,null,null,null,null,null,"/ Hour "]
[null,null,null,null,null,null,null,null,null,null,null,null,null,null,null,null,null,null,null,null,null,null,null,null,null,null,null,null,null,null,null,null,null,null,null,null,null,null,null,null,null,null,null,null,null,null,null,null,null,null,null,null,null,null,null,null,null,null,null,null,null,"/ Hour "]
[null,null,null,null,null,null,null,null,null,null,null,null,null,null,null,null,null,null,null,null,null,null,null,null,null,null,null,null,null,null,null,null,null,null,null,null,null,null,null,null,null,null,null,null,null,null,null,null,null,null,null,null,null,null,null,null,null,null,null,null,null,"/ Hour "]
[null,null,null,null,null,null,null,null,null,null,null,null,null,null,null,null,null,null,null,null,null,null,null,null,null,null,null,null,null,null,null,null,null,null,null,null,null,null,null,null,null,null,null,null,null,null,null,null,null,null,null,null,null,null,null,null,null,null,null,null,null,"/ Hour "]
[null,null,null,null,null,null,null,null,null,null,null,null,null,null,null,null,null,null,null,null,null,null,null,null,null,null,null,null,null,null,null,null,null,null,null,null,null,null,null,null,null,null,null,null,null,null,null,null,null,null,null,null,null,null,null,null,null,null,null,null,null,"/ Hour "]
[null,null,null,null,null,null,null,null,null,null,null,null,null,null,null,null,null,null,null,null,null,null,null,null,null,null,null,null,null,null,null,null,null,null,null,null,null,null,null,null,null,null,null,null,null,null,null,null,null,null,null,null,null,null,null,null,null,null,null,null,null,"/ Hour "]
[null,null,null,null,null,null,null,null,null,null,null,null,null,null,null,null,null,null,null,null,null,null,null,null,null,null,null,null,null,null,null,null,null,null,null,null,null,null,null,null,null,null,null,null,null,null,null,null,null,null,null,null,null,null,null,null,null,null,null,null,null,"/ Hour "]
[null,null,null,null,null,null,null,null,null,null,null,null,null,null,null,null,null,null,null,null,null,null,null,null,null,null,null,null,null,null,null,null,null,null,null,null,null,null,null,null,null,null,null,null,null,null,null,null,null,null,null,null,null,null,null,null,null,null,null,null,null,"/ Hour "]
[null,null,null,null,null,null,null,null,null,null,null,null,null,null,null,null,null,null,null,null,null,null,null,null,null,null,null,null,null,null,null,null,null,null,null,null,null,null,null,null,null,null,null,null,null,null,null,null,null,null,null,null,null,null,null,null,null,null,null,null,null,"/ Hour "]
[null,null,null,null,null,null,null,null,null,null,null,null,null,null,null,null,null,null,null,null,null,null,null,null,null,null,null,null,null,null,null,null,null,null,null,null,null,null,null,null,null,null,null,null,null,null,null,null,null,null,null,null,null,null,null,null,null,null,null,null,null,"/ Hour "]
[null,null,null,null,null,null,null,null,null,null,null,null,null,null,null,null,null,null,null,null,null,null,null,null,null,null,null,null,null,null,null,null,null,null,null,null,null,null,null,null,null,null,null,null,null,null,null,null,null,null,null,null,null,null,null,null,null,null,null,null,null,"/ Hour "]
[null,null,null,null,null,null,null,null,null,null,null,null,null,null,null,null,null,null,null,null,null,null,null,null,null,null,null,null,null,null,null,null,null,null,null,null,null,null,null,null,null,null,null,null,null,null,null,null,null,null,null,null,null,null,null,null,null,null,null,null,null,"/ Hour "]
[null,null,null,null,null,null,null,null,null,null,null,null,null,null,null,null,null,null,null,null,null,null,null,null,null,null,null,null,null,null,null,null,null,null,null,null,null,null,null,null,null,null,null,null,null,null,null,null,null,null,null,null,null,null,null,null,null,null,null,null,null,"/ Hour "]
[null,null,null,null,null,null,null,null,null,null,null,null,null,null,null,null,null,null,null,null,null,null,null,null,null,null,null,null,null,null,null,null,null,null,null,null,null,null,null,null,null,null,null,null,null,null,null,null,null,null,null,null,null,null,null,null,null,null,null,null,null,"/ Hour "]
[null,null,null,null,null,null,null,null,null,null,null,null,null,null,null,null,null,null,null,null,null,null,null,null,null,null,null,null,null,null,null,null,null,null,null,null,null,null,null,null,null,null,null,null,null,null,null,null,null,null,null,null,null,null,null,null,null,null,null,null,null,"/ Hour "]
[null,null,null,null,null,null,null,null,null,null,null,null,null,null,null,null,null,null,null,null,null,null,null,null,null,null,null,null,null,null,null,null,null,null,null,null,null,null,null,null,null,null,null,null,null,null,null,null,null,null,null,null,null,null,null,null,null,null,null,null,null,"/ Hour "]
[null,null,null,null,null,null,null,null,null,null,null,null,null,null,null,null,null,null,null,null,null,null,null,null,null,null,null,null,null,null,null,null,null,null,null,null,null,null,null,null,null,null,null,null,null,null,null,null,null,null,null,null,null,null,null,null,null,null,null,null,null,"/ Hour "]
[null,null,null,null,null,null,null,null,null,null,null,null,null,null,null,null,null,null,null,null,null,null,null,null,null,null,null,null,null,null,null,null,null,null,null,null,null,null,null,null,null,null,null,null,null,null,null,null,null,null,null,null,null,null,null,null,null,null,null,null,null,"/ Hour "]
[null,null,null,null,null,null,null,null,null,null,null,null,null,null,null,null,null,null,null,null,null,null,null,null,null,null,null,null,null,null,null,null,null,null,null,null,null,null,null,null,null,null,null,null,null,null,null,null,null,null,null,null,null,null,null,null,null,null,null,null,null,"/ Hour "]
[null,null,null,null,null,null,null,null,null,null,null,null,null,null,null,null,null,null,null,null,null,null,null,null,null,null,null,null,null,null,null,null,null,null,null,null,null,null,null,null,null,null,null,null,null,null,null,null,null,null,null,null,null,null,null,null,null,null,null,null,null,"/ Hour "]
[null,null,null,null,null,null,null,null,null,null,null,null,null,null,null,null,null,null,null,null,null,null,null,null,null,null,null,null,null,null,null,null,null,null,null,null,null,null,null,null,null,null,null,null,null,null,null,null,null,null,null,null,null,null,null,null,null,null,null,null,null,"/ Hour "]
[null,null,null,null,null,null,null,null,null,null,null,null,null,null,null,null,null,null,null,null,null,null,null,null,null,null,null,null,null,null,null,null,null,null,null,null,null,null,null,null,null,null,null,null,null,null,null,null,null,null,null,null,null,null,null,null,null,null,null,null,null,"/ Hour "]
[null,null,null,null,null,null,null,null,null,null,null,null,null,null,null,null,null,null,null,null,null,null,null,null,null,null,null,null,null,null,null,null,null,null,null,null,null,null,null,null,null,null,null,null,null,null,null,null,null,null,null,null,null,null,null,null,null,null,null,null,null,"/ Hour "]
[null,null,null,null,null,null,null,null,null,null,null,null,null,null,null,null,null,null,null,null,null,null,null,null,null,null,null,null,null,null,null,null,null,null,null,null,null,null,null,null,null,null,null,null,null,null,null,null,null,null,null,null,null,null,null,null,null,null,null,null,null,"/ Hour "]
[null,null,null,null,null,null,null,null,null,null,null,null,null,null,null,null,null,null,null,null,null,null,null,null,null,null,null,null,null,null,null,null,null,null,null,null,null,null,null,null,null,null,null,null,null,null,null,null,null,null,null,null,null,null,null,null,null,null,null,null,null,"/ Hour "]
[null,null,null,null,null,null,null,null,null,null,null,null,null,null,null,null,null,null,null,null,null,null,null,null,null,null,null,null,null,null,null,null,null,null,null,null,null,null,null,null,null,null,null,null,null,null,null,null,null,null,null,null,null,null,null,null,null,null,null,null,null,"/ Hour "]
[null,null,null,null,null,null,null,null,null,null,null,null,null,null,null,null,null,null,null,null,null,null,null,null,null,null,null,null,null,null,null,null,null,null,null,null,null,null,null,null,null,null,null,null,null,null,null,null,null,null,null,null,null,null,null,null,null,null,null,null,null,"/ Hour "]
[null,null,null,null,null,null,null,null,null,null,null,null,null,null,null,null,null,null,null,null,null,null,null,null,null,null,null,null,null,null,null,null,null,null,null,null,null,null,null,null,null,null,null,null,null,null,null,null,null,null,null,null,null,null,null,null,null,null,null,null,null,"/ Hour "]
[null,null,null,null,null,null,null,null,null,null,null,null,null,null,null,null,null,null,null,null,null,null,null,null,null,null,null,null,null,null,null,null,null,null,null,null,null,null,null,null,null,null,null,null,null,null,null,null,null,null,null,null,null,null,null,null,null,null,null,null,null,"/ Hour "]
[null,null,null,null,null,null,null,null,null,null,null,null,null,null,null,null,null,null,null,null,null,null,null,null,null,null,null,null,null,null,null,null,null,null,null,null,null,null,null,null,null,null,null,null,null,null,null,null,null,null,null,null,null,null,null,null,null,null,null,null,null,"/ Hour "]
[null,null,null,null,null,null,null,null,null,null,null,null,null,null,null,null,null,null,null,null,null,null,null,null,null,null,null,null,null,null,null,null,null,null,null,null,null,null,null,null,null,null,null,null,null,null,null,null,null,null,null,null,null,null,null,null,null,null,null,null,null,"/ Hour "]
[null,null,null,null,null,null,null,null,null,null,null,null,null,null,null,null,null,null,null,null,null,null,null,null,null,null,null,null,null,null,null,null,null,null,null,null,null,null,null,null,null,null,null,null,null,null,null,null,null,null,null,null,null,null,null,null,null,null,null,null,null,"/ Hour "]
[null,null,null,null,null,null,null,null,null,null,null,null,null,null,null,null,null,null,null,null,null,null,null,null,null,null,null,null,null,null,null,null,null,null,null,null,null,null,null,null,null,null,null,null,null,null,null,null,null,null,null,null,null,null,null,null,null,null,null,null,null,"/ Hour "]
[null,null,null,null,null,null,null,null,null,null,null,null,null,null,null,null,null,null,null,null,null,null,null,null,null,null,null,null,null,null,null,null,null,null,null,null,null,null,null,null,null,null,null,null,null,null,null,null,null,null,null,null,null,null,null,null,null,null,null,null,null,"/ Hour "]
[null,null,null,null,null,null,null,null,null,null,null,null,null,null,null,null,null,null,null,null,null,null,null,null,null,null,null,null,null,null,null,null,null,null,null,null,null,null,null,null,null,null,null,null,null,null,null,null,null,null,null,null,null,null,null,null,null,null,null,null,null,"/ Hour "]
[null,null,null,null,null,null,null,null,null,null,null,null,null,null,null,null,null,null,null,null,null,null,null,null,null,null,null,null,null,null,null,null,null,null,null,null,null,null,null,null,null,null,null,null,null,null,null,null,null,null,null,null,null,null,null,null,null,null,null,null,null,"/ Hour "]
[null,null,null,null,null,null,null,null,null,null,null,null,null,null,null,null,null,null,null,null,null,null,null,null,null,null,null,null,null,null,null,null,null,null,null,null,null,null,null,null,null,null,null,null,null,null,null,null,null,null,null,null,null,null,null,null,null,null,null,null,null,"/ Hour "]
[null,null,null,null,null,null,null,null,null,null,null,null,null,null,null,null,null,null,null,null,null,null,null,null,null,null,null,null,null,null,null,null,null,null,null,null,null,null,null,null,null,null,null,null,null,null,null,null,null,null,null,null,null,null,null,null,null,null,null,null,null,"/ Hour "]
[null,null,null,null,null,null,null,null,null,null,null,null,null,null,null,null,null,null,null,null,null,null,null,null,null,null,null,null,null,null,null,null,null,null,null,null,null,null,null,null,null,null,null,null,null,null,null,null,null,null,null,null,null,null,null,null,null,null,null,null,null,"/ Hour "]
[null,null,null,null,null,null,null,null,null,null,null,null,null,null,null,null,null,null,null,null,null,null,null,null,null,null,null,null,null,null,null,null,null,null,null,null,null,null,null,null,null,null,null,null,null,null,null,null,null,null,null,null,null,null,null,null,null,null,null,null,null,"/ Hour "]
[null,null,null,null,null,null,null,null,null,null,null,null,null,null,null,null,null,null,null,null,null,null,null,null,null,null,null,null,null,null,null,null,null,null,null,null,null,null,null,null,null,null,null,null,null,null,null,null,null,null,null,null,null,null,null,null,null,null,null,null,null,"/ Hour "]
[null,null,null,null,null,null,null,null,null,null,null,null,null,null,null,null,null,null,null,null,null,null,null,null,null,null,null,null,null,null,null,null,null,null,null,null,null,null,null,null,null,null,null,null,null,null,null,null,null,null,null,null,null,null,null,null,null,null,null,null,null,"/ Hour "]
[null,null,null,null,null,null,null,null,null,null,null,null,null,null,null,null,null,null,null,null,null,null,null,null,null,null,null,null,null,null,null,null,null,null,null,null,null,null,null,null,null,null,null,null,null,null,null,null,null,null,null,null,null,null,null,null,null,null,null,null,null,"/ Hour "]
[null,null,null,null,null,null,null,null,null,null,null,null,null,null,null,null,null,null,null,null,null,null,null,null,null,null,null,null,null,null,null,null,null,null,null,null,null,null,null,null,null,null,null,null,null,null,null,null,null,null,null,null,null,null,null,null,null,null,null,null,null,"/ Hour "]
[null,null,null,null,null,null,null,null,null,null,null,null,null,null,null,null,null,null,null,null,null,null,null,null,null,null,null,null,null,null,null,null,null,null,null,null,null,null,null,null,null,null,null,null,null,null,null,null,null,null,null,null,null,null,null,null,null,null,null,null,null,"/ Hour "]
[null,null,null,null,null,null,null,null,null,null,null,null,null,null,null,null,null,null,null,null,null,null,null,null,null,null,null,null,null,null,null,null,null,null,null,null,null,null,null,null,null,null,null,null,null,null,null,null,null,null,null,null,null,null,null,null,null,null,null,null,null,"/ Hour "]
[null,null,null,null,null,null,null,null,null,null,null,null,null,null,null,null,null,null,null,null,null,null,null,null,null,null,null,null,null,null,null,null,null,null,null,null,null,null,null,null,null,null,null,null,null,null,null,null,null,null,null,null,null,null,null,null,null,null,null,null,null,"/ Hour "]
[null,null,null,null,null,null,null,null,null,null,null,null,null,null,null,null,null,null,null,null,null,null,null,null,null,null,null,null,null,null,null,null,null,null,null,null,null,null,null,null,null,null,null,null,null,null,null,null,null,null,null,null,null,null,null,null,null,null,null,null,null,"/ Hour "]
[null,null,null,null,null,null,null,null,null,null,null,null,null,null,null,null,null,null,null,null,null,null,null,null,null,null,null,null,null,null,null,null,null,null,null,null,null,null,null,null,null,null,null,null,null,null,null,null,null,null,null,null,null,null,null,null,null,null,null,null,null,"/ Hour "]
[null,null,null,null,null,null,null,null,null,null,null,null,null,null,null,null,null,null,null,null,null,null,null,null,null,null,null,null,null,null,null,null,null,null,null,null,null,null,null,null,null,null,null,null,null,null,null,null,null,null,null,null,null,null,null,null,null,null,null,null,null,"/ Hour "]
[null,null,null,null,null,null,null,null,null,null,null,null,null,null,null,null,null,null,null,null,null,null,null,null,null,null,null,null,null,null,null,null,null,null,null,null,null,null,null,null,null,null,null,null,null,null,null,null,null,null,null,null,null,null,null,null,null,null,null,null,null,"/ Hour "]
[null,null,null,null,null,null,null,null,null,null,null,null,null,null,null,null,null,null,null,null,null,null,null,null,null,null,null,null,null,null,null,null,null,null,null,null,null,null,null,null,null,null,null,null,null,null,null,null,null,null,null,null,null,null,null,null,null,null,null,null,null,"/ Hour "]
[null,null,null,null,null,null,null,null,null,null,null,null,null,null,null,null,null,null,null,null,null,null,null,null,null,null,null,null,null,null,null,null,null,null,null,null,null,null,null,null,null,null,null,null,null,null,null,null,null,null,null,null,null,null,null,null,null,null,null,null,null,"/ Hour "]
[null,null,null,null,null,null,null,null,null,null,null,null,null,null,null,null,null,null,null,null,null,null,null,null,null,null,null,null,null,null,null,null,null,null,null,null,null,null,null,null,null,null,null,null,null,null,null,null,null,null,null,null,null,null,null,null,null,null,null,null,null,"/ Hour "]
[null,null,null,null,null,null,null,null,null,null,null,null,null,null,null,null,null,null,null,null,null,null,null,null,null,null,null,null,null,null,null,null,null,null,null,null,null,null,null,null,null,null,null,null,null,null,null,null,null,null,null,null,null,null,null,null,null,null,null,null,null,"/ Hour "]
[null,null,null,null,null,null,null,null,null,null,null,null,null,null,null,null,null,null,null,null,null,null,null,null,null,null,null,null,null,null,null,null,null,null,null,null,null,null,null,null,null,null,null,null,null,null,null,null,null,null,null,null,null,null,null,null,null,null,null,null,null,"/ Hour "]
[null,null,null,null,null,null,null,null,null,null,null,null,null,null,null,null,null,null,null,null,null,null,null,null,null,null,null,null,null,null,null,null,null,null,null,null,null,null,null,null,null,null,null,null,null,null,null,null,null,null,null,null,null,null,null,null,null,null,null,null,null,"/ Hour "]
[null,null,null,null,null,null,null,null,null,null,null,null,null,null,null,null,null,null,null,null,null,null,null,null,null,null,null,null,null,null,null,null,null,null,null,null,null,null,null,null,null,null,null,null,null,null,null,null,null,null,null,null,null,null,null,null,null,null,null,null,null,"/ Hour "]
[null,null,null,null,null,null,null,null,null,null,null,null,null,null,null,null,null,null,null,null,null,null,null,null,null,null,null,null,null,null,null,null,null,null,null,null,null,null,null,null,null,null,null,null,null,null,null,null,null,null,null,null,null,null,null,null,null,null,null,null,null,{"$f":"A397&\"/\"&B397&\" Hour \"&C397","v":"/ Hour "}]
[null,null,null,null,null,null,null,null,null,null,null,null,null,null,null,null,null,null,null,null,null,null,null,null,null,null,null,null,null,null,null,null,null,null,null,null,null,null,null,null,null,null,null,null,null,null,null,null,null,null,null,null,null,null,null,null,null,null,null,null,null,"/ Hour "]
[null,null,null,null,null,null,null,null,null,null,null,null,null,null,null,null,null,null,null,null,null,null,null,null,null,null,null,null,null,null,null,null,null,null,null,null,null,null,null,null,null,null,null,null,null,null,null,null,null,null,null,null,null,null,null,null,null,null,null,null,null,"/ Hour "]
[null,null,null,null,null,null,null,null,null,null,null,null,null,null,null,null,null,null,null,null,null,null,null,null,null,null,null,null,null,null,null,null,null,null,null,null,null,null,null,null,null,null,null,null,null,null,null,null,null,null,null,null,null,null,null,null,null,null,null,null,null,"/ Hour "]
[null,null,null,null,null,null,null,null,null,null,null,null,null,null,null,null,null,null,null,null,null,null,null,null,null,null,null,null,null,null,null,null,null,null,null,null,null,null,null,null,null,null,null,null,null,null,null,null,null,null,null,null,null,null,null,null,null,null,null,null,null,"/ Hour "]
[null,null,null,null,null,null,null,null,null,null,null,null,null,null,null,null,null,null,null,null,null,null,null,null,null,null,null,null,null,null,null,null,null,null,null,null,null,null,null,null,null,null,null,null,null,null,null,null,null,null,null,null,null,null,null,null,null,null,null,null,null,"/ Hour "]
[null,null,null,null,null,null,null,null,null,null,null,null,null,null,null,null,null,null,null,null,null,null,null,null,null,null,null,null,null,null,null,null,null,null,null,null,null,null,null,null,null,null,null,null,null,null,null,null,null,null,null,null,null,null,null,null,null,null,null,null,null,"/ Hour "]
[null,null,null,null,null,null,null,null,null,null,null,null,null,null,null,null,null,null,null,null,null,null,null,null,null,null,null,null,null,null,null,null,null,null,null,null,null,null,null,null,null,null,null,null,null,null,null,null,null,null,null,null,null,null,null,null,null,null,null,null,null,"/ Hour "]
[null,null,null,null,null,null,null,null,null,null,null,null,null,null,null,null,null,null,null,null,null,null,null,null,null,null,null,null,null,null,null,null,null,null,null,null,null,null,null,null,null,null,null,null,null,null,null,null,null,null,null,null,null,null,null,null,null,null,null,null,null,"/ Hour "]
[null,null,null,null,null,null,null,null,null,null,null,null,null,null,null,null,null,null,null,null,null,null,null,null,null,null,null,null,null,null,null,null,null,null,null,null,null,null,null,null,null,null,null,null,null,null,null,null,null,null,null,null,null,null,null,null,null,null,null,null,null,"/ Hour "]
[null,null,null,null,null,null,null,null,null,null,null,null,null,null,null,null,null,null,null,null,null,null,null,null,null,null,null,null,null,null,null,null,null,null,null,null,null,null,null,null,null,null,null,null,null,null,null,null,null,null,null,null,null,null,null,null,null,null,null,null,null,"/ Hour "]
[null,null,null,null,null,null,null,null,null,null,null,null,null,null,null,null,null,null,null,null,null,null,null,null,null,null,null,null,null,null,null,null,null,null,null,null,null,null,null,null,null,null,null,null,null,null,null,null,null,null,null,null,null,null,null,null,null,null,null,null,null,"/ Hour "]
[null,null,null,null,null,null,null,null,null,null,null,null,null,null,null,null,null,null,null,null,null,null,null,null,null,null,null,null,null,null,null,null,null,null,null,null,null,null,null,null,null,null,null,null,null,null,null,null,null,null,null,null,null,null,null,null,null,null,null,null,null,"/ Hour "]
[null,null,null,null,null,null,null,null,null,null,null,null,null,null,null,null,null,null,null,null,null,null,null,null,null,null,null,null,null,null,null,null,null,null,null,null,null,null,null,null,null,null,null,null,null,null,null,null,null,null,null,null,null,null,null,null,null,null,null,null,null,"/ Hour "]
[null,null,null,null,null,null,null,null,null,null,null,null,null,null,null,null,null,null,null,null,null,null,null,null,null,null,null,null,null,null,null,null,null,null,null,null,null,null,null,null,null,null,null,null,null,null,null,null,null,null,null,null,null,null,null,null,null,null,null,null,null,"/ Hour "]
[null,null,null,null,null,null,null,null,null,null,null,null,null,null,null,null,null,null,null,null,null,null,null,null,null,null,null,null,null,null,null,null,null,null,null,null,null,null,null,null,null,null,null,null,null,null,null,null,null,null,null,null,null,null,null,null,null,null,null,null,null,"/ Hour "]
[null,null,null,null,null,null,null,null,null,null,null,null,null,null,null,null,null,null,null,null,null,null,null,null,null,null,null,null,null,null,null,null,null,null,null,null,null,null,null,null,null,null,null,null,null,null,null,null,null,null,null,null,null,null,null,null,null,null,null,null,null,"/ Hour "]
[null,null,null,null,null,null,null,null,null,null,null,null,null,null,null,null,null,null,null,null,null,null,null,null,null,null,null,null,null,null,null,null,null,null,null,null,null,null,null,null,null,null,null,null,null,null,null,null,null,null,null,null,null,null,null,null,null,null,null,null,null,"/ Hour "]
[null,null,null,null,null,null,null,null,null,null,null,null,null,null,null,null,null,null,null,null,null,null,null,null,null,null,null,null,null,null,null,null,null,null,null,null,null,null,null,null,null,null,null,null,null,null,null,null,null,null,null,null,null,null,null,null,null,null,null,null,null,"/ Hour "]
[null,null,null,null,null,null,null,null,null,null,null,null,null,null,null,null,null,null,null,null,null,null,null,null,null,null,null,null,null,null,null,null,null,null,null,null,null,null,null,null,null,null,null,null,null,null,null,null,null,null,null,null,null,null,null,null,null,null,null,null,null,"/ Hour "]
[null,null,null,null,null,null,null,null,null,null,null,null,null,null,null,null,null,null,null,null,null,null,null,null,null,null,null,null,null,null,null,null,null,null,null,null,null,null,null,null,null,null,null,null,null,null,null,null,null,null,null,null,null,null,null,null,null,null,null,null,null,"/ Hour "]
[null,null,null,null,null,null,null,null,null,null,null,null,null,null,null,null,null,null,null,null,null,null,null,null,null,null,null,null,null,null,null,null,null,null,null,null,null,null,null,null,null,null,null,null,null,null,null,null,null,null,null,null,null,null,null,null,null,null,null,null,null,"/ Hour "]
[null,null,null,null,null,null,null,null,null,null,null,null,null,null,null,null,null,null,null,null,null,null,null,null,null,null,null,null,null,null,null,null,null,null,null,null,null,null,null,null,null,null,null,null,null,null,null,null,null,null,null,null,null,null,null,null,null,null,null,null,null,"/ Hour "]
[null,null,null,null,null,null,null,null,null,null,null,null,null,null,null,null,null,null,null,null,null,null,null,null,null,null,null,null,null,null,null,null,null,null,null,null,null,null,null,null,null,null,null,null,null,null,null,null,null,null,null,null,null,null,null,null,null,null,null,null,null,"/ Hour "]
[null,null,null,null,null,null,null,null,null,null,null,null,null,null,null,null,null,null,null,null,null,null,null,null,null,null,null,null,null,null,null,null,null,null,null,null,null,null,null,null,null,null,null,null,null,null,null,null,null,null,null,null,null,null,null,null,null,null,null,null,null,"/ Hour "]
[null,null,null,null,null,null,null,null,null,null,null,null,null,null,null,null,null,null,null,null,null,null,null,null,null,null,null,null,null,null,null,null,null,null,null,null,null,null,null,null,null,null,null,null,null,null,null,null,null,null,null,null,null,null,null,null,null,null,null,null,null,"/ Hour "]
[null,null,null,null,null,null,null,null,null,null,null,null,null,null,null,null,null,null,null,null,null,null,null,null,null,null,null,null,null,null,null,null,null,null,null,null,null,null,null,null,null,null,null,null,null,null,null,null,null,null,null,null,null,null,null,null,null,null,null,null,null,"/ Hour "]
[null,null,null,null,null,null,null,null,null,null,null,null,null,null,null,null,null,null,null,null,null,null,null,null,null,null,null,null,null,null,null,null,null,null,null,null,null,null,null,null,null,null,null,null,null,null,null,null,null,null,null,null,null,null,null,null,null,null,null,null,null,"/ Hour "]
[null,null,null,null,null,null,null,null,null,null,null,null,null,null,null,null,null,null,null,null,null,null,null,null,null,null,null,null,null,null,null,null,null,null,null,null,null,null,null,null,null,null,null,null,null,null,null,null,null,null,null,null,null,null,null,null,null,null,null,null,null,"/ Hour "]
[null,null,null,null,null,null,null,null,null,null,null,null,null,null,null,null,null,null,null,null,null,null,null,null,null,null,null,null,null,null,null,null,null,null,null,null,null,null,null,null,null,null,null,null,null,null,null,null,null,null,null,null,null,null,null,null,null,null,null,null,null,"/ Hour "]
[null,null,null,null,null,null,null,null,null,null,null,null,null,null,null,null,null,null,null,null,null,null,null,null,null,null,null,null,null,null,null,null,null,null,null,null,null,null,null,null,null,null,null,null,null,null,null,null,null,null,null,null,null,null,null,null,null,null,null,null,null,"/ Hour "]
[null,null,null,null,null,null,null,null,null,null,null,null,null,null,null,null,null,null,null,null,null,null,null,null,null,null,null,null,null,null,null,null,null,null,null,null,null,null,null,null,null,null,null,null,null,null,null,null,null,null,null,null,null,null,null,null,null,null,null,null,null,"/ Hour "]
[null,null,null,null,null,null,null,null,null,null,null,null,null,null,null,null,null,null,null,null,null,null,null,null,null,null,null,null,null,null,null,null,null,null,null,null,null,null,null,null,null,null,null,null,null,null,null,null,null,null,null,null,null,null,null,null,null,null,null,null,null,"/ Hour "]
[null,null,null,null,null,null,null,null,null,null,null,null,null,null,null,null,null,null,null,null,null,null,null,null,null,null,null,null,null,null,null,null,null,null,null,null,null,null,null,null,null,null,null,null,null,null,null,null,null,null,null,null,null,null,null,null,null,null,null,null,null,"/ Hour "]
[null,null,null,null,null,null,null,null,null,null,null,null,null,null,null,null,null,null,null,null,null,null,null,null,null,null,null,null,null,null,null,null,null,null,null,null,null,null,null,null,null,null,null,null,null,null,null,null,null,null,null,null,null,null,null,null,null,null,null,null,null,"/ Hour "]
[null,null,null,null,null,null,null,null,null,null,null,null,null,null,null,null,null,null,null,null,null,null,null,null,null,null,null,null,null,null,null,null,null,null,null,null,null,null,null,null,null,null,null,null,null,null,null,null,null,null,null,null,null,null,null,null,null,null,null,null,null,"/ Hour "]
[null,null,null,null,null,null,null,null,null,null,null,null,null,null,null,null,null,null,null,null,null,null,null,null,null,null,null,null,null,null,null,null,null,null,null,null,null,null,null,null,null,null,null,null,null,null,null,null,null,null,null,null,null,null,null,null,null,null,null,null,null,"/ Hour "]
[null,null,null,null,null,null,null,null,null,null,null,null,null,null,null,null,null,null,null,null,null,null,null,null,null,null,null,null,null,null,null,null,null,null,null,null,null,null,null,null,null,null,null,null,null,null,null,null,null,null,null,null,null,null,null,null,null,null,null,null,null,"/ Hour "]
[null,null,null,null,null,null,null,null,null,null,null,null,null,null,null,null,null,null,null,null,null,null,null,null,null,null,null,null,null,null,null,null,null,null,null,null,null,null,null,null,null,null,null,null,null,null,null,null,null,null,null,null,null,null,null,null,null,null,null,null,null,"/ Hour "]
[null,null,null,null,null,null,null,null,null,null,null,null,null,null,null,null,null,null,null,null,null,null,null,null,null,null,null,null,null,null,null,null,null,null,null,null,null,null,null,null,null,null,null,null,null,null,null,null,null,null,null,null,null,null,null,null,null,null,null,null,null,"/ Hour "]
[null,null,null,null,null,null,null,null,null,null,null,null,null,null,null,null,null,null,null,null,null,null,null,null,null,null,null,null,null,null,null,null,null,null,null,null,null,null,null,null,null,null,null,null,null,null,null,null,null,null,null,null,null,null,null,null,null,null,null,null,null,"/ Hour "]
[null,null,null,null,null,null,null,null,null,null,null,null,null,null,null,null,null,null,null,null,null,null,null,null,null,null,null,null,null,null,null,null,null,null,null,null,null,null,null,null,null,null,null,null,null,null,null,null,null,null,null,null,null,null,null,null,null,null,null,null,null,"/ Hour "]
[null,null,null,null,null,null,null,null,null,null,null,null,null,null,null,null,null,null,null,null,null,null,null,null,null,null,null,null,null,null,null,null,null,null,null,null,null,null,null,null,null,null,null,null,null,null,null,null,null,null,null,null,null,null,null,null,null,null,null,null,null,"/ Hour "]
[null,null,null,null,null,null,null,null,null,null,null,null,null,null,null,null,null,null,null,null,null,null,null,null,null,null,null,null,null,null,null,null,null,null,null,null,null,null,null,null,null,null,null,null,null,null,null,null,null,null,null,null,null,null,null,null,null,null,null,null,null,"/ Hour "]
[null,null,null,null,null,null,null,null,null,null,null,null,null,null,null,null,null,null,null,null,null,null,null,null,null,null,null,null,null,null,null,null,null,null,null,null,null,null,null,null,null,null,null,null,null,null,null,null,null,null,null,null,null,null,null,null,null,null,null,null,null,"/ Hour "]
[null,null,null,null,null,null,null,null,null,null,null,null,null,null,null,null,null,null,null,null,null,null,null,null,null,null,null,null,null,null,null,null,null,null,null,null,null,null,null,null,null,null,null,null,null,null,null,null,null,null,null,null,null,null,null,null,null,null,null,null,null,"/ Hour "]
[null,null,null,null,null,null,null,null,null,null,null,null,null,null,null,null,null,null,null,null,null,null,null,null,null,null,null,null,null,null,null,null,null,null,null,null,null,null,null,null,null,null,null,null,null,null,null,null,null,null,null,null,null,null,null,null,null,null,null,null,null,"/ Hour "]
[null,null,null,null,null,null,null,null,null,null,null,null,null,null,null,null,null,null,null,null,null,null,null,null,null,null,null,null,null,null,null,null,null,null,null,null,null,null,null,null,null,null,null,null,null,null,null,null,null,null,null,null,null,null,null,null,null,null,null,null,null,"/ Hour "]
[null,null,null,null,null,null,null,null,null,null,null,null,null,null,null,null,null,null,null,null,null,null,null,null,null,null,null,null,null,null,null,null,null,null,null,null,null,null,null,null,null,null,null,null,null,null,null,null,null,null,null,null,null,null,null,null,null,null,null,null,null,"/ Hour "]
[null,null,null,null,null,null,null,null,null,null,null,null,null,null,null,null,null,null,null,null,null,null,null,null,null,null,null,null,null,null,null,null,null,null,null,null,null,null,null,null,null,null,null,null,null,null,null,null,null,null,null,null,null,null,null,null,null,null,null,null,null,"/ Hour "]
[null,null,null,null,null,null,null,null,null,null,null,null,null,null,null,null,null,null,null,null,null,null,null,null,null,null,null,null,null,null,null,null,null,null,null,null,null,null,null,null,null,null,null,null,null,null,null,null,null,null,null,null,null,null,null,null,null,null,null,null,null,"/ Hour "]
[null,null,null,null,null,null,null,null,null,null,null,null,null,null,null,null,null,null,null,null,null,null,null,null,null,null,null,null,null,null,null,null,null,null,null,null,null,null,null,null,null,null,null,null,null,null,null,null,null,null,null,null,null,null,null,null,null,null,null,null,null,"/ Hour "]
[null,null,null,null,null,null,null,null,null,null,null,null,null,null,null,null,null,null,null,null,null,null,null,null,null,null,null,null,null,null,null,null,null,null,null,null,null,null,null,null,null,null,null,null,null,null,null,null,null,null,null,null,null,null,null,null,null,null,null,null,null,"/ Hour "]
[null,null,null,null,null,null,null,null,null,null,null,null,null,null,null,null,null,null,null,null,null,null,null,null,null,null,null,null,null,null,null,null,null,null,null,null,null,null,null,null,null,null,null,null,null,null,null,null,null,null,null,null,null,null,null,null,null,null,null,null,null,"/ Hour "]
[null,null,null,null,null,null,null,null,null,null,null,null,null,null,null,null,null,null,null,null,null,null,null,null,null,null,null,null,null,null,null,null,null,null,null,null,null,null,null,null,null,null,null,null,null,null,null,null,null,null,null,null,null,null,null,null,null,null,null,null,null,"/ Hour "]
[null,null,null,null,null,null,null,null,null,null,null,null,null,null,null,null,null,null,null,null,null,null,null,null,null,null,null,null,null,null,null,null,null,null,null,null,null,null,null,null,null,null,null,null,null,null,null,null,null,null,null,null,null,null,null,null,null,null,null,null,null,"/ Hour "]
[null,null,null,null,null,null,null,null,null,null,null,null,null,null,null,null,null,null,null,null,null,null,null,null,null,null,null,null,null,null,null,null,null,null,null,null,null,null,null,null,null,null,null,null,null,null,null,null,null,null,null,null,null,null,null,null,null,null,null,null,null,"/ Hour "]
[null,null,null,null,null,null,null,null,null,null,null,null,null,null,null,null,null,null,null,null,null,null,null,null,null,null,null,null,null,null,null,null,null,null,null,null,null,null,null,null,null,null,null,null,null,null,null,null,null,null,null,null,null,null,null,null,null,null,null,null,null,"/ Hour "]
[null,null,null,null,null,null,null,null,null,null,null,null,null,null,null,null,null,null,null,null,null,null,null,null,null,null,null,null,null,null,null,null,null,null,null,null,null,null,null,null,null,null,null,null,null,null,null,null,null,null,null,null,null,null,null,null,null,null,null,null,null,"/ Hour "]
[null,null,null,null,null,null,null,null,null,null,null,null,null,null,null,null,null,null,null,null,null,null,null,null,null,null,null,null,null,null,null,null,null,null,null,null,null,null,null,null,null,null,null,null,null,null,null,null,null,null,null,null,null,null,null,null,null,null,null,null,null,"/ Hour "]
[null,null,null,null,null,null,null,null,null,null,null,null,null,null,null,null,null,null,null,null,null,null,null,null,null,null,null,null,null,null,null,null,null,null,null,null,null,null,null,null,null,null,null,null,null,null,null,null,null,null,null,null,null,null,null,null,null,null,null,null,null,"/ Hour "]
[null,null,null,null,null,null,null,null,null,null,null,null,null,null,null,null,null,null,null,null,null,null,null,null,null,null,null,null,null,null,null,null,null,null,null,null,null,null,null,null,null,null,null,null,null,null,null,null,null,null,null,null,null,null,null,null,null,null,null,null,null,"/ Hour "]
[null,null,null,null,null,null,null,null,null,null,null,null,null,null,null,null,null,null,null,null,null,null,null,null,null,null,null,null,null,null,null,null,null,null,null,null,null,null,null,null,null,null,null,null,null,null,null,null,null,null,null,null,null,null,null,null,null,null,null,null,null,"/ Hour "]
[null,null,null,null,null,null,null,null,null,null,null,null,null,null,null,null,null,null,null,null,null,null,null,null,null,null,null,null,null,null,null,null,null,null,null,null,null,null,null,null,null,null,null,null,null,null,null,null,null,null,null,null,null,null,null,null,null,null,null,null,null,"/ Hour "]
[null,null,null,null,null,null,null,null,null,null,null,null,null,null,null,null,null,null,null,null,null,null,null,null,null,null,null,null,null,null,null,null,null,null,null,null,null,null,null,null,null,null,null,null,null,null,null,null,null,null,null,null,null,null,null,null,null,null,null,null,null,{"$f":"A461&\"/\"&B461&\" Hour \"&C461","v":"/ Hour "}]
[null,null,null,null,null,null,null,null,null,null,null,null,null,null,null,null,null,null,null,null,null,null,null,null,null,null,null,null,null,null,null,null,null,null,null,null,null,null,null,null,null,null,null,null,null,null,null,null,null,null,null,null,null,null,null,null,null,null,null,null,null,"/ Hour "]
[null,null,null,null,null,null,null,null,null,null,null,null,null,null,null,null,null,null,null,null,null,null,null,null,null,null,null,null,null,null,null,null,null,null,null,null,null,null,null,null,null,null,null,null,null,null,null,null,null,null,null,null,null,null,null,null,null,null,null,null,null,"/ Hour "]
[null,null,null,null,null,null,null,null,null,null,null,null,null,null,null,null,null,null,null,null,null,null,null,null,null,null,null,null,null,null,null,null,null,null,null,null,null,null,null,null,null,null,null,null,null,null,null,null,null,null,null,null,null,null,null,null,null,null,null,null,null,"/ Hour "]
[null,null,null,null,null,null,null,null,null,null,null,null,null,null,null,null,null,null,null,null,null,null,null,null,null,null,null,null,null,null,null,null,null,null,null,null,null,null,null,null,null,null,null,null,null,null,null,null,null,null,null,null,null,null,null,null,null,null,null,null,null,"/ Hour "]
[null,null,null,null,null,null,null,null,null,null,null,null,null,null,null,null,null,null,null,null,null,null,null,null,null,null,null,null,null,null,null,null,null,null,null,null,null,null,null,null,null,null,null,null,null,null,null,null,null,null,null,null,null,null,null,null,null,null,null,null,null,"/ Hour "]
[null,null,null,null,null,null,null,null,null,null,null,null,null,null,null,null,null,null,null,null,null,null,null,null,null,null,null,null,null,null,null,null,null,null,null,null,null,null,null,null,null,null,null,null,null,null,null,null,null,null,null,null,null,null,null,null,null,null,null,null,null,"/ Hour "]
[null,null,null,null,null,null,null,null,null,null,null,null,null,null,null,null,null,null,null,null,null,null,null,null,null,null,null,null,null,null,null,null,null,null,null,null,null,null,null,null,null,null,null,null,null,null,null,null,null,null,null,null,null,null,null,null,null,null,null,null,null,"/ Hour "]
[null,null,null,null,null,null,null,null,null,null,null,null,null,null,null,null,null,null,null,null,null,null,null,null,null,null,null,null,null,null,null,null,null,null,null,null,null,null,null,null,null,null,null,null,null,null,null,null,null,null,null,null,null,null,null,null,null,null,null,null,null,"/ Hour "]
[null,null,null,null,null,null,null,null,null,null,null,null,null,null,null,null,null,null,null,null,null,null,null,null,null,null,null,null,null,null,null,null,null,null,null,null,null,null,null,null,null,null,null,null,null,null,null,null,null,null,null,null,null,null,null,null,null,null,null,null,null,"/ Hour "]
[null,null,null,null,null,null,null,null,null,null,null,null,null,null,null,null,null,null,null,null,null,null,null,null,null,null,null,null,null,null,null,null,null,null,null,null,null,null,null,null,null,null,null,null,null,null,null,null,null,null,null,null,null,null,null,null,null,null,null,null,null,"/ Hour "]
[null,null,null,null,null,null,null,null,null,null,null,null,null,null,null,null,null,null,null,null,null,null,null,null,null,null,null,null,null,null,null,null,null,null,null,null,null,null,null,null,null,null,null,null,null,null,null,null,null,null,null,null,null,null,null,null,null,null,null,null,null,"/ Hour "]
[null,null,null,null,null,null,null,null,null,null,null,null,null,null,null,null,null,null,null,null,null,null,null,null,null,null,null,null,null,null,null,null,null,null,null,null,null,null,null,null,null,null,null,null,null,null,null,null,null,null,null,null,null,null,null,null,null,null,null,null,null,"/ Hour "]
[null,null,null,null,null,null,null,null,null,null,null,null,null,null,null,null,null,null,null,null,null,null,null,null,null,null,null,null,null,null,null,null,null,null,null,null,null,null,null,null,null,null,null,null,null,null,null,null,null,null,null,null,null,null,null,null,null,null,null,null,null,"/ Hour "]
[null,null,null,null,null,null,null,null,null,null,null,null,null,null,null,null,null,null,null,null,null,null,null,null,null,null,null,null,null,null,null,null,null,null,null,null,null,null,null,null,null,null,null,null,null,null,null,null,null,null,null,null,null,null,null,null,null,null,null,null,null,"/ Hour "]
[null,null,null,null,null,null,null,null,null,null,null,null,null,null,null,null,null,null,null,null,null,null,null,null,null,null,null,null,null,null,null,null,null,null,null,null,null,null,null,null,null,null,null,null,null,null,null,null,null,null,null,null,null,null,null,null,null,null,null,null,null,"/ Hour "]
[null,null,null,null,null,null,null,null,null,null,null,null,null,null,null,null,null,null,null,null,null,null,null,null,null,null,null,null,null,null,null,null,null,null,null,null,null,null,null,null,null,null,null,null,null,null,null,null,null,null,null,null,null,null,null,null,null,null,null,null,null,"/ Hour "]
[null,null,null,null,null,null,null,null,null,null,null,null,null,null,null,null,null,null,null,null,null,null,null,null,null,null,null,null,null,null,null,null,null,null,null,null,null,null,null,null,null,null,null,null,null,null,null,null,null,null,null,null,null,null,null,null,null,null,null,null,null,"/ Hour "]
[null,null,null,null,null,null,null,null,null,null,null,null,null,null,null,null,null,null,null,null,null,null,null,null,null,null,null,null,null,null,null,null,null,null,null,null,null,null,null,null,null,null,null,null,null,null,null,null,null,null,null,null,null,null,null,null,null,null,null,null,null,"/ Hour "]
[null,null,null,null,null,null,null,null,null,null,null,null,null,null,null,null,null,null,null,null,null,null,null,null,null,null,null,null,null,null,null,null,null,null,null,null,null,null,null,null,null,null,null,null,null,null,null,null,null,null,null,null,null,null,null,null,null,null,null,null,null,"/ Hour "]
[null,null,null,null,null,null,null,null,null,null,null,null,null,null,null,null,null,null,null,null,null,null,null,null,null,null,null,null,null,null,null,null,null,null,null,null,null,null,null,null,null,null,null,null,null,null,null,null,null,null,null,null,null,null,null,null,null,null,null,null,null,"/ Hour "]
[null,null,null,null,null,null,null,null,null,null,null,null,null,null,null,null,null,null,null,null,null,null,null,null,null,null,null,null,null,null,null,null,null,null,null,null,null,null,null,null,null,null,null,null,null,null,null,null,null,null,null,null,null,null,null,null,null,null,null,null,null,"/ Hour "]
[null,null,null,null,null,null,null,null,null,null,null,null,null,null,null,null,null,null,null,null,null,null,null,null,null,null,null,null,null,null,null,null,null,null,null,null,null,null,null,null,null,null,null,null,null,null,null,null,null,null,null,null,null,null,null,null,null,null,null,null,null,"/ Hour "]
[null,null,null,null,null,null,null,null,null,null,null,null,null,null,null,null,null,null,null,null,null,null,null,null,null,null,null,null,null,null,null,null,null,null,null,null,null,null,null,null,null,null,null,null,null,null,null,null,null,null,null,null,null,null,null,null,null,null,null,null,null,"/ Hour "]
[null,null,null,null,null,null,null,null,null,null,null,null,null,null,null,null,null,null,null,null,null,null,null,null,null,null,null,null,null,null,null,null,null,null,null,null,null,null,null,null,null,null,null,null,null,null,null,null,null,null,null,null,null,null,null,null,null,null,null,null,null,"/ Hour "]
[null,null,null,null,null,null,null,null,null,null,null,null,null,null,null,null,null,null,null,null,null,null,null,null,null,null,null,null,null,null,null,null,null,null,null,null,null,null,null,null,null,null,null,null,null,null,null,null,null,null,null,null,null,null,null,null,null,null,null,null,null,"/ Hour "]
[null,null,null,null,null,null,null,null,null,null,null,null,null,null,null,null,null,null,null,null,null,null,null,null,null,null,null,null,null,null,null,null,null,null,null,null,null,null,null,null,null,null,null,null,null,null,null,null,null,null,null,null,null,null,null,null,null,null,null,null,null,"/ Hour "]
[null,null,null,null,null,null,null,null,null,null,null,null,null,null,null,null,null,null,null,null,null,null,null,null,null,null,null,null,null,null,null,null,null,null,null,null,null,null,null,null,null,null,null,null,null,null,null,null,null,null,null,null,null,null,null,null,null,null,null,null,null,"/ Hour "]
[null,null,null,null,null,null,null,null,null,null,null,null,null,null,null,null,null,null,null,null,null,null,null,null,null,null,null,null,null,null,null,null,null,null,null,null,null,null,null,null,null,null,null,null,null,null,null,null,null,null,null,null,null,null,null,null,null,null,null,null,null,"/ Hour "]
[null,null,null,null,null,null,null,null,null,null,null,null,null,null,null,null,null,null,null,null,null,null,null,null,null,null,null,null,null,null,null,null,null,null,null,null,null,null,null,null,null,null,null,null,null,null,null,null,null,null,null,null,null,null,null,null,null,null,null,null,null,"/ Hour "]
[null,null,null,null,null,null,null,null,null,null,null,null,null,null,null,null,null,null,null,null,null,null,null,null,null,null,null,null,null,null,null,null,null,null,null,null,null,null,null,null,null,null,null,null,null,null,null,null,null,null,null,null,null,null,null,null,null,null,null,null,null,"/ Hour "]
[null,null,null,null,null,null,null,null,null,null,null,null,null,null,null,null,null,null,null,null,null,null,null,null,null,null,null,null,null,null,null,null,null,null,null,null,null,null,null,null,null,null,null,null,null,null,null,null,null,null,null,null,null,null,null,null,null,null,null,null,null,"/ Hour "]
[null,null,null,null,null,null,null,null,null,null,null,null,null,null,null,null,null,null,null,null,null,null,null,null,null,null,null,null,null,null,null,null,null,null,null,null,null,null,null,null,null,null,null,null,null,null,null,null,null,null,null,null,null,null,null,null,null,null,null,null,null,"/ Hour "]
[null,null,null,null,null,null,null,null,null,null,null,null,null,null,null,null,null,null,null,null,null,null,null,null,null,null,null,null,null,null,null,null,null,null,null,null,null,null,null,null,null,null,null,null,null,null,null,null,null,null,null,null,null,null,null,null,null,null,null,null,null,"/ Hour "]
[null,null,null,null,null,null,null,null,null,null,null,null,null,null,null,null,null,null,null,null,null,null,null,null,null,null,null,null,null,null,null,null,null,null,null,null,null,null,null,null,null,null,null,null,null,null,null,null,null,null,null,null,null,null,null,null,null,null,null,null,null,"/ Hour "]
[null,null,null,null,null,null,null,null,null,null,null,null,null,null,null,null,null,null,null,null,null,null,null,null,null,null,null,null,null,null,null,null,null,null,null,null,null,null,null,null,null,null,null,null,null,null,null,null,null,null,null,null,null,null,null,null,null,null,null,null,null,"/ Hour "]
[null,null,null,null,null,null,null,null,null,null,null,null,null,null,null,null,null,null,null,null,null,null,null,null,null,null,null,null,null,null,null,null,null,null,null,null,null,null,null,null,null,null,null,null,null,null,null,null,null,null,null,null,null,null,null,null,null,null,null,null,null,"/ Hour "]
[null,null,null,null,null,null,null,null,null,null,null,null,null,null,null,null,null,null,null,null,null,null,null,null,null,null,null,null,null,null,null,null,null,null,null,null,null,null,null,null,null,null,null,null,null,null,null,null,null,null,null,null,null,null,null,null,null,null,null,null,null,"/ Hour "]
[null,null,null,null,null,null,null,null,null,null,null,null,null,null,null,null,null,null,null,null,null,null,null,null,null,null,null,null,null,null,null,null,null,null,null,null,null,null,null,null,null,null,null,null,null,null,null,null,null,null,null,null,null,null,null,null,null,null,null,null,null,"/ Hour "]
[null,null,null,null,null,null,null,null,null,null,null,null,null,null,null,null,null,null,null,null,null,null,null,null,null,null,null,null,null,null,null,null,null,null,null,null,null,null,null,null,null,null,null,null,null,null,null,null,null,null,null,null,null,null,null,null,null,null,null,null,null,"/ Hour "]
[null,null,null,null,null,null,null,null,null,null,null,null,null,null,null,null,null,null,null,null,null,null,null,null,null,null,null,null,null,null,null,null,null,null,null,null,null,null,null,null,null,null,null,null,null,null,null,null,null,null,null,null,null,null,null,null,null,null,null,null,null,"/ Hour "]
[null,null,null,null,null,null,null,null,null,null,null,null,null,null,null,null,null,null,null,null,null,null,null,null,null,null,null,null,null,null,null,null,null,null,null,null,null,null,null,null,null,null,null,null,null,null,null,null,null,null,null,null,null,null,null,null,null,null,null,null,null,"/ Hour "]
[null,null,null,null,null,null,null,null,null,null,null,null,null,null,null,null,null,null,null,null,null,null,null,null,null,null,null,null,null,null,null,null,null,null,null,null,null,null,null,null,null,null,null,null,null,null,null,null,null,null,null,null,null,null,null,null,null,null,null,null,null,"/ Hour "]
[null,null,null,null,null,null,null,null,null,null,null,null,null,null,null,null,null,null,null,null,null,null,null,null,null,null,null,null,null,null,null,null,null,null,null,null,null,null,null,null,null,null,null,null,null,null,null,null,null,null,null,null,null,null,null,null,null,null,null,null,null,"/ Hour "]
[null,null,null,null,null,null,null,null,null,null,null,null,null,null,null,null,null,null,null,null,null,null,null,null,null,null,null,null,null,null,null,null,null,null,null,null,null,null,null,null,null,null,null,null,null,null,null,null,null,null,null,null,null,null,null,null,null,null,null,null,null,"/ Hour "]
[null,null,null,null,null,null,null,null,null,null,null,null,null,null,null,null,null,null,null,null,null,null,null,null,null,null,null,null,null,null,null,null,null,null,null,null,null,null,null,null,null,null,null,null,null,null,null,null,null,null,null,null,null,null,null,null,null,null,null,null,null,"/ Hour "]
[null,null,null,null,null,null,null,null,null,null,null,null,null,null,null,null,null,null,null,null,null,null,null,null,null,null,null,null,null,null,null,null,null,null,null,null,null,null,null,null,null,null,null,null,null,null,null,null,null,null,null,null,null,null,null,null,null,null,null,null,null,"/ Hour "]
[null,null,null,null,null,null,null,null,null,null,null,null,null,null,null,null,null,null,null,null,null,null,null,null,null,null,null,null,null,null,null,null,null,null,null,null,null,null,null,null,null,null,null,null,null,null,null,null,null,null,null,null,null,null,null,null,null,null,null,null,null,"/ Hour "]
[null,null,null,null,null,null,null,null,null,null,null,null,null,null,null,null,null,null,null,null,null,null,null,null,null,null,null,null,null,null,null,null,null,null,null,null,null,null,null,null,null,null,null,null,null,null,null,null,null,null,null,null,null,null,null,null,null,null,null,null,null,"/ Hour "]
[null,null,null,null,null,null,null,null,null,null,null,null,null,null,null,null,null,null,null,null,null,null,null,null,null,null,null,null,null,null,null,null,null,null,null,null,null,null,null,null,null,null,null,null,null,null,null,null,null,null,null,null,null,null,null,null,null,null,null,null,null,"/ Hour "]
[null,null,null,null,null,null,null,null,null,null,null,null,null,null,null,null,null,null,null,null,null,null,null,null,null,null,null,null,null,null,null,null,null,null,null,null,null,null,null,null,null,null,null,null,null,null,null,null,null,null,null,null,null,null,null,null,null,null,null,null,null,"/ Hour "]
[null,null,null,null,null,null,null,null,null,null,null,null,null,null,null,null,null,null,null,null,null,null,null,null,null,null,null,null,null,null,null,null,null,null,null,null,null,null,null,null,null,null,null,null,null,null,null,null,null,null,null,null,null,null,null,null,null,null,null,null,null,"/ Hour "]
[null,null,null,null,null,null,null,null,null,null,null,null,null,null,null,null,null,null,null,null,null,null,null,null,null,null,null,null,null,null,null,null,null,null,null,null,null,null,null,null,null,null,null,null,null,null,null,null,null,null,null,null,null,null,null,null,null,null,null,null,null,"/ Hour "]
[null,null,null,null,null,null,null,null,null,null,null,null,null,null,null,null,null,null,null,null,null,null,null,null,null,null,null,null,null,null,null,null,null,null,null,null,null,null,null,null,null,null,null,null,null,null,null,null,null,null,null,null,null,null,null,null,null,null,null,null,null,"/ Hour "]
[null,null,null,null,null,null,null,null,null,null,null,null,null,null,null,null,null,null,null,null,null,null,null,null,null,null,null,null,null,null,null,null,null,null,null,null,null,null,null,null,null,null,null,null,null,null,null,null,null,null,null,null,null,null,null,null,null,null,null,null,null,"/ Hour "]
[null,null,null,null,null,null,null,null,null,null,null,null,null,null,null,null,null,null,null,null,null,null,null,null,null,null,null,null,null,null,null,null,null,null,null,null,null,null,null,null,null,null,null,null,null,null,null,null,null,null,null,null,null,null,null,null,null,null,null,null,null,"/ Hour "]
[null,null,null,null,null,null,null,null,null,null,null,null,null,null,null,null,null,null,null,null,null,null,null,null,null,null,null,null,null,null,null,null,null,null,null,null,null,null,null,null,null,null,null,null,null,null,null,null,null,null,null,null,null,null,null,null,null,null,null,null,null,"/ Hour "]
[null,null,null,null,null,null,null,null,null,null,null,null,null,null,null,null,null,null,null,null,null,null,null,null,null,null,null,null,null,null,null,null,null,null,null,null,null,null,null,null,null,null,null,null,null,null,null,null,null,null,null,null,null,null,null,null,null,null,null,null,null,"/ Hour "]
[null,null,null,null,null,null,null,null,null,null,null,null,null,null,null,null,null,null,null,null,null,null,null,null,null,null,null,null,null,null,null,null,null,null,null,null,null,null,null,null,null,null,null,null,null,null,null,null,null,null,null,null,null,null,null,null,null,null,null,null,null,"/ Hour "]
[null,null,null,null,null,null,null,null,null,null,null,null,null,null,null,null,null,null,null,null,null,null,null,null,null,null,null,null,null,null,null,null,null,null,null,null,null,null,null,null,null,null,null,null,null,null,null,null,null,null,null,null,null,null,null,null,null,null,null,null,null,"/ Hour "]
[null,null,null,null,null,null,null,null,null,null,null,null,null,null,null,null,null,null,null,null,null,null,null,null,null,null,null,null,null,null,null,null,null,null,null,null,null,null,null,null,null,null,null,null,null,null,null,null,null,null,null,null,null,null,null,null,null,null,null,null,null,"/ Hour "]
[null,null,null,null,null,null,null,null,null,null,null,null,null,null,null,null,null,null,null,null,null,null,null,null,null,null,null,null,null,null,null,null,null,null,null,null,null,null,null,null,null,null,null,null,null,null,null,null,null,null,null,null,null,null,null,null,null,null,null,null,null,"/ Hour "]
[null,null,null,null,null,null,null,null,null,null,null,null,null,null,null,null,null,null,null,null,null,null,null,null,null,null,null,null,null,null,null,null,null,null,null,null,null,null,null,null,null,null,null,null,null,null,null,null,null,null,null,null,null,null,null,null,null,null,null,null,null,"/ Hour "]
[null,null,null,null,null,null,null,null,null,null,null,null,null,null,null,null,null,null,null,null,null,null,null,null,null,null,null,null,null,null,null,null,null,null,null,null,null,null,null,null,null,null,null,null,null,null,null,null,null,null,null,null,null,null,null,null,null,null,null,null,null,"/ Hour "]
[null,null,null,null,null,null,null,null,null,null,null,null,null,null,null,null,null,null,null,null,null,null,null,null,null,null,null,null,null,null,null,null,null,null,null,null,null,null,null,null,null,null,null,null,null,null,null,null,null,null,null,null,null,null,null,null,null,null,null,null,null,"/ Hour "]
[null,null,null,null,null,null,null,null,null,null,null,null,null,null,null,null,null,null,null,null,null,null,null,null,null,null,null,null,null,null,null,null,null,null,null,null,null,null,null,null,null,null,null,null,null,null,null,null,null,null,null,null,null,null,null,null,null,null,null,null,null,"/ Hour "]
[null,null,null,null,null,null,null,null,null,null,null,null,null,null,null,null,null,null,null,null,null,null,null,null,null,null,null,null,null,null,null,null,null,null,null,null,null,null,null,null,null,null,null,null,null,null,null,null,null,null,null,null,null,null,null,null,null,null,null,null,null,"/ Hour "]
[null,null,null,null,null,null,null,null,null,null,null,null,null,null,null,null,null,null,null,null,null,null,null,null,null,null,null,null,null,null,null,null,null,null,null,null,null,null,null,null,null,null,null,null,null,null,null,null,null,null,null,null,null,null,null,null,null,null,null,null,null,"/ Hour "]
[null,null,null,null,null,null,null,null,null,null,null,null,null,null,null,null,null,null,null,null,null,null,null,null,null,null,null,null,null,null,null,null,null,null,null,null,null,null,null,null,null,null,null,null,null,null,null,null,null,null,null,null,null,null,null,null,null,null,null,null,null,"/ Hour "]
[null,null,null,null,null,null,null,null,null,null,null,null,null,null,null,null,null,null,null,null,null,null,null,null,null,null,null,null,null,null,null,null,null,null,null,null,null,null,null,null,null,null,null,null,null,null,null,null,null,null,null,null,null,null,null,null,null,null,null,null,null,"/ Hour "]
[null,null,null,null,null,null,null,null,null,null,null,null,null,null,null,null,null,null,null,null,null,null,null,null,null,null,null,null,null,null,null,null,null,null,null,null,null,null,null,null,null,null,null,null,null,null,null,null,null,null,null,null,null,null,null,null,null,null,null,null,null,"/ Hour "]
[null,null,null,null,null,null,null,null,null,null,null,null,null,null,null,null,null,null,null,null,null,null,null,null,null,null,null,null,null,null,null,null,null,null,null,null,null,null,null,null,null,null,null,null,null,null,null,null,null,null,null,null,null,null,null,null,null,null,null,null,null,"/ Hour "]
[null,null,null,null,null,null,null,null,null,null,null,null,null,null,null,null,null,null,null,null,null,null,null,null,null,null,null,null,null,null,null,null,null,null,null,null,null,null,null,null,null,null,null,null,null,null,null,null,null,null,null,null,null,null,null,null,null,null,null,null,null,"/ Hour "]
[null,null,null,null,null,null,null,null,null,null,null,null,null,null,null,null,null,null,null,null,null,null,null,null,null,null,null,null,null,null,null,null,null,null,null,null,null,null,null,null,null,null,null,null,null,null,null,null,null,null,null,null,null,null,null,null,null,null,null,null,null,"/ Hour "]
[null,null,null,null,null,null,null,null,null,null,null,null,null,null,null,null,null,null,null,null,null,null,null,null,null,null,null,null,null,null,null,null,null,null,null,null,null,null,null,null,null,null,null,null,null,null,null,null,null,null,null,null,null,null,null,null,null,null,null,null,null,"/ Hour "]
[null,null,null,null,null,null,null,null,null,null,null,null,null,null,null,null,null,null,null,null,null,null,null,null,null,null,null,null,null,null,null,null,null,null,null,null,null,null,null,null,null,null,null,null,null,null,null,null,null,null,null,null,null,null,null,null,null,null,null,null,null,"/ Hour "]
[null,null,null,null,null,null,null,null,null,null,null,null,null,null,null,null,null,null,null,null,null,null,null,null,null,null,null,null,null,null,null,null,null,null,null,null,null,null,null,null,null,null,null,null,null,null,null,null,null,null,null,null,null,null,null,null,null,null,null,null,null,"/ Hour "]
[null,null,null,null,null,null,null,null,null,null,null,null,null,null,null,null,null,null,null,null,null,null,null,null,null,null,null,null,null,null,null,null,null,null,null,null,null,null,null,null,null,null,null,null,null,null,null,null,null,null,null,null,null,null,null,null,null,null,null,null,null,"/ Hour "]
[null,null,null,null,null,null,null,null,null,null,null,null,null,null,null,null,null,null,null,null,null,null,null,null,null,null,null,null,null,null,null,null,null,null,null,null,null,null,null,null,null,null,null,null,null,null,null,null,null,null,null,null,null,null,null,null,null,null,null,null,null,"/ Hour "]
[null,null,null,null,null,null,null,null,null,null,null,null,null,null,null,null,null,null,null,null,null,null,null,null,null,null,null,null,null,null,null,null,null,null,null,null,null,null,null,null,null,null,null,null,null,null,null,null,null,null,null,null,null,null,null,null,null,null,null,null,null,{"$f":"A1165&\"/\"&B1165&\" Hour \"&C1165","v":"/ Hour "}]
[null,null,null,null,null,null,null,null,null,null,null,null,null,null,null,null,null,null,null,null,null,null,null,null,null,null,null,null,null,null,null,null,null,null,null,null,null,null,null,null,null,null,null,null,null,null,null,null,null,null,null,null,null,null,null,null,null,null,null,null,null,"/ Hour "]
[null,null,null,null,null,null,null,null,null,null,null,null,null,null,null,null,null,null,null,null,null,null,null,null,null,null,null,null,null,null,null,null,null,null,null,null,null,null,null,null,null,null,null,null,null,null,null,null,null,null,null,null,null,null,null,null,null,null,null,null,null,"/ Hour "]
[null,null,null,null,null,null,null,null,null,null,null,null,null,null,null,null,null,null,null,null,null,null,null,null,null,null,null,null,null,null,null,null,null,null,null,null,null,null,null,null,null,null,null,null,null,null,null,null,null,null,null,null,null,null,null,null,null,null,null,null,null,"/ Hour "]
[null,null,null,null,null,null,null,null,null,null,null,null,null,null,null,null,null,null,null,null,null,null,null,null,null,null,null,null,null,null,null,null,null,null,null,null,null,null,null,null,null,null,null,null,null,null,null,null,null,null,null,null,null,null,null,null,null,null,null,null,null,"/ Hour "]
[null,null,null,null,null,null,null,null,null,null,null,null,null,null,null,null,null,null,null,null,null,null,null,null,null,null,null,null,null,null,null,null,null,null,null,null,null,null,null,null,null,null,null,null,null,null,null,null,null,null,null,null,null,null,null,null,null,null,null,null,null,"/ Hour "]
[null,null,null,null,null,null,null,null,null,null,null,null,null,null,null,null,null,null,null,null,null,null,null,null,null,null,null,null,null,null,null,null,null,null,null,null,null,null,null,null,null,null,null,null,null,null,null,null,null,null,null,null,null,null,null,null,null,null,null,null,null,"/ Hour "]
[null,null,null,null,null,null,null,null,null,null,null,null,null,null,null,null,null,null,null,null,null,null,null,null,null,null,null,null,null,null,null,null,null,null,null,null,null,null,null,null,null,null,null,null,null,null,null,null,null,null,null,null,null,null,null,null,null,null,null,null,null,"/ Hour "]
[null,null,null,null,null,null,null,null,null,null,null,null,null,null,null,null,null,null,null,null,null,null,null,null,null,null,null,null,null,null,null,null,null,null,null,null,null,null,null,null,null,null,null,null,null,null,null,null,null,null,null,null,null,null,null,null,null,null,null,null,null,"/ Hour "]
[null,null,null,null,null,null,null,null,null,null,null,null,null,null,null,null,null,null,null,null,null,null,null,null,null,null,null,null,null,null,null,null,null,null,null,null,null,null,null,null,null,null,null,null,null,null,null,null,null,null,null,null,null,null,null,null,null,null,null,null,null,"/ Hour "]
[null,null,null,null,null,null,null,null,null,null,null,null,null,null,null,null,null,null,null,null,null,null,null,null,null,null,null,null,null,null,null,null,null,null,null,null,null,null,null,null,null,null,null,null,null,null,null,null,null,null,null,null,null,null,null,null,null,null,null,null,null,"/ Hour "]
[null,null,null,null,null,null,null,null,null,null,null,null,null,null,null,null,null,null,null,null,null,null,null,null,null,null,null,null,null,null,null,null,null,null,null,null,null,null,null,null,null,null,null,null,null,null,null,null,null,null,null,null,null,null,null,null,null,null,null,null,null,{"$f":"A1357&\"/\"&B1357&\" Hour \"&C1357","v":"/ Hour "}]
[null,null,null,null,null,null,null,null,null,null,null,null,null,null,null,null,null,null,null,null,null,null,null,null,null,null,null,null,null,null,null,null,null,null,null,null,null,null,null,null,null,null,null,null,null,null,null,null,null,null,null,null,null,null,null,null,null,null,null,null,null,"/ Hour "]
[null,null,null,null,null,null,null,null,null,null,null,null,null,null,null,null,null,null,null,null,null,null,null,null,null,null,null,null,null,null,null,null,null,null,null,null,null,null,null,null,null,null,null,null,null,null,null,null,null,null,null,null,null,null,null,null,null,null,null,null,null,"/ Hour "]
[null,null,null,null,null,null,null,null,null,null,null,null,null,null,null,null,null,null,null,null,null,null,null,null,null,null,null,null,null,null,null,null,null,null,null,null,null,null,null,null,null,null,null,null,null,null,null,null,null,null,null,null,null,null,null,null,null,null,null,null,null,"/ Hour "]
[null,null,null,null,null,null,null,null,null,null,null,null,null,null,null,null,null,null,null,null,null,null,null,null,null,null,null,null,null,null,null,null,null,null,null,null,null,null,null,null,null,null,null,null,null,null,null,null,null,null,null,null,null,null,null,null,null,null,null,null,null,"/ Hour "]
[null,null,null,null,null,null,null,null,null,null,null,null,null,null,null,null,null,null,null,null,null,null,null,null,null,null,null,null,null,null,null,null,null,null,null,null,null,null,null,null,null,null,null,null,null,null,null,null,null,null,null,null,null,null,null,null,null,null,null,null,null,"/ Hour "]
[null,null,null,null,null,null,null,null,null,null,null,null,null,null,null,null,null,null,null,null,null,null,null,null,null,null,null,null,null,null,null,null,null,null,null,null,null,null,null,null,null,null,null,null,null,null,null,null,null,null,null,null,null,null,null,null,null,null,null,null,null,"/ Hour "]
[null,null,null,null,null,null,null,null,null,null,null,null,null,null,null,null,null,null,null,null,null,null,null,null,null,null,null,null,null,null,null,null,null,null,null,null,null,null,null,null,null,null,null,null,null,null,null,null,null,null,null,null,null,null,null,null,null,null,null,null,null,"/ Hour "]
[null,null,null,null,null,null,null,null,null,null,null,null,null,null,null,null,null,null,null,null,null,null,null,null,null,null,null,null,null,null,null,null,null,null,null,null,null,null,null,null,null,null,null,null,null,null,null,null,null,null,null,null,null,null,null,null,null,null,null,null,null,"/ Hour "]
[null,null,null,null,null,null,null,null,null,null,null,null,null,null,null,null,null,null,null,null,null,null,null,null,null,null,null,null,null,null,null,null,null,null,null,null,null,null,null,null,null,null,null,null,null,null,null,null,null,null,null,null,null,null,null,null,null,null,null,null,null,"/ Hour "]
[null,null,null,null,null,null,null,null,null,null,null,null,null,null,null,null,null,null,null,null,null,null,null,null,null,null,null,null,null,null,null,null,null,null,null,null,null,null,null,null,null,null,null,null,null,null,null,null,null,null,null,null,null,null,null,null,null,null,null,null,null,"/ Hour "]
[null,null,null,null,null,null,null,null,null,null,null,null,null,null,null,null,null,null,null,null,null,null,null,null,null,null,null,null,null,null,null,null,null,null,null,null,null,null,null,null,null,null,null,null,null,null,null,null,null,null,null,null,null,null,null,null,null,null,null,null,null,"/ Hour "]
[null,null,null,null,null,null,null,null,null,null,null,null,null,null,null,null,null,null,null,null,null,null,null,null,null,null,null,null,null,null,null,null,null,null,null,null,null,null,null,null,null,null,null,null,null,null,null,null,null,null,null,null,null,null,null,null,null,null,null,null,null,"/ Hour "]
[null,null,null,null,null,null,null,null,null,null,null,null,null,null,null,null,null,null,null,null,null,null,null,null,null,null,null,null,null,null,null,null,null,null,null,null,null,null,null,null,null,null,null,null,null,null,null,null,null,null,null,null,null,null,null,null,null,null,null,null,null,"/ Hour "]
[null,null,null,null,null,null,null,null,null,null,null,null,null,null,null,null,null,null,null,null,null,null,null,null,null,null,null,null,null,null,null,null,null,null,null,null,null,null,null,null,null,null,null,null,null,null,null,null,null,null,null,null,null,null,null,null,null,null,null,null,null,"/ Hour "]
[null,null,null,null,null,null,null,null,null,null,null,null,null,null,null,null,null,null,null,null,null,null,null,null,null,null,null,null,null,null,null,null,null,null,null,null,null,null,null,null,null,null,null,null,null,null,null,null,null,null,null,null,null,null,null,null,null,null,null,null,null,"/ Hour "]
[null,null,null,null,null,null,null,null,null,null,null,null,null,null,null,null,null,null,null,null,null,null,null,null,null,null,null,null,null,null,null,null,null,null,null,null,null,null,null,null,null,null,null,null,null,null,null,null,null,null,null,null,null,null,null,null,null,null,null,null,null,"/ Hour "]
[null,null,null,null,null,null,null,null,null,null,null,null,null,null,null,null,null,null,null,null,null,null,null,null,null,null,null,null,null,null,null,null,null,null,null,null,null,null,null,null,null,null,null,null,null,null,null,null,null,null,null,null,null,null,null,null,null,null,null,null,null,"/ Hour "]
[null,null,null,null,null,null,null,null,null,null,null,null,null,null,null,null,null,null,null,null,null,null,null,null,null,null,null,null,null,null,null,null,null,null,null,null,null,null,null,null,null,null,null,null,null,null,null,null,null,null,null,null,null,null,null,null,null,null,null,null,null,"/ Hour "]
[null,null,null,null,null,null,null,null,null,null,null,null,null,null,null,null,null,null,null,null,null,null,null,null,null,null,null,null,null,null,null,null,null,null,null,null,null,null,null,null,null,null,null,null,null,null,null,null,null,null,null,null,null,null,null,null,null,null,null,null,null,"/ Hour "]
[null,null,null,null,null,null,null,null,null,null,null,null,null,null,null,null,null,null,null,null,null,null,null,null,null,null,null,null,null,null,null,null,null,null,null,null,null,null,null,null,null,null,null,null,null,null,null,null,null,null,null,null,null,null,null,null,null,null,null,null,null,"/ Hour "]
[null,null,null,null,null,null,null,null,null,null,null,null,null,null,null,null,null,null,null,null,null,null,null,null,null,null,null,null,null,null,null,null,null,null,null,null,null,null,null,null,null,null,null,null,null,null,null,null,null,null,null,null,null,null,null,null,null,null,null,null,null,"/ Hour "]
[null,null,null,null,null,null,null,null,null,null,null,null,null,null,null,null,null,null,null,null,null,null,null,null,null,null,null,null,null,null,null,null,null,null,null,null,null,null,null,null,null,null,null,null,null,null,null,null,null,null,null,null,null,null,null,null,null,null,null,null,null,"/ Hour "]
[null,null,null,null,null,null,null,null,null,null,null,null,null,null,null,null,null,null,null,null,null,null,null,null,null,null,null,null,null,null,null,null,null,null,null,null,null,null,null,null,null,null,null,null,null,null,null,null,null,null,null,null,null,null,null,null,null,null,null,null,null,"/ Hour "]
[null,null,null,null,null,null,null,null,null,null,null,null,null,null,null,null,null,null,null,null,null,null,null,null,null,null,null,null,null,null,null,null,null,null,null,null,null,null,null,null,null,null,null,null,null,null,null,null,null,null,null,null,null,null,null,null,null,null,null,null,null,"/ Hour "]
[null,null,null,null,null,null,null,null,null,null,null,null,null,null,null,null,null,null,null,null,null,null,null,null,null,null,null,null,null,null,null,null,null,null,null,null,null,null,null,null,null,null,null,null,null,null,null,null,null,null,null,null,null,null,null,null,null,null,null,null,null,"/ Hour "]
[null,null,null,null,null,null,null,null,null,null,null,null,null,null,null,null,null,null,null,null,null,null,null,null,null,null,null,null,null,null,null,null,null,null,null,null,null,null,null,null,null,null,null,null,null,null,null,null,null,null,null,null,null,null,null,null,null,null,null,null,null,"/ Hour "]
[null,null,null,null,null,null,null,null,null,null,null,null,null,null,null,null,null,null,null,null,null,null,null,null,null,null,null,null,null,null,null,null,null,null,null,null,null,null,null,null,null,null,null,null,null,null,null,null,null,null,null,null,null,null,null,null,null,null,null,null,null,"/ Hour "]
[null,null,null,null,null,null,null,null,null,null,null,null,null,null,null,null,null,null,null,null,null,null,null,null,null,null,null,null,null,null,null,null,null,null,null,null,null,null,null,null,null,null,null,null,null,null,null,null,null,null,null,null,null,null,null,null,null,null,null,null,null,"/ Hour "]
[null,null,null,null,null,null,null,null,null,null,null,null,null,null,null,null,null,null,null,null,null,null,null,null,null,null,null,null,null,null,null,null,null,null,null,null,null,null,null,null,null,null,null,null,null,null,null,null,null,null,null,null,null,null,null,null,null,null,null,null,null,"/ Hour "]
[null,null,null,null,null,null,null,null,null,null,null,null,null,null,null,null,null,null,null,null,null,null,null,null,null,null,null,null,null,null,null,null,null,null,null,null,null,null,null,null,null,null,null,null,null,null,null,null,null,null,null,null,null,null,null,null,null,null,null,null,null,"/ Hour "]
[null,null,null,null,null,null,null,null,null,null,null,null,null,null,null,null,null,null,null,null,null,null,null,null,null,null,null,null,null,null,null,null,null,null,null,null,null,null,null,null,null,null,null,null,null,null,null,null,null,null,null,null,null,null,null,null,null,null,null,null,null,"/ Hour "]
[null,null,null,null,null,null,null,null,null,null,null,null,null,null,null,null,null,null,null,null,null,null,null,null,null,null,null,null,null,null,null,null,null,null,null,null,null,null,null,null,null,null,null,null,null,null,null,null,null,null,null,null,null,null,null,null,null,null,null,null,null,"/ Hour "]
[null,null,null,null,null,null,null,null,null,null,null,null,null,null,null,null,null,null,null,null,null,null,null,null,null,null,null,null,null,null,null,null,null,null,null,null,null,null,null,null,null,null,null,null,null,null,null,null,null,null,null,null,null,null,null,null,null,null,null,null,null,"/ Hour "]
[null,null,null,null,null,null,null,null,null,null,null,null,null,null,null,null,null,null,null,null,null,null,null,null,null,null,null,null,null,null,null,null,null,null,null,null,null,null,null,null,null,null,null,null,null,null,null,null,null,null,null,null,null,null,null,null,null,null,null,null,null,"/ Hour "]
[null,null,null,null,null,null,null,null,null,null,null,null,null,null,null,null,null,null,null,null,null,null,null,null,null,null,null,null,null,null,null,null,null,null,null,null,null,null,null,null,null,null,null,null,null,null,null,null,null,null,null,null,null,null,null,null,null,null,null,null,null,"/ Hour "]
[null,null,null,null,null,null,null,null,null,null,null,null,null,null,null,null,null,null,null,null,null,null,null,null,null,null,null,null,null,null,null,null,null,null,null,null,null,null,null,null,null,null,null,null,null,null,null,null,null,null,null,null,null,null,null,null,null,null,null,null,null,"/ Hour "]
[null,null,null,null,null,null,null,null,null,null,null,null,null,null,null,null,null,null,null,null,null,null,null,null,null,null,null,null,null,null,null,null,null,null,null,null,null,null,null,null,null,null,null,null,null,null,null,null,null,null,null,null,null,null,null,null,null,null,null,null,null,"/ Hour "]
[null,null,null,null,null,null,null,null,null,null,null,null,null,null,null,null,null,null,null,null,null,null,null,null,null,null,null,null,null,null,null,null,null,null,null,null,null,null,null,null,null,null,null,null,null,null,null,null,null,null,null,null,null,null,null,null,null,null,null,null,null,"/ Hour "]
[null,null,null,null,null,null,null,null,null,null,null,null,null,null,null,null,null,null,null,null,null,null,null,null,null,null,null,null,null,null,null,null,null,null,null,null,null,null,null,null,null,null,null,null,null,null,null,null,null,null,null,null,null,null,null,null,null,null,null,null,null,"/ Hour "]
[null,null,null,null,null,null,null,null,null,null,null,null,null,null,null,null,null,null,null,null,null,null,null,null,null,null,null,null,null,null,null,null,null,null,null,null,null,null,null,null,null,null,null,null,null,null,null,null,null,null,null,null,null,null,null,null,null,null,null,null,null,"/ Hour "]
[null,null,null,null,null,null,null,null,null,null,null,null,null,null,null,null,null,null,null,null,null,null,null,null,null,null,null,null,null,null,null,null,null,null,null,null,null,null,null,null,null,null,null,null,null,null,null,null,null,null,null,null,null,null,null,null,null,null,null,null,null,"/ Hour "]
[null,null,null,null,null,null,null,null,null,null,null,null,null,null,null,null,null,null,null,null,null,null,null,null,null,null,null,null,null,null,null,null,null,null,null,null,null,null,null,null,null,null,null,null,null,null,null,null,null,null,null,null,null,null,null,null,null,null,null,null,null,"/ Hour "]
[null,null,null,null,null,null,null,null,null,null,null,null,null,null,null,null,null,null,null,null,null,null,null,null,null,null,null,null,null,null,null,null,null,null,null,null,null,null,null,null,null,null,null,null,null,null,null,null,null,null,null,null,null,null,null,null,null,null,null,null,null,"/ Hour "]
[null,null,null,null,null,null,null,null,null,null,null,null,null,null,null,null,null,null,null,null,null,null,null,null,null,null,null,null,null,null,null,null,null,null,null,null,null,null,null,null,null,null,null,null,null,null,null,null,null,null,null,null,null,null,null,null,null,null,null,null,null,"/ Hour "]
[null,null,null,null,null,null,null,null,null,null,null,null,null,null,null,null,null,null,null,null,null,null,null,null,null,null,null,null,null,null,null,null,null,null,null,null,null,null,null,null,null,null,null,null,null,null,null,null,null,null,null,null,null,null,null,null,null,null,null,null,null,"/ Hour "]
[null,null,null,null,null,null,null,null,null,null,null,null,null,null,null,null,null,null,null,null,null,null,null,null,null,null,null,null,null,null,null,null,null,null,null,null,null,null,null,null,null,null,null,null,null,null,null,null,null,null,null,null,null,null,null,null,null,null,null,null,null,"/ Hour "]
[null,null,null,null,null,null,null,null,null,null,null,null,null,null,null,null,null,null,null,null,null,null,null,null,null,null,null,null,null,null,null,null,null,null,null,null,null,null,null,null,null,null,null,null,null,null,null,null,null,null,null,null,null,null,null,null,null,null,null,null,null,"/ Hour "]
[null,null,null,null,null,null,null,null,null,null,null,null,null,null,null,null,null,null,null,null,null,null,null,null,null,null,null,null,null,null,null,null,null,null,null,null,null,null,null,null,null,null,null,null,null,null,null,null,null,null,null,null,null,null,null,null,null,null,null,null,null,"/ Hour "]
[null,null,null,null,null,null,null,null,null,null,null,null,null,null,null,null,null,null,null,null,null,null,null,null,null,null,null,null,null,null,null,null,null,null,null,null,null,null,null,null,null,null,null,null,null,null,null,null,null,null,null,null,null,null,null,null,null,null,null,null,null,"/ Hour "]
[null,null,null,null,null,null,null,null,null,null,null,null,null,null,null,null,null,null,null,null,null,null,null,null,null,null,null,null,null,null,null,null,null,null,null,null,null,null,null,null,null,null,null,null,null,null,null,null,null,null,null,null,null,null,null,null,null,null,null,null,null,"/ Hour "]
[null,null,null,null,null,null,null,null,null,null,null,null,null,null,null,null,null,null,null,null,null,null,null,null,null,null,null,null,null,null,null,null,null,null,null,null,null,null,null,null,null,null,null,null,null,null,null,null,null,null,null,null,null,null,null,null,null,null,null,null,null,"/ Hour "]
[null,null,null,null,null,null,null,null,null,null,null,null,null,null,null,null,null,null,null,null,null,null,null,null,null,null,null,null,null,null,null,null,null,null,null,null,null,null,null,null,null,null,null,null,null,null,null,null,null,null,null,null,null,null,null,null,null,null,null,null,null,"/ Hour "]
[null,null,null,null,null,null,null,null,null,null,null,null,null,null,null,null,null,null,null,null,null,null,null,null,null,null,null,null,null,null,null,null,null,null,null,null,null,null,null,null,null,null,null,null,null,null,null,null,null,null,null,null,null,null,null,null,null,null,null,null,null,"/ Hour "]
[null,null,null,null,null,null,null,null,null,null,null,null,null,null,null,null,null,null,null,null,null,null,null,null,null,null,null,null,null,null,null,null,null,null,null,null,null,null,null,null,null,null,null,null,null,null,null,null,null,null,null,null,null,null,null,null,null,null,null,null,null,"/ Hour "]
[null,null,null,null,null,null,null,null,null,null,null,null,null,null,null,null,null,null,null,null,null,null,null,null,null,null,null,null,null,null,null,null,null,null,null,null,null,null,null,null,null,null,null,null,null,null,null,null,null,null,null,null,null,null,null,null,null,null,null,null,null,"/ Hour "]
[null,null,null,null,null,null,null,null,null,null,null,null,null,null,null,null,null,null,null,null,null,null,null,null,null,null,null,null,null,null,null,null,null,null,null,null,null,null,null,null,null,null,null,null,null,null,null,null,null,null,null,null,null,null,null,null,null,null,null,null,null,"/ Hour "]
[null,null,null,null,null,null,null,null,null,null,null,null,null,null,null,null,null,null,null,null,null,null,null,null,null,null,null,null,null,null,null,null,null,null,null,null,null,null,null,null,null,null,null,null,null,null,null,null,null,null,null,null,null,null,null,null,null,null,null,null,null,"/ Hour "]
[null,null,null,null,null,null,null,null,null,null,null,null,null,null,null,null,null,null,null,null,null,null,null,null,null,null,null,null,null,null,null,null,null,null,null,null,null,null,null,null,null,null,null,null,null,null,null,null,null,null,null,null,null,null,null,null,null,null,null,null,null,"/ Hour "]
[null,null,null,null,null,null,null,null,null,null,null,null,null,null,null,null,null,null,null,null,null,null,null,null,null,null,null,null,null,null,null,null,null,null,null,null,null,null,null,null,null,null,null,null,null,null,null,null,null,null,null,null,null,null,null,null,null,null,null,null,null,"/ Hour "]
[null,null,null,null,null,null,null,null,null,null,null,null,null,null,null,null,null,null,null,null,null,null,null,null,null,null,null,null,null,null,null,null,null,null,null,null,null,null,null,null,null,null,null,null,null,null,null,null,null,null,null,null,null,null,null,null,null,null,null,null,null,"/ Hour "]
[null,null,null,null,null,null,null,null,null,null,null,null,null,null,null,null,null,null,null,null,null,null,null,null,null,null,null,null,null,null,null,null,null,null,null,null,null,null,null,null,null,null,null,null,null,null,null,null,null,null,null,null,null,null,null,null,null,null,null,null,null,"/ Hour "]
[null,null,null,null,null,null,null,null,null,null,null,null,null,null,null,null,null,null,null,null,null,null,null,null,null,null,null,null,null,null,null,null,null,null,null,null,null,null,null,null,null,null,null,null,null,null,null,null,null,null,null,null,null,null,null,null,null,null,null,null,null,"/ Hour "]
[null,null,null,null,null,null,null,null,null,null,null,null,null,null,null,null,null,null,null,null,null,null,null,null,null,null,null,null,null,null,null,null,null,null,null,null,null,null,null,null,null,null,null,null,null,null,null,null,null,null,null,null,null,null,null,null,null,null,null,null,null,"/ Hour "]
[null,null,null,null,null,null,null,null,null,null,null,null,null,null,null,null,null,null,null,null,null,null,null,null,null,null,null,null,null,null,null,null,null,null,null,null,null,null,null,null,null,null,null,null,null,null,null,null,null,null,null,null,null,null,null,null,null,null,null,null,null,"/ Hour "]
[null,null,null,null,null,null,null,null,null,null,null,null,null,null,null,null,null,null,null,null,null,null,null,null,null,null,null,null,null,null,null,null,null,null,null,null,null,null,null,null,null,null,null,null,null,null,null,null,null,null,null,null,null,null,null,null,null,null,null,null,null,"/ Hour "]
[null,null,null,null,null,null,null,null,null,null,null,null,null,null,null,null,null,null,null,null,null,null,null,null,null,null,null,null,null,null,null,null,null,null,null,null,null,null,null,null,null,null,null,null,null,null,null,null,null,null,null,null,null,null,null,null,null,null,null,null,null,"/ Hour "]
[null,null,null,null,null,null,null,null,null,null,null,null,null,null,null,null,null,null,null,null,null,null,null,null,null,null,null,null,null,null,null,null,null,null,null,null,null,null,null,null,null,null,null,null,null,null,null,null,null,null,null,null,null,null,null,null,null,null,null,null,null,"/ Hour "]
[null,null,null,null,null,null,null,null,null,null,null,null,null,null,null,null,null,null,null,null,null,null,null,null,null,null,null,null,null,null,null,null,null,null,null,null,null,null,null,null,null,null,null,null,null,null,null,null,null,null,null,null,null,null,null,null,null,null,null,null,null,"/ Hour "]
[null,null,null,null,null,null,null,null,null,null,null,null,null,null,null,null,null,null,null,null,null,null,null,null,null,null,null,null,null,null,null,null,null,null,null,null,null,null,null,null,null,null,null,null,null,null,null,null,null,null,null,null,null,null,null,null,null,null,null,null,null,"/ Hour "]
[null,null,null,null,null,null,null,null,null,null,null,null,null,null,null,null,null,null,null,null,null,null,null,null,null,null,null,null,null,null,null,null,null,null,null,null,null,null,null,null,null,null,null,null,null,null,null,null,null,null,null,null,null,null,null,null,null,null,null,null,null,"/ Hour "]
[null,null,null,null,null,null,null,null,null,null,null,null,null,null,null,null,null,null,null,null,null,null,null,null,null,null,null,null,null,null,null,null,null,null,null,null,null,null,null,null,null,null,null,null,null,null,null,null,null,null,null,null,null,null,null,null,null,null,null,null,null,"/ Hour "]
[null,null,null,null,null,null,null,null,null,null,null,null,null,null,null,null,null,null,null,null,null,null,null,null,null,null,null,null,null,null,null,null,null,null,null,null,null,null,null,null,null,null,null,null,null,null,null,null,null,null,null,null,null,null,null,null,null,null,null,null,null,"/ Hour "]
[null,null,null,null,null,null,null,null,null,null,null,null,null,null,null,null,null,null,null,null,null,null,null,null,null,null,null,null,null,null,null,null,null,null,null,null,null,null,null,null,null,null,null,null,null,null,null,null,null,null,null,null,null,null,null,null,null,null,null,null,null,"/ Hour "]
[null,null,null,null,null,null,null,null,null,null,null,null,null,null,null,null,null,null,null,null,null,null,null,null,null,null,null,null,null,null,null,null,null,null,null,null,null,null,null,null,null,null,null,null,null,null,null,null,null,null,null,null,null,null,null,null,null,null,null,null,null,"/ Hour "]
[null,null,null,null,null,null,null,null,null,null,null,null,null,null,null,null,null,null,null,null,null,null,null,null,null,null,null,null,null,null,null,null,null,null,null,null,null,null,null,null,null,null,null,null,null,null,null,null,null,null,null,null,null,null,null,null,null,null,null,null,null,"/ Hour "]
[null,null,null,null,null,null,null,null,null,null,null,null,null,null,null,null,null,null,null,null,null,null,null,null,null,null,null,null,null,null,null,null,null,null,null,null,null,null,null,null,null,null,null,null,null,null,null,null,null,null,null,null,null,null,null,null,null,null,null,null,null,"/ Hour "]
[null,null,null,null,null,null,null,null,null,null,null,null,null,null,null,null,null,null,null,null,null,null,null,null,null,null,null,null,null,null,null,null,null,null,null,null,null,null,null,null,null,null,null,null,null,null,null,null,null,null,null,null,null,null,null,null,null,null,null,null,null,"/ Hour "]
[null,null,null,null,null,null,null,null,null,null,null,null,null,null,null,null,null,null,null,null,null,null,null,null,null,null,null,null,null,null,null,null,null,null,null,null,null,null,null,null,null,null,null,null,null,null,null,null,null,null,null,null,null,null,null,null,null,null,null,null,null,"/ Hour "]
[null,null,null,null,null,null,null,null,null,null,null,null,null,null,null,null,null,null,null,null,null,null,null,null,null,null,null,null,null,null,null,null,null,null,null,null,null,null,null,null,null,null,null,null,null,null,null,null,null,null,null,null,null,null,null,null,null,null,null,null,null,"/ Hour "]
[null,null,null,null,null,null,null,null,null,null,null,null,null,null,null,null,null,null,null,null,null,null,null,null,null,null,null,null,null,null,null,null,null,null,null,null,null,null,null,null,null,null,null,null,null,null,null,null,null,null,null,null,null,null,null,null,null,null,null,null,null,"/ Hour "]
[null,null,null,null,null,null,null,null,null,null,null,null,null,null,null,null,null,null,null,null,null,null,null,null,null,null,null,null,null,null,null,null,null,null,null,null,null,null,null,null,null,null,null,null,null,null,null,null,null,null,null,null,null,null,null,null,null,null,null,null,null,"/ Hour "]
[null,null,null,null,null,null,null,null,null,null,null,null,null,null,null,null,null,null,null,null,null,null,null,null,null,null,null,null,null,null,null,null,null,null,null,null,null,null,null,null,null,null,null,null,null,null,null,null,null,null,null,null,null,null,null,null,null,null,null,null,null,"/ Hour "]
[null,null,null,null,null,null,null,null,null,null,null,null,null,null,null,null,null,null,null,null,null,null,null,null,null,null,null,null,null,null,null,null,null,null,null,null,null,null,null,null,null,null,null,null,null,null,null,null,null,null,null,null,null,null,null,null,null,null,null,null,null,"/ Hour "]
[null,null,null,null,null,null,null,null,null,null,null,null,null,null,null,null,null,null,null,null,null,null,null,null,null,null,null,null,null,null,null,null,null,null,null,null,null,null,null,null,null,null,null,null,null,null,null,null,null,null,null,null,null,null,null,null,null,null,null,null,null,"/ Hour "]
[null,null,null,null,null,null,null,null,null,null,null,null,null,null,null,null,null,null,null,null,null,null,null,null,null,null,null,null,null,null,null,null,null,null,null,null,null,null,null,null,null,null,null,null,null,null,null,null,null,null,null,null,null,null,null,null,null,null,null,null,null,"/ Hour "]
[null,null,null,null,null,null,null,null,null,null,null,null,null,null,null,null,null,null,null,null,null,null,null,null,null,null,null,null,null,null,null,null,null,null,null,null,null,null,null,null,null,null,null,null,null,null,null,null,null,null,null,null,null,null,null,null,null,null,null,null,null,"/ Hour "]
[null,null,null,null,null,null,null,null,null,null,null,null,null,null,null,null,null,null,null,null,null,null,null,null,null,null,null,null,null,null,null,null,null,null,null,null,null,null,null,null,null,null,null,null,null,null,null,null,null,null,null,null,null,null,null,null,null,null,null,null,null,"/ Hour "]
[null,null,null,null,null,null,null,null,null,null,null,null,null,null,null,null,null,null,null,null,null,null,null,null,null,null,null,null,null,null,null,null,null,null,null,null,null,null,null,null,null,null,null,null,null,null,null,null,null,null,null,null,null,null,null,null,null,null,null,null,null,"/ Hour "]
[null,null,null,null,null,null,null,null,null,null,null,null,null,null,null,null,null,null,null,null,null,null,null,null,null,null,null,null,null,null,null,null,null,null,null,null,null,null,null,null,null,null,null,null,null,null,null,null,null,null,null,null,null,null,null,null,null,null,null,null,null,"/ Hour "]
[null,null,null,null,null,null,null,null,null,null,null,null,null,null,null,null,null,null,null,null,null,null,null,null,null,null,null,null,null,null,null,null,null,null,null,null,null,null,null,null,null,null,null,null,null,null,null,null,null,null,null,null,null,null,null,null,null,null,null,null,null,"/ Hour "]
[null,null,null,null,null,null,null,null,null,null,null,null,null,null,null,null,null,null,null,null,null,null,null,null,null,null,null,null,null,null,null,null,null,null,null,null,null,null,null,null,null,null,null,null,null,null,null,null,null,null,null,null,null,null,null,null,null,null,null,null,null,"/ Hour "]
[null,null,null,null,null,null,null,null,null,null,null,null,null,null,null,null,null,null,null,null,null,null,null,null,null,null,null,null,null,null,null,null,null,null,null,null,null,null,null,null,null,null,null,null,null,null,null,null,null,null,null,null,null,null,null,null,null,null,null,null,null,"/ Hour "]
[null,null,null,null,null,null,null,null,null,null,null,null,null,null,null,null,null,null,null,null,null,null,null,null,null,null,null,null,null,null,null,null,null,null,null,null,null,null,null,null,null,null,null,null,null,null,null,null,null,null,null,null,null,null,null,null,null,null,null,null,null,"/ Hour "]
[null,null,null,null,null,null,null,null,null,null,null,null,null,null,null,null,null,null,null,null,null,null,null,null,null,null,null,null,null,null,null,null,null,null,null,null,null,null,null,null,null,null,null,null,null,null,null,null,null,null,null,null,null,null,null,null,null,null,null,null,null,"/ Hour "]
[null,null,null,null,null,null,null,null,null,null,null,null,null,null,null,null,null,null,null,null,null,null,null,null,null,null,null,null,null,null,null,null,null,null,null,null,null,null,null,null,null,null,null,null,null,null,null,null,null,null,null,null,null,null,null,null,null,null,null,null,null,"/ Hour "]
[null,null,null,null,null,null,null,null,null,null,null,null,null,null,null,null,null,null,null,null,null,null,null,null,null,null,null,null,null,null,null,null,null,null,null,null,null,null,null,null,null,null,null,null,null,null,null,null,null,null,null,null,null,null,null,null,null,null,null,null,null,"/ Hour "]
[null,null,null,null,null,null,null,null,null,null,null,null,null,null,null,null,null,null,null,null,null,null,null,null,null,null,null,null,null,null,null,null,null,null,null,null,null,null,null,null,null,null,null,null,null,null,null,null,null,null,null,null,null,null,null,null,null,null,null,null,null,"/ Hour "]
[null,null,null,null,null,null,null,null,null,null,null,null,null,null,null,null,null,null,null,null,null,null,null,null,null,null,null,null,null,null,null,null,null,null,null,null,null,null,null,null,null,null,null,null,null,null,null,null,null,null,null,null,null,null,null,null,null,null,null,null,null,"/ Hour "]
[null,null,null,null,null,null,null,null,null,null,null,null,null,null,null,null,null,null,null,null,null,null,null,null,null,null,null,null,null,null,null,null,null,null,null,null,null,null,null,null,null,null,null,null,null,null,null,null,null,null,null,null,null,null,null,null,null,null,null,null,null,"/ Hour "]
[null,null,null,null,null,null,null,null,null,null,null,null,null,null,null,null,null,null,null,null,null,null,null,null,null,null,null,null,null,null,null,null,null,null,null,null,null,null,null,null,null,null,null,null,null,null,null,null,null,null,null,null,null,null,null,null,null,null,null,null,null,"/ Hour "]
[null,null,null,null,null,null,null,null,null,null,null,null,null,null,null,null,null,null,null,null,null,null,null,null,null,null,null,null,null,null,null,null,null,null,null,null,null,null,null,null,null,null,null,null,null,null,null,null,null,null,null,null,null,null,null,null,null,null,null,null,null,"/ Hour "]
[null,null,null,null,null,null,null,null,null,null,null,null,null,null,null,null,null,null,null,null,null,null,null,null,null,null,null,null,null,null,null,null,null,null,null,null,null,null,null,null,null,null,null,null,null,null,null,null,null,null,null,null,null,null,null,null,null,null,null,null,null,"/ Hour "]
[null,null,null,null,null,null,null,null,null,null,null,null,null,null,null,null,null,null,null,null,null,null,null,null,null,null,null,null,null,null,null,null,null,null,null,null,null,null,null,null,null,null,null,null,null,null,null,null,null,null,null,null,null,null,null,null,null,null,null,null,null,"/ Hour "]
[null,null,null,null,null,null,null,null,null,null,null,null,null,null,null,null,null,null,null,null,null,null,null,null,null,null,null,null,null,null,null,null,null,null,null,null,null,null,null,null,null,null,null,null,null,null,null,null,null,null,null,null,null,null,null,null,null,null,null,null,null,"/ Hour "]
[null,null,null,null,null,null,null,null,null,null,null,null,null,null,null,null,null,null,null,null,null,null,null,null,null,null,null,null,null,null,null,null,null,null,null,null,null,null,null,null,null,null,null,null,null,null,null,null,null,null,null,null,null,null,null,null,null,null,null,null,null,"/ Hour "]
[null,null,null,null,null,null,null,null,null,null,null,null,null,null,null,null,null,null,null,null,null,null,null,null,null,null,null,null,null,null,null,null,null,null,null,null,null,null,null,null,null,null,null,null,null,null,null,null,null,null,null,null,null,null,null,null,null,null,null,null,null,"/ Hour "]
[null,null,null,null,null,null,null,null,null,null,null,null,null,null,null,null,null,null,null,null,null,null,null,null,null,null,null,null,null,null,null,null,null,null,null,null,null,null,null,null,null,null,null,null,null,null,null,null,null,null,null,null,null,null,null,null,null,null,null,null,null,"/ Hour "]
[null,null,null,null,null,null,null,null,null,null,null,null,null,null,null,null,null,null,null,null,null,null,null,null,null,null,null,null,null,null,null,null,null,null,null,null,null,null,null,null,null,null,null,null,null,null,null,null,null,null,null,null,null,null,null,null,null,null,null,null,null,"/ Hour "]
[null,null,null,null,null,null,null,null,null,null,null,null,null,null,null,null,null,null,null,null,null,null,null,null,null,null,null,null,null,null,null,null,null,null,null,null,null,null,null,null,null,null,null,null,null,null,null,null,null,null,null,null,null,null,null,null,null,null,null,null,null,"/ Hour "]
[null,null,null,null,null,null,null,null,null,null,null,null,null,null,null,null,null,null,null,null,null,null,null,null,null,null,null,null,null,null,null,null,null,null,null,null,null,null,null,null,null,null,null,null,null,null,null,null,null,null,null,null,null,null,null,null,null,null,null,null,null,"/ Hour "]
[null,null,null,null,null,null,null,null,null,null,null,null,null,null,null,null,null,null,null,null,null,null,null,null,null,null,null,null,null,null,null,null,null,null,null,null,null,null,null,null,null,null,null,null,null,null,null,null,null,null,null,null,null,null,null,null,null,null,null,null,null,"/ Hour "]
[null,null,null,null,null,null,null,null,null,null,null,null,null,null,null,null,null,null,null,null,null,null,null,null,null,null,null,null,null,null,null,null,null,null,null,null,null,null,null,null,null,null,null,null,null,null,null,null,null,null,null,null,null,null,null,null,null,null,null,null,null,"/ Hour "]
[null,null,null,null,null,null,null,null,null,null,null,null,null,null,null,null,null,null,null,null,null,null,null,null,null,null,null,null,null,null,null,null,null,null,null,null,null,null,null,null,null,null,null,null,null,null,null,null,null,null,null,null,null,null,null,null,null,null,null,null,null,"/ Hour "]
[null,null,null,null,null,null,null,null,null,null,null,null,null,null,null,null,null,null,null,null,null,null,null,null,null,null,null,null,null,null,null,null,null,null,null,null,null,null,null,null,null,null,null,null,null,null,null,null,null,null,null,null,null,null,null,null,null,null,null,null,null,"/ Hour "]
[null,null,null,null,null,null,null,null,null,null,null,null,null,null,null,null,null,null,null,null,null,null,null,null,null,null,null,null,null,null,null,null,null,null,null,null,null,null,null,null,null,null,null,null,null,null,null,null,null,null,null,null,null,null,null,null,null,null,null,null,null,"/ Hour "]
[null,null,null,null,null,null,null,null,null,null,null,null,null,null,null,null,null,null,null,null,null,null,null,null,null,null,null,null,null,null,null,null,null,null,null,null,null,null,null,null,null,null,null,null,null,null,null,null,null,null,null,null,null,null,null,null,null,null,null,null,null,{"$f":"A3341&\"/\"&B3341&\" Hour \"&C3341","v":"/ Hour "}]
[null,null,null,null,null,null,null,null,null,null,null,null,null,null,null,null,null,null,null,null,null,null,null,null,null,null,null,null,null,null,null,null,null,null,null,null,null,null,null,null,null,null,null,null,null,null,null,null,null,null,null,null,null,null,null,null,null,null,null,null,null,"/ Hour "]
[null,null,null,null,null,null,null,null,null,null,null,null,null,null,null,null,null,null,null,null,null,null,null,null,null,null,null,null,null,null,null,null,null,null,null,null,null,null,null,null,null,null,null,null,null,null,null,null,null,null,null,null,null,null,null,null,null,null,null,null,null,"/ Hour "]
[null,null,null,null,null,null,null,null,null,null,null,null,null,null,null,null,null,null,null,null,null,null,null,null,null,null,null,null,null,null,null,null,null,null,null,null,null,null,null,null,null,null,null,null,null,null,null,null,null,null,null,null,null,null,null,null,null,null,null,null,null,"/ Hour "]
[null,null,null,null,null,null,null,null,null,null,null,null,null,null,null,null,null,null,null,null,null,null,null,null,null,null,null,null,null,null,null,null,null,null,null,null,null,null,null,null,null,null,null,null,null,null,null,null,null,null,null,null,null,null,null,null,null,null,null,null,null,"/ Hour "]
[null,null,null,null,null,null,null,null,null,null,null,null,null,null,null,null,null,null,null,null,null,null,null,null,null,null,null,null,null,null,null,null,null,null,null,null,null,null,null,null,null,null,null,null,null,null,null,null,null,null,null,null,null,null,null,null,null,null,null,null,null,"/ Hour "]
[null,null,null,null,null,null,null,null,null,null,null,null,null,null,null,null,null,null,null,null,null,null,null,null,null,null,null,null,null,null,null,null,null,null,null,null,null,null,null,null,null,null,null,null,null,null,null,null,null,null,null,null,null,null,null,null,null,null,null,null,null,"/ Hour "]
[null,null,null,null,null,null,null,null,null,null,null,null,null,null,null,null,null,null,null,null,null,null,null,null,null,null,null,null,null,null,null,null,null,null,null,null,null,null,null,null,null,null,null,null,null,null,null,null,null,null,null,null,null,null,null,null,null,null,null,null,null,"/ Hour "]
[null,null,null,null,null,null,null,null,null,null,null,null,null,null,null,null,null,null,null,null,null,null,null,null,null,null,null,null,null,null,null,null,null,null,null,null,null,null,null,null,null,null,null,null,null,null,null,null,null,null,null,null,null,null,null,null,null,null,null,null,null,"/ Hour "]
[null,null,null,null,null,null,null,null,null,null,null,null,null,null,null,null,null,null,null,null,null,null,null,null,null,null,null,null,null,null,null,null,null,null,null,null,null,null,null,null,null,null,null,null,null,null,null,null,null,null,null,null,null,null,null,null,null,null,null,null,null,"/ Hour "]
[null,null,null,null,null,null,null,null,null,null,null,null,null,null,null,null,null,null,null,null,null,null,null,null,null,null,null,null,null,null,null,null,null,null,null,null,null,null,null,null,null,null,null,null,null,null,null,null,null,null,null,null,null,null,null,null,null,null,null,null,null,"/ Hour "]
[null,null,null,null,null,null,null,null,null,null,null,null,null,null,null,null,null,null,null,null,null,null,null,null,null,null,null,null,null,null,null,null,null,null,null,null,null,null,null,null,null,null,null,null,null,null,null,null,null,null,null,null,null,null,null,null,null,null,null,null,null,"/ Hour "]
[null,null,null,null,null,null,null,null,null,null,null,null,null,null,null,null,null,null,null,null,null,null,null,null,null,null,null,null,null,null,null,null,null,null,null,null,null,null,null,null,null,null,null,null,null,null,null,null,null,null,null,null,null,null,null,null,null,null,null,null,null,"/ Hour "]
[null,null,null,null,null,null,null,null,null,null,null,null,null,null,null,null,null,null,null,null,null,null,null,null,null,null,null,null,null,null,null,null,null,null,null,null,null,null,null,null,null,null,null,null,null,null,null,null,null,null,null,null,null,null,null,null,null,null,null,null,null,"/ Hour "]
[null,null,null,null,null,null,null,null,null,null,null,null,null,null,null,null,null,null,null,null,null,null,null,null,null,null,null,null,null,null,null,null,null,null,null,null,null,null,null,null,null,null,null,null,null,null,null,null,null,null,null,null,null,null,null,null,null,null,null,null,null,"/ Hour "]
[null,null,null,null,null,null,null,null,null,null,null,null,null,null,null,null,null,null,null,null,null,null,null,null,null,null,null,null,null,null,null,null,null,null,null,null,null,null,null,null,null,null,null,null,null,null,null,null,null,null,null,null,null,null,null,null,null,null,null,null,null,"/ Hour "]
[null,null,null,null,null,null,null,null,null,null,null,null,null,null,null,null,null,null,null,null,null,null,null,null,null,null,null,null,null,null,null,null,null,null,null,null,null,null,null,null,null,null,null,null,null,null,null,null,null,null,null,null,null,null,null,null,null,null,null,null,null,"/ Hour "]
[null,null,null,null,null,null,null,null,null,null,null,null,null,null,null,null,null,null,null,null,null,null,null,null,null,null,null,null,null,null,null,null,null,null,null,null,null,null,null,null,null,null,null,null,null,null,null,null,null,null,null,null,null,null,null,null,null,null,null,null,null,"/ Hour "]
[null,null,null,null,null,null,null,null,null,null,null,null,null,null,null,null,null,null,null,null,null,null,null,null,null,null,null,null,null,null,null,null,null,null,null,null,null,null,null,null,null,null,null,null,null,null,null,null,null,null,null,null,null,null,null,null,null,null,null,null,null,"/ Hour "]
[null,null,null,null,null,null,null,null,null,null,null,null,null,null,null,null,null,null,null,null,null,null,null,null,null,null,null,null,null,null,null,null,null,null,null,null,null,null,null,null,null,null,null,null,null,null,null,null,null,null,null,null,null,null,null,null,null,null,null,null,null,"/ Hour "]
[null,null,null,null,null,null,null,null,null,null,null,null,null,null,null,null,null,null,null,null,null,null,null,null,null,null,null,null,null,null,null,null,null,null,null,null,null,null,null,null,null,null,null,null,null,null,null,null,null,null,null,null,null,null,null,null,null,null,null,null,null,"/ Hour "]
[null,null,null,null,null,null,null,null,null,null,null,null,null,null,null,null,null,null,null,null,null,null,null,null,null,null,null,null,null,null,null,null,null,null,null,null,null,null,null,null,null,null,null,null,null,null,null,null,null,null,null,null,null,null,null,null,null,null,null,null,null,"/ Hour "]
[null,null,null,null,null,null,null,null,null,null,null,null,null,null,null,null,null,null,null,null,null,null,null,null,null,null,null,null,null,null,null,null,null,null,null,null,null,null,null,null,null,null,null,null,null,null,null,null,null,null,null,null,null,null,null,null,null,null,null,null,null,"/ Hour "]
[null,null,null,null,null,null,null,null,null,null,null,null,null,null,null,null,null,null,null,null,null,null,null,null,null,null,null,null,null,null,null,null,null,null,null,null,null,null,null,null,null,null,null,null,null,null,null,null,null,null,null,null,null,null,null,null,null,null,null,null,null,{"$f":"A3725&\"/\"&B3725&\" Hour \"&C3725","v":"/ Hour "}]
[null,null,null,null,null,null,null,null,null,null,null,null,null,null,null,null,null,null,null,null,null,null,null,null,null,null,null,null,null,null,null,null,null,null,null,null,null,null,null,null,null,null,null,null,null,null,null,null,null,null,null,null,null,null,null,null,null,null,null,null,null,"/ Hour "]
[null,null,null,null,null,null,null,null,null,null,null,null,null,null,null,null,null,null,null,null,null,null,null,null,null,null,null,null,null,null,null,null,null,null,null,null,null,null,null,null,null,null,null,null,null,null,null,null,null,null,null,null,null,null,null,null,null,null,null,null,null,"/ Hour "]
[null,null,null,null,null,null,null,null,null,null,null,null,null,null,null,null,null,null,null,null,null,null,null,null,null,null,null,null,null,null,null,null,null,null,null,null,null,null,null,null,null,null,null,null,null,null,null,null,null,null,null,null,null,null,null,null,null,null,null,null,null,"/ Hour "]
[null,null,null,null,null,null,null,null,null,null,null,null,null,null,null,null,null,null,null,null,null,null,null,null,null,null,null,null,null,null,null,null,null,null,null,null,null,null,null,null,null,null,null,null,null,null,null,null,null,null,null,null,null,null,null,null,null,null,null,null,null,"/ Hour "]
[null,null,null,null,null,null,null,null,null,null,null,null,null,null,null,null,null,null,null,null,null,null,null,null,null,null,null,null,null,null,null,null,null,null,null,null,null,null,null,null,null,null,null,null,null,null,null,null,null,null,null,null,null,null,null,null,null,null,null,null,null,"/ Hour "]
[null,null,null,null,null,null,null,null,null,null,null,null,null,null,null,null,null,null,null,null,null,null,null,null,null,null,null,null,null,null,null,null,null,null,null,null,null,null,null,null,null,null,null,null,null,null,null,null,null,null,null,null,null,null,null,null,null,null,null,null,null,"/ Hour "]
[null,null,null,null,null,null,null,null,null,null,null,null,null,null,null,null,null,null,null,null,null,null,null,null,null,null,null,null,null,null,null,null,null,null,null,null,null,null,null,null,null,null,null,null,null,null,null,null,null,null,null,null,null,null,null,null,null,null,null,null,null,"/ Hour "]
[null,null,null,null,null,null,null,null,null,null,null,null,null,null,null,null,null,null,null,null,null,null,null,null,null,null,null,null,null,null,null,null,null,null,null,null,null,null,null,null,null,null,null,null,null,null,null,null,null,null,null,null,null,null,null,null,null,null,null,null,null,"/ Hour "]
[null,null,null,null,null,null,null,null,null,null,null,null,null,null,null,null,null,null,null,null,null,null,null,null,null,null,null,null,null,null,null,null,null,null,null,null,null,null,null,null,null,null,null,null,null,null,null,null,null,null,null,null,null,null,null,null,null,null,null,null,null,"/ Hour "]
[null,null,null,null,null,null,null,null,null,null,null,null,null,null,null,null,null,null,null,null,null,null,null,null,null,null,null,null,null,null,null,null,null,null,null,null,null,null,null,null,null,null,null,null,null,null,null,null,null,null,null,null,null,null,null,null,null,null,null,null,null,"/ Hour "]
[null,null,null,null,null,null,null,null,null,null,null,null,null,null,null,null,null,null,null,null,null,null,null,null,null,null,null,null,null,null,null,null,null,null,null,null,null,null,null,null,null,null,null,null,null,null,null,null,null,null,null,null,null,null,null,null,null,null,null,null,null,"/ Hour "]
[null,null,null,null,null,null,null,null,null,null,null,null,null,null,null,null,null,null,null,null,null,null,null,null,null,null,null,null,null,null,null,null,null,null,null,null,null,null,null,null,null,null,null,null,null,null,null,null,null,null,null,null,null,null,null,null,null,null,null,null,null,"/ Hour "]
[null,null,null,null,null,null,null,null,null,null,null,null,null,null,null,null,null,null,null,null,null,null,null,null,null,null,null,null,null,null,null,null,null,null,null,null,null,null,null,null,null,null,null,null,null,null,null,null,null,null,null,null,null,null,null,null,null,null,null,null,null,"/ Hour "]
[null,null,null,null,null,null,null,null,null,null,null,null,null,null,null,null,null,null,null,null,null,null,null,null,null,null,null,null,null,null,null,null,null,null,null,null,null,null,null,null,null,null,null,null,null,null,null,null,null,null,null,null,null,null,null,null,null,null,null,null,null,"/ Hour "]
[null,null,null,null,null,null,null,null,null,null,null,null,null,null,null,null,null,null,null,null,null,null,null,null,null,null,null,null,null,null,null,null,null,null,null,null,null,null,null,null,null,null,null,null,null,null,null,null,null,null,null,null,null,null,null,null,null,null,null,null,null,"/ Hour "]
[null,null,null,null,null,null,null,null,null,null,null,null,null,null,null,null,null,null,null,null,null,null,null,null,null,null,null,null,null,null,null,null,null,null,null,null,null,null,null,null,null,null,null,null,null,null,null,null,null,null,null,null,null,null,null,null,null,null,null,null,null,"/ Hour "]
[null,null,null,null,null,null,null,null,null,null,null,null,null,null,null,null,null,null,null,null,null,null,null,null,null,null,null,null,null,null,null,null,null,null,null,null,null,null,null,null,null,null,null,null,null,null,null,null,null,null,null,null,null,null,null,null,null,null,null,null,null,"/ Hour "]
[null,null,null,null,null,null,null,null,null,null,null,null,null,null,null,null,null,null,null,null,null,null,null,null,null,null,null,null,null,null,null,null,null,null,null,null,null,null,null,null,null,null,null,null,null,null,null,null,null,null,null,null,null,null,null,null,null,null,null,null,null,"/ Hour "]
[null,null,null,null,null,null,null,null,null,null,null,null,null,null,null,null,null,null,null,null,null,null,null,null,null,null,null,null,null,null,null,null,null,null,null,null,null,null,null,null,null,null,null,null,null,null,null,null,null,null,null,null,null,null,null,null,null,null,null,null,null,"/ Hour "]
[null,null,null,null,null,null,null,null,null,null,null,null,null,null,null,null,null,null,null,null,null,null,null,null,null,null,null,null,null,null,null,null,null,null,null,null,null,null,null,null,null,null,null,null,null,null,null,null,null,null,null,null,null,null,null,null,null,null,null,null,null,"/ Hour "]
[null,null,null,null,null,null,null,null,null,null,null,null,null,null,null,null,null,null,null,null,null,null,null,null,null,null,null,null,null,null,null,null,null,null,null,null,null,null,null,null,null,null,null,null,null,null,null,null,null,null,null,null,null,null,null,null,null,null,null,null,null,"/ Hour "]
[null,null,null,null,null,null,null,null,null,null,null,null,null,null,null,null,null,null,null,null,null,null,null,null,null,null,null,null,null,null,null,null,null,null,null,null,null,null,null,null,null,null,null,null,null,null,null,null,null,null,null,null,null,null,null,null,null,null,null,null,null,"/ Hour "]
[null,null,null,null,null,null,null,null,null,null,null,null,null,null,null,null,null,null,null,null,null,null,null,null,null,null,null,null,null,null,null,null,null,null,null,null,null,null,null,null,null,null,null,null,null,null,null,null,null,null,null,null,null,null,null,null,null,null,null,null,null,"/ Hour "]
[null,null,null,null,null,null,null,null,null,null,null,null,null,null,null,null,null,null,null,null,null,null,null,null,null,null,null,null,null,null,null,null,null,null,null,null,null,null,null,null,null,null,null,null,null,null,null,null,null,null,null,null,null,null,null,null,null,null,null,null,null,"/ Hour "]
[null,null,null,null,null,null,null,null,null,null,null,null,null,null,null,null,null,null,null,null,null,null,null,null,null,null,null,null,null,null,null,null,null,null,null,null,null,null,null,null,null,null,null,null,null,null,null,null,null,null,null,null,null,null,null,null,null,null,null,null,null,"/ Hour "]
[null,null,null,null,null,null,null,null,null,null,null,null,null,null,null,null,null,null,null,null,null,null,null,null,null,null,null,null,null,null,null,null,null,null,null,null,null,null,null,null,null,null,null,null,null,null,null,null,null,null,null,null,null,null,null,null,null,null,null,null,null,"/ Hour "]
[null,null,null,null,null,null,null,null,null,null,null,null,null,null,null,null,null,null,null,null,null,null,null,null,null,null,null,null,null,null,null,null,null,null,null,null,null,null,null,null,null,null,null,null,null,null,null,null,null,null,null,null,null,null,null,null,null,null,null,null,null,"/ Hour "]
[null,null,null,null,null,null,null,null,null,null,null,null,null,null,null,null,null,null,null,null,null,null,null,null,null,null,null,null,null,null,null,null,null,null,null,null,null,null,null,null,null,null,null,null,null,null,null,null,null,null,null,null,null,null,null,null,null,null,null,null,null,"/ Hour "]
[null,null,null,null,null,null,null,null,null,null,null,null,null,null,null,null,null,null,null,null,null,null,null,null,null,null,null,null,null,null,null,null,null,null,null,null,null,null,null,null,null,null,null,null,null,null,null,null,null,null,null,null,null,null,null,null,null,null,null,null,null,"/ Hour "]
[null,null,null,null,null,null,null,null,null,null,null,null,null,null,null,null,null,null,null,null,null,null,null,null,null,null,null,null,null,null,null,null,null,null,null,null,null,null,null,null,null,null,null,null,null,null,null,null,null,null,null,null,null,null,null,null,null,null,null,null,null,"/ Hour "]
[null,null,null,null,null,null,null,null,null,null,null,null,null,null,null,null,null,null,null,null,null,null,null,null,null,null,null,null,null,null,null,null,null,null,null,null,null,null,null,null,null,null,null,null,null,null,null,null,null,null,null,null,null,null,null,null,null,null,null,null,null,"/ Hour "]
[null,null,null,null,null,null,null,null,null,null,null,null,null,null,null,null,null,null,null,null,null,null,null,null,null,null,null,null,null,null,null,null,null,null,null,null,null,null,null,null,null,null,null,null,null,null,null,null,null,null,null,null,null,null,null,null,null,null,null,null,null,"/ Hour "]
[null,null,null,null,null,null,null,null,null,null,null,null,null,null,null,null,null,null,null,null,null,null,null,null,null,null,null,null,null,null,null,null,null,null,null,null,null,null,null,null,null,null,null,null,null,null,null,null,null,null,null,null,null,null,null,null,null,null,null,null,null,"/ Hour "]
[null,null,null,null,null,null,null,null,null,null,null,null,null,null,null,null,null,null,null,null,null,null,null,null,null,null,null,null,null,null,null,null,null,null,null,null,null,null,null,null,null,null,null,null,null,null,null,null,null,null,null,null,null,null,null,null,null,null,null,null,null,"/ Hour "]
[null,null,null,null,null,null,null,null,null,null,null,null,null,null,null,null,null,null,null,null,null,null,null,null,null,null,null,null,null,null,null,null,null,null,null,null,null,null,null,null,null,null,null,null,null,null,null,null,null,null,null,null,null,null,null,null,null,null,null,null,null,"/ Hour "]
[null,null,null,null,null,null,null,null,null,null,null,null,null,null,null,null,null,null,null,null,null,null,null,null,null,null,null,null,null,null,null,null,null,null,null,null,null,null,null,null,null,null,null,null,null,null,null,null,null,null,null,null,null,null,null,null,null,null,null,null,null,"/ Hour "]
[null,null,null,null,null,null,null,null,null,null,null,null,null,null,null,null,null,null,null,null,null,null,null,null,null,null,null,null,null,null,null,null,null,null,null,null,null,null,null,null,null,null,null,null,null,null,null,null,null,null,null,null,null,null,null,null,null,null,null,null,null,"/ Hour "]
[null,null,null,null,null,null,null,null,null,null,null,null,null,null,null,null,null,null,null,null,null,null,null,null,null,null,null,null,null,null,null,null,null,null,null,null,null,null,null,null,null,null,null,null,null,null,null,null,null,null,null,null,null,null,null,null,null,null,null,null,null,"/ Hour "]
[null,null,null,null,null,null,null,null,null,null,null,null,null,null,null,null,null,null,null,null,null,null,null,null,null,null,null,null,null,null,null,null,null,null,null,null,null,null,null,null,null,null,null,null,null,null,null,null,null,null,null,null,null,null,null,null,null,null,null,null,null,"/ Hour "]
[null,null,null,null,null,null,null,null,null,null,null,null,null,null,null,null,null,null,null,null,null,null,null,null,null,null,null,null,null,null,null,null,null,null,null,null,null,null,null,null,null,null,null,null,null,null,null,null,null,null,null,null,null,null,null,null,null,null,null,null,null,"/ Hour "]
[null,null,null,null,null,null,null,null,null,null,null,null,null,null,null,null,null,null,null,null,null,null,null,null,null,null,null,null,null,null,null,null,null,null,null,null,null,null,null,null,null,null,null,null,null,null,null,null,null,null,null,null,null,null,null,null,null,null,null,null,null,"/ Hour "]
[null,null,null,null,null,null,null,null,null,null,null,null,null,null,null,null,null,null,null,null,null,null,null,null,null,null,null,null,null,null,null,null,null,null,null,null,null,null,null,null,null,null,null,null,null,null,null,null,null,null,null,null,null,null,null,null,null,null,null,null,null,"/ Hour "]
[null,null,null,null,null,null,null,null,null,null,null,null,null,null,null,null,null,null,null,null,null,null,null,null,null,null,null,null,null,null,null,null,null,null,null,null,null,null,null,null,null,null,null,null,null,null,null,null,null,null,null,null,null,null,null,null,null,null,null,null,null,"/ Hour "]
[null,null,null,null,null,null,null,null,null,null,null,null,null,null,null,null,null,null,null,null,null,null,null,null,null,null,null,null,null,null,null,null,null,null,null,null,null,null,null,null,null,null,null,null,null,null,null,null,null,null,null,null,null,null,null,null,null,null,null,null,null,"/ Hour "]
[null,null,null,null,null,null,null,null,null,null,null,null,null,null,null,null,null,null,null,null,null,null,null,null,null,null,null,null,null,null,null,null,null,null,null,null,null,null,null,null,null,null,null,null,null,null,null,null,null,null,null,null,null,null,null,null,null,null,null,null,null,"/ Hour "]
[null,null,null,null,null,null,null,null,null,null,null,null,null,null,null,null,null,null,null,null,null,null,null,null,null,null,null,null,null,null,null,null,null,null,null,null,null,null,null,null,null,null,null,null,null,null,null,null,null,null,null,null,null,null,null,null,null,null,null,null,null,"/ Hour "]
[null,null,null,null,null,null,null,null,null,null,null,null,null,null,null,null,null,null,null,null,null,null,null,null,null,null,null,null,null,null,null,null,null,null,null,null,null,null,null,null,null,null,null,null,null,null,null,null,null,null,null,null,null,null,null,null,null,null,null,null,null,"/ Hour "]
[null,null,null,null,null,null,null,null,null,null,null,null,null,null,null,null,null,null,null,null,null,null,null,null,null,null,null,null,null,null,null,null,null,null,null,null,null,null,null,null,null,null,null,null,null,null,null,null,null,null,null,null,null,null,null,null,null,null,null,null,null,"/ Hour "]
[null,null,null,null,null,null,null,null,null,null,null,null,null,null,null,null,null,null,null,null,null,null,null,null,null,null,null,null,null,null,null,null,null,null,null,null,null,null,null,null,null,null,null,null,null,null,null,null,null,null,null,null,null,null,null,null,null,null,null,null,null,"/ Hour "]
[null,null,null,null,null,null,null,null,null,null,null,null,null,null,null,null,null,null,null,null,null,null,null,null,null,null,null,null,null,null,null,null,null,null,null,null,null,null,null,null,null,null,null,null,null,null,null,null,null,null,null,null,null,null,null,null,null,null,null,null,null,"/ Hour "]
[null,null,null,null,null,null,null,null,null,null,null,null,null,null,null,null,null,null,null,null,null,null,null,null,null,null,null,null,null,null,null,null,null,null,null,null,null,null,null,null,null,null,null,null,null,null,null,null,null,null,null,null,null,null,null,null,null,null,null,null,null,"/ Hour "]
[null,null,null,null,null,null,null,null,null,null,null,null,null,null,null,null,null,null,null,null,null,null,null,null,null,null,null,null,null,null,null,null,null,null,null,null,null,null,null,null,null,null,null,null,null,null,null,null,null,null,null,null,null,null,null,null,null,null,null,null,null,"/ Hour "]
[null,null,null,null,null,null,null,null,null,null,null,null,null,null,null,null,null,null,null,null,null,null,null,null,null,null,null,null,null,null,null,null,null,null,null,null,null,null,null,null,null,null,null,null,null,null,null,null,null,null,null,null,null,null,null,null,null,null,null,null,null,"/ Hour "]
[null,null,null,null,null,null,null,null,null,null,null,null,null,null,null,null,null,null,null,null,null,null,null,null,null,null,null,null,null,null,null,null,null,null,null,null,null,null,null,null,null,null,null,null,null,null,null,null,null,null,null,null,null,null,null,null,null,null,null,null,null,"/ Hour "]
[null,null,null,null,null,null,null,null,null,null,null,null,null,null,null,null,null,null,null,null,null,null,null,null,null,null,null,null,null,null,null,null,null,null,null,null,null,null,null,null,null,null,null,null,null,null,null,null,null,null,null,null,null,null,null,null,null,null,null,null,null,"/ Hour "]
[null,null,null,null,null,null,null,null,null,null,null,null,null,null,null,null,null,null,null,null,null,null,null,null,null,null,null,null,null,null,null,null,null,null,null,null,null,null,null,null,null,null,null,null,null,null,null,null,null,null,null,null,null,null,null,null,null,null,null,null,null,"/ Hour "]
[null,null,null,null,null,null,null,null,null,null,null,null,null,null,null,null,null,null,null,null,null,null,null,null,null,null,null,null,null,null,null,null,null,null,null,null,null,null,null,null,null,null,null,null,null,null,null,null,null,null,null,null,null,null,null,null,null,null,null,null,null,"/ Hour "]
[null,null,null,null,null,null,null,null,null,null,null,null,null,null,null,null,null,null,null,null,null,null,null,null,null,null,null,null,null,null,null,null,null,null,null,null,null,null,null,null,null,null,null,null,null,null,null,null,null,null,null,null,null,null,null,null,null,null,null,null,null,"/ Hour "]
[null,null,null,null,null,null,null,null,null,null,null,null,null,null,null,null,null,null,null,null,null,null,null,null,null,null,null,null,null,null,null,null,null,null,null,null,null,null,null,null,null,null,null,null,null,null,null,null,null,null,null,null,null,null,null,null,null,null,null,null,null,"/ Hour "]
[null,null,null,null,null,null,null,null,null,null,null,null,null,null,null,null,null,null,null,null,null,null,null,null,null,null,null,null,null,null,null,null,null,null,null,null,null,null,null,null,null,null,null,null,null,null,null,null,null,null,null,null,null,null,null,null,null,null,null,null,null,{"$f":"A4749&\"/\"&B4749&\" Hour \"&C4749","v":"/ Hour "}]
[null,null,null,null,null,null,null,null,null,null,null,null,null,null,null,null,null,null,null,null,null,null,null,null,null,null,null,null,null,null,null,null,null,null,null,null,null,null,null,null,null,null,null,null,null,null,null,null,null,null,null,null,null,null,null,null,null,null,null,null,null,"/ Hour "]
[null,null,null,null,null,null,null,null,null,null,null,null,null,null,null,null,null,null,null,null,null,null,null,null,null,null,null,null,null,null,null,null,null,null,null,null,null,null,null,null,null,null,null,null,null,null,null,null,null,null,null,null,null,null,null,null,null,null,null,null,null,"/ Hour "]
[null,null,null,null,null,null,null,null,null,null,null,null,null,null,null,null,null,null,null,null,null,null,null,null,null,null,null,null,null,null,null,null,null,null,null,null,null,null,null,null,null,null,null,null,null,null,null,null,null,null,null,null,null,null,null,null,null,null,null,null,null,"/ Hour "]
[null,null,null,null,null,null,null,null,null,null,null,null,null,null,null,null,null,null,null,null,null,null,null,null,null,null,null,null,null,null,null,null,null,null,null,null,null,null,null,null,null,null,null,null,null,null,null,null,null,null,null,null,null,null,null,null,null,null,null,null,null,"/ Hour "]
[null,null,null,null,null,null,null,null,null,null,null,null,null,null,null,null,null,null,null,null,null,null,null,null,null,null,null,null,null,null,null,null,null,null,null,null,null,null,null,null,null,null,null,null,null,null,null,null,null,null,null,null,null,null,null,null,null,null,null,null,null,"/ Hour "]
[null,null,null,null,null,null,null,null,null,null,null,null,null,null,null,null,null,null,null,null,null,null,null,null,null,null,null,null,null,null,null,null,null,null,null,null,null,null,null,null,null,null,null,null,null,null,null,null,null,null,null,null,null,null,null,null,null,null,null,null,null,"/ Hour "]
[null,null,null,null,null,null,null,null,null,null,null,null,null,null,null,null,null,null,null,null,null,null,null,null,null,null,null,null,null,null,null,null,null,null,null,null,null,null,null,null,null,null,null,null,null,null,null,null,null,null,null,null,null,null,null,null,null,null,null,null,null,"/ Hour "]
[null,null,null,null,null,null,null,null,null,null,null,null,null,null,null,null,null,null,null,null,null,null,null,null,null,null,null,null,null,null,null,null,null,null,null,null,null,null,null,null,null,null,null,null,null,null,null,null,null,null,null,null,null,null,null,null,null,null,null,null,null,"/ Hour "]
[null,null,null,null,null,null,null,null,null,null,null,null,null,null,null,null,null,null,null,null,null,null,null,null,null,null,null,null,null,null,null,null,null,null,null,null,null,null,null,null,null,null,null,null,null,null,null,null,null,null,null,null,null,null,null,null,null,null,null,null,null,"/ Hour "]
[null,null,null,null,null,null,null,null,null,null,null,null,null,null,null,null,null,null,null,null,null,null,null,null,null,null,null,null,null,null,null,null,null,null,null,null,null,null,null,null,null,null,null,null,null,null,null,null,null,null,null,null,null,null,null,null,null,null,null,null,null,"/ Hour "]
[null,null,null,null,null,null,null,null,null,null,null,null,null,null,null,null,null,null,null,null,null,null,null,null,null,null,null,null,null,null,null,null,null,null,null,null,null,null,null,null,null,null,null,null,null,null,null,null,null,null,null,null,null,null,null,null,null,null,null,null,null,"/ Hour "]
[null,null,null,null,null,null,null,null,null,null,null,null,null,null,null,null,null,null,null,null,null,null,null,null,null,null,null,null,null,null,null,null,null,null,null,null,null,null,null,null,null,null,null,null,null,null,null,null,null,null,null,null,null,null,null,null,null,null,null,null,null,"/ Hour "]
[null,null,null,null,null,null,null,null,null,null,null,null,null,null,null,null,null,null,null,null,null,null,null,null,null,null,null,null,null,null,null,null,null,null,null,null,null,null,null,null,null,null,null,null,null,null,null,null,null,null,null,null,null,null,null,null,null,null,null,null,null,"/ Hour "]
[null,null,null,null,null,null,null,null,null,null,null,null,null,null,null,null,null,null,null,null,null,null,null,null,null,null,null,null,null,null,null,null,null,null,null,null,null,null,null,null,null,null,null,null,null,null,null,null,null,null,null,null,null,null,null,null,null,null,null,null,null,"/ Hour "]
[null,null,null,null,null,null,null,null,null,null,null,null,null,null,null,null,null,null,null,null,null,null,null,null,null,null,null,null,null,null,null,null,null,null,null,null,null,null,null,null,null,null,null,null,null,null,null,null,null,null,null,null,null,null,null,null,null,null,null,null,null,"/ Hour "]
[null,null,null,null,null,null,null,null,null,null,null,null,null,null,null,null,null,null,null,null,null,null,null,null,null,null,null,null,null,null,null,null,null,null,null,null,null,null,null,null,null,null,null,null,null,null,null,null,null,null,null,null,null,null,null,null,null,null,null,null,null,"/ Hour "]
[null,null,null,null,null,null,null,null,null,null,null,null,null,null,null,null,null,null,null,null,null,null,null,null,null,null,null,null,null,null,null,null,null,null,null,null,null,null,null,null,null,null,null,null,null,null,null,null,null,null,null,null,null,null,null,null,null,null,null,null,null,"/ Hour "]
[null,null,null,null,null,null,null,null,null,null,null,null,null,null,null,null,null,null,null,null,null,null,null,null,null,null,null,null,null,null,null,null,null,null,null,null,null,null,null,null,null,null,null,null,null,null,null,null,null,null,null,null,null,null,null,null,null,null,null,null,null,"/ Hour "]
[null,null,null,null,null,null,null,null,null,null,null,null,null,null,null,null,null,null,null,null,null,null,null,null,null,null,null,null,null,null,null,null,null,null,null,null,null,null,null,null,null,null,null,null,null,null,null,null,null,null,null,null,null,null,null,null,null,null,null,null,null,"/ Hour "]
[null,null,null,null,null,null,null,null,null,null,null,null,null,null,null,null,null,null,null,null,null,null,null,null,null,null,null,null,null,null,null,null,null,null,null,null,null,null,null,null,null,null,null,null,null,null,null,null,null,null,null,null,null,null,null,null,null,null,null,null,null,"/ Hour "]
[null,null,null,null,null,null,null,null,null,null,null,null,null,null,null,null,null,null,null,null,null,null,null,null,null,null,null,null,null,null,null,null,null,null,null,null,null,null,null,null,null,null,null,null,null,null,null,null,null,null,null,null,null,null,null,null,null,null,null,null,null,"/ Hour "]
[null,null,null,null,null,null,null,null,null,null,null,null,null,null,null,null,null,null,null,null,null,null,null,null,null,null,null,null,null,null,null,null,null,null,null,null,null,null,null,null,null,null,null,null,null,null,null,null,null,null,null,null,null,null,null,null,null,null,null,null,null,"/ Hour "]
[null,null,null,null,null,null,null,null,null,null,null,null,null,null,null,null,null,null,null,null,null,null,null,null,null,null,null,null,null,null,null,null,null,null,null,null,null,null,null,null,null,null,null,null,null,null,null,null,null,null,null,null,null,null,null,null,null,null,null,null,null,"/ Hour "]
[null,null,null,null,null,null,null,null,null,null,null,null,null,null,null,null,null,null,null,null,null,null,null,null,null,null,null,null,null,null,null,null,null,null,null,null,null,null,null,null,null,null,null,null,null,null,null,null,null,null,null,null,null,null,null,null,null,null,null,null,null,"/ Hour "]
[null,null,null,null,null,null,null,null,null,null,null,null,null,null,null,null,null,null,null,null,null,null,null,null,null,null,null,null,null,null,null,null,null,null,null,null,null,null,null,null,null,null,null,null,null,null,null,null,null,null,null,null,null,null,null,null,null,null,null,null,null,"/ Hour "]
[null,null,null,null,null,null,null,null,null,null,null,null,null,null,null,null,null,null,null,null,null,null,null,null,null,null,null,null,null,null,null,null,null,null,null,null,null,null,null,null,null,null,null,null,null,null,null,null,null,null,null,null,null,null,null,null,null,null,null,null,null,"/ Hour "]
[null,null,null,null,null,null,null,null,null,null,null,null,null,null,null,null,null,null,null,null,null,null,null,null,null,null,null,null,null,null,null,null,null,null,null,null,null,null,null,null,null,null,null,null,null,null,null,null,null,null,null,null,null,null,null,null,null,null,null,null,null,"/ Hour "]
[null,null,null,null,null,null,null,null,null,null,null,null,null,null,null,null,null,null,null,null,null,null,null,null,null,null,null,null,null,null,null,null,null,null,null,null,null,null,null,null,null,null,null,null,null,null,null,null,null,null,null,null,null,null,null,null,null,null,null,null,null,"/ Hour "]
[null,null,null,null,null,null,null,null,null,null,null,null,null,null,null,null,null,null,null,null,null,null,null,null,null,null,null,null,null,null,null,null,null,null,null,null,null,null,null,null,null,null,null,null,null,null,null,null,null,null,null,null,null,null,null,null,null,null,null,null,null,"/ Hour "]
[null,null,null,null,null,null,null,null,null,null,null,null,null,null,null,null,null,null,null,null,null,null,null,null,null,null,null,null,null,null,null,null,null,null,null,null,null,null,null,null,null,null,null,null,null,null,null,null,null,null,null,null,null,null,null,null,null,null,null,null,null,"/ Hour "]
[null,null,null,null,null,null,null,null,null,null,null,null,null,null,null,null,null,null,null,null,null,null,null,null,null,null,null,null,null,null,null,null,null,null,null,null,null,null,null,null,null,null,null,null,null,null,null,null,null,null,null,null,null,null,null,null,null,null,null,null,null,"/ Hour "]
[null,null,null,null,null,null,null,null,null,null,null,null,null,null,null,null,null,null,null,null,null,null,null,null,null,null,null,null,null,null,null,null,null,null,null,null,null,null,null,null,null,null,null,null,null,null,null,null,null,null,null,null,null,null,null,null,null,null,null,null,null,"/ Hour "]
[null,null,null,null,null,null,null,null,null,null,null,null,null,null,null,null,null,null,null,null,null,null,null,null,null,null,null,null,null,null,null,null,null,null,null,null,null,null,null,null,null,null,null,null,null,null,null,null,null,null,null,null,null,null,null,null,null,null,null,null,null,"/ Hour "]
[null,null,null,null,null,null,null,null,null,null,null,null,null,null,null,null,null,null,null,null,null,null,null,null,null,null,null,null,null,null,null,null,null,null,null,null,null,null,null,null,null,null,null,null,null,null,null,null,null,null,null,null,null,null,null,null,null,null,null,null,null,"/ Hour "]
[null,null,null,null,null,null,null,null,null,null,null,null,null,null,null,null,null,null,null,null,null,null,null,null,null,null,null,null,null,null,null,null,null,null,null,null,null,null,null,null,null,null,null,null,null,null,null,null,null,null,null,null,null,null,null,null,null,null,null,null,null,"/ Hour "]
[null,null,null,null,null,null,null,null,null,null,null,null,null,null,null,null,null,null,null,null,null,null,null,null,null,null,null,null,null,null,null,null,null,null,null,null,null,null,null,null,null,null,null,null,null,null,null,null,null,null,null,null,null,null,null,null,null,null,null,null,null,"/ Hour "]
[null,null,null,null,null,null,null,null,null,null,null,null,null,null,null,null,null,null,null,null,null,null,null,null,null,null,null,null,null,null,null,null,null,null,null,null,null,null,null,null,null,null,null,null,null,null,null,null,null,null,null,null,null,null,null,null,null,null,null,null,null,"/ Hour "]
[null,null,null,null,null,null,null,null,null,null,null,null,null,null,null,null,null,null,null,null,null,null,null,null,null,null,null,null,null,null,null,null,null,null,null,null,null,null,null,null,null,null,null,null,null,null,null,null,null,null,null,null,null,null,null,null,null,null,null,null,null,"/ Hour "]
[null,null,null,null,null,null,null,null,null,null,null,null,null,null,null,null,null,null,null,null,null,null,null,null,null,null,null,null,null,null,null,null,null,null,null,null,null,null,null,null,null,null,null,null,null,null,null,null,null,null,null,null,null,null,null,null,null,null,null,null,null,"/ Hour "]
[null,null,null,null,null,null,null,null,null,null,null,null,null,null,null,null,null,null,null,null,null,null,null,null,null,null,null,null,null,null,null,null,null,null,null,null,null,null,null,null,null,null,null,null,null,null,null,null,null,null,null,null,null,null,null,null,null,null,null,null,null,"/ Hour "]
[null,null,null,null,null,null,null,null,null,null,null,null,null,null,null,null,null,null,null,null,null,null,null,null,null,null,null,null,null,null,null,null,null,null,null,null,null,null,null,null,null,null,null,null,null,null,null,null,null,null,null,null,null,null,null,null,null,null,null,null,null,"/ Hour "]
[null,null,null,null,null,null,null,null,null,null,null,null,null,null,null,null,null,null,null,null,null,null,null,null,null,null,null,null,null,null,null,null,null,null,null,null,null,null,null,null,null,null,null,null,null,null,null,null,null,null,null,null,null,null,null,null,null,null,null,null,null,"/ Hour "]
[null,null,null,null,null,null,null,null,null,null,null,null,null,null,null,null,null,null,null,null,null,null,null,null,null,null,null,null,null,null,null,null,null,null,null,null,null,null,null,null,null,null,null,null,null,null,null,null,null,null,null,null,null,null,null,null,null,null,null,null,null,"/ Hour "]
[null,null,null,null,null,null,null,null,null,null,null,null,null,null,null,null,null,null,null,null,null,null,null,null,null,null,null,null,null,null,null,null,null,null,null,null,null,null,null,null,null,null,null,null,null,null,null,null,null,null,null,null,null,null,null,null,null,null,null,null,null,"/ Hour "]
[null,null,null,null,null,null,null,null,null,null,null,null,null,null,null,null,null,null,null,null,null,null,null,null,null,null,null,null,null,null,null,null,null,null,null,null,null,null,null,null,null,null,null,null,null,null,null,null,null,null,null,null,null,null,null,null,null,null,null,null,null,{"$f":"A5517&\"/\"&B5517&\" Hour \"&C5517","v":"/ Hour "}]
[null,null,null,null,null,null,null,null,null,null,null,null,null,null,null,null,null,null,null,null,null,null,null,null,null,null,null,null,null,null,null,null,null,null,null,null,null,null,null,null,null,null,null,null,null,null,null,null,null,null,null,null,null,null,null,null,null,null,null,null,null,"/ Hour "]
[null,null,null,null,null,null,null,null,null,null,null,null,null,null,null,null,null,null,null,null,null,null,null,null,null,null,null,null,null,null,null,null,null,null,null,null,null,null,null,null,null,null,null,null,null,null,null,null,null,null,null,null,null,null,null,null,null,null,null,null,null,"/ Hour "]
[null,null,null,null,null,null,null,null,null,null,null,null,null,null,null,null,null,null,null,null,null,null,null,null,null,null,null,null,null,null,null,null,null,null,null,null,null,null,null,null,null,null,null,null,null,null,null,null,null,null,null,null,null,null,null,null,null,null,null,null,null,"/ Hour "]
[null,null,null,null,null,null,null,null,null,null,null,null,null,null,null,null,null,null,null,null,null,null,null,null,null,null,null,null,null,null,null,null,null,null,null,null,null,null,null,null,null,null,null,null,null,null,null,null,null,null,null,null,null,null,null,null,null,null,null,null,null,"/ Hour "]
[null,null,null,null,null,null,null,null,null,null,null,null,null,null,null,null,null,null,null,null,null,null,null,null,null,null,null,null,null,null,null,null,null,null,null,null,null,null,null,null,null,null,null,null,null,null,null,null,null,null,null,null,null,null,null,null,null,null,null,null,null,"/ Hour "]
[null,null,null,null,null,null,null,null,null,null,null,null,null,null,null,null,null,null,null,null,null,null,null,null,null,null,null,null,null,null,null,null,null,null,null,null,null,null,null,null,null,null,null,null,null,null,null,null,null,null,null,null,null,null,null,null,null,null,null,null,null,"/ Hour "]
[null,null,null,null,null,null,null,null,null,null,null,null,null,null,null,null,null,null,null,null,null,null,null,null,null,null,null,null,null,null,null,null,null,null,null,null,null,null,null,null,null,null,null,null,null,null,null,null,null,null,null,null,null,null,null,null,null,null,null,null,null,"/ Hour "]
[null,null,null,null,null,null,null,null,null,null,null,null,null,null,null,null,null,null,null,null,null,null,null,null,null,null,null,null,null,null,null,null,null,null,null,null,null,null,null,null,null,null,null,null,null,null,null,null,null,null,null,null,null,null,null,null,null,null,null,null,null,"/ Hour "]
[null,null,null,null,null,null,null,null,null,null,null,null,null,null,null,null,null,null,null,null,null,null,null,null,null,null,null,null,null,null,null,null,null,null,null,null,null,null,null,null,null,null,null,null,null,null,null,null,null,null,null,null,null,null,null,null,null,null,null,null,null,"/ Hour "]
[null,null,null,null,null,null,null,null,null,null,null,null,null,null,null,null,null,null,null,null,null,null,null,null,null,null,null,null,null,null,null,null,null,null,null,null,null,null,null,null,null,null,null,null,null,null,null,null,null,null,null,null,null,null,null,null,null,null,null,null,null,"/ Hour "]
[null,null,null,null,null,null,null,null,null,null,null,null,null,null,null,null,null,null,null,null,null,null,null,null,null,null,null,null,null,null,null,null,null,null,null,null,null,null,null,null,null,null,null,null,null,null,null,null,null,null,null,null,null,null,null,null,null,null,null,null,null,"/ Hour "]
[null,null,null,null,null,null,null,null,null,null,null,null,null,null,null,null,null,null,null,null,null,null,null,null,null,null,null,null,null,null,null,null,null,null,null,null,null,null,null,null,null,null,null,null,null,null,null,null,null,null,null,null,null,null,null,null,null,null,null,null,null,"/ Hour "]
[null,null,null,null,null,null,null,null,null,null,null,null,null,null,null,null,null,null,null,null,null,null,null,null,null,null,null,null,null,null,null,null,null,null,null,null,null,null,null,null,null,null,null,null,null,null,null,null,null,null,null,null,null,null,null,null,null,null,null,null,null,"/ Hour "]
[null,null,null,null,null,null,null,null,null,null,null,null,null,null,null,null,null,null,null,null,null,null,null,null,null,null,null,null,null,null,null,null,null,null,null,null,null,null,null,null,null,null,null,null,null,null,null,null,null,null,null,null,null,null,null,null,null,null,null,null,null,"/ Hour "]
[null,null,null,null,null,null,null,null,null,null,null,null,null,null,null,null,null,null,null,null,null,null,null,null,null,null,null,null,null,null,null,null,null,null,null,null,null,null,null,null,null,null,null,null,null,null,null,null,null,null,null,null,null,null,null,null,null,null,null,null,null,"/ Hour "]
[null,null,null,null,null,null,null,null,null,null,null,null,null,null,null,null,null,null,null,null,null,null,null,null,null,null,null,null,null,null,null,null,null,null,null,null,null,null,null,null,null,null,null,null,null,null,null,null,null,null,null,null,null,null,null,null,null,null,null,null,null,"/ Hour "]
[null,null,null,null,null,null,null,null,null,null,null,null,null,null,null,null,null,null,null,null,null,null,null,null,null,null,null,null,null,null,null,null,null,null,null,null,null,null,null,null,null,null,null,null,null,null,null,null,null,null,null,null,null,null,null,null,null,null,null,null,null,"/ Hour "]
[null,null,null,null,null,null,null,null,null,null,null,null,null,null,null,null,null,null,null,null,null,null,null,null,null,null,null,null,null,null,null,null,null,null,null,null,null,null,null,null,null,null,null,null,null,null,null,null,null,null,null,null,null,null,null,null,null,null,null,null,null,"/ Hour "]
[null,null,null,null,null,null,null,null,null,null,null,null,null,null,null,null,null,null,null,null,null,null,null,null,null,null,null,null,null,null,null,null,null,null,null,null,null,null,null,null,null,null,null,null,null,null,null,null,null,null,null,null,null,null,null,null,null,null,null,null,null,"/ Hour "]
[null,null,null,null,null,null,null,null,null,null,null,null,null,null,null,null,null,null,null,null,null,null,null,null,null,null,null,null,null,null,null,null,null,null,null,null,null,null,null,null,null,null,null,null,null,null,null,null,null,null,null,null,null,null,null,null,null,null,null,null,null,"/ Hour "]
[null,null,null,null,null,null,null,null,null,null,null,null,null,null,null,null,null,null,null,null,null,null,null,null,null,null,null,null,null,null,null,null,null,null,null,null,null,null,null,null,null,null,null,null,null,null,null,null,null,null,null,null,null,null,null,null,null,null,null,null,null,"/ Hour "]
[null,null,null,null,null,null,null,null,null,null,null,null,null,null,null,null,null,null,null,null,null,null,null,null,null,null,null,null,null,null,null,null,null,null,null,null,null,null,null,null,null,null,null,null,null,null,null,null,null,null,null,null,null,null,null,null,null,null,null,null,null,"/ Hour "]
[null,null,null,null,null,null,null,null,null,null,null,null,null,null,null,null,null,null,null,null,null,null,null,null,null,null,null,null,null,null,null,null,null,null,null,null,null,null,null,null,null,null,null,null,null,null,null,null,null,null,null,null,null,null,null,null,null,null,null,null,null,{"$f":"A5901&\"/\"&B5901&\" Hour \"&C5901","v":"/ Hour "}]
[null,null,null,null,null,null,null,null,null,null,null,null,null,null,null,null,null,null,null,null,null,null,null,null,null,null,null,null,null,null,null,null,null,null,null,null,null,null,null,null,null,null,null,null,null,null,null,null,null,null,null,null,null,null,null,null,null,null,null,null,null,"/ Hour "]
[null,null,null,null,null,null,null,null,null,null,null,null,null,null,null,null,null,null,null,null,null,null,null,null,null,null,null,null,null,null,null,null,null,null,null,null,null,null,null,null,null,null,null,null,null,null,null,null,null,null,null,null,null,null,null,null,null,null,null,null,null,"/ Hour "]
[null,null,null,null,null,null,null,null,null,null,null,null,null,null,null,null,null,null,null,null,null,null,null,null,null,null,null,null,null,null,null,null,null,null,null,null,null,null,null,null,null,null,null,null,null,null,null,null,null,null,null,null,null,null,null,null,null,null,null,null,null,"/ Hour "]
[null,null,null,null,null,null,null,null,null,null,null,null,null,null,null,null,null,null,null,null,null,null,null,null,null,null,null,null,null,null,null,null,null,null,null,null,null,null,null,null,null,null,null,null,null,null,null,null,null,null,null,null,null,null,null,null,null,null,null,null,null,"/ Hour "]
[null,null,null,null,null,null,null,null,null,null,null,null,null,null,null,null,null,null,null,null,null,null,null,null,null,null,null,null,null,null,null,null,null,null,null,null,null,null,null,null,null,null,null,null,null,null,null,null,null,null,null,null,null,null,null,null,null,null,null,null,null,"/ Hour "]
[null,null,null,null,null,null,null,null,null,null,null,null,null,null,null,null,null,null,null,null,null,null,null,null,null,null,null,null,null,null,null,null,null,null,null,null,null,null,null,null,null,null,null,null,null,null,null,null,null,null,null,null,null,null,null,null,null,null,null,null,null,"/ Hour "]
[null,null,null,null,null,null,null,null,null,null,null,null,null,null,null,null,null,null,null,null,null,null,null,null,null,null,null,null,null,null,null,null,null,null,null,null,null,null,null,null,null,null,null,null,null,null,null,null,null,null,null,null,null,null,null,null,null,null,null,null,null,"/ Hour "]
[null,null,null,null,null,null,null,null,null,null,null,null,null,null,null,null,null,null,null,null,null,null,null,null,null,null,null,null,null,null,null,null,null,null,null,null,null,null,null,null,null,null,null,null,null,null,null,null,null,null,null,null,null,null,null,null,null,null,null,null,null,"/ Hour "]
[null,null,null,null,null,null,null,null,null,null,null,null,null,null,null,null,null,null,null,null,null,null,null,null,null,null,null,null,null,null,null,null,null,null,null,null,null,null,null,null,null,null,null,null,null,null,null,null,null,null,null,null,null,null,null,null,null,null,null,null,null,"/ Hour "]
[null,null,null,null,null,null,null,null,null,null,null,null,null,null,null,null,null,null,null,null,null,null,null,null,null,null,null,null,null,null,null,null,null,null,null,null,null,null,null,null,null,null,null,null,null,null,null,null,null,null,null,null,null,null,null,null,null,null,null,null,null,"/ Hour "]
[null,null,null,null,null,null,null,null,null,null,null,null,null,null,null,null,null,null,null,null,null,null,null,null,null,null,null,null,null,null,null,null,null,null,null,null,null,null,null,null,null,null,null,null,null,null,null,null,null,null,null,null,null,null,null,null,null,null,null,null,null,"/ Hour "]
[null,null,null,null,null,null,null,null,null,null,null,null,null,null,null,null,null,null,null,null,null,null,null,null,null,null,null,null,null,null,null,null,null,null,null,null,null,null,null,null,null,null,null,null,null,null,null,null,null,null,null,null,null,null,null,null,null,null,null,null,null,"/ Hour "]
[null,null,null,null,null,null,null,null,null,null,null,null,null,null,null,null,null,null,null,null,null,null,null,null,null,null,null,null,null,null,null,null,null,null,null,null,null,null,null,null,null,null,null,null,null,null,null,null,null,null,null,null,null,null,null,null,null,null,null,null,null,"/ Hour "]
[null,null,null,null,null,null,null,null,null,null,null,null,null,null,null,null,null,null,null,null,null,null,null,null,null,null,null,null,null,null,null,null,null,null,null,null,null,null,null,null,null,null,null,null,null,null,null,null,null,null,null,null,null,null,null,null,null,null,null,null,null,"/ Hour "]
[null,null,null,null,null,null,null,null,null,null,null,null,null,null,null,null,null,null,null,null,null,null,null,null,null,null,null,null,null,null,null,null,null,null,null,null,null,null,null,null,null,null,null,null,null,null,null,null,null,null,null,null,null,null,null,null,null,null,null,null,null,"/ Hour "]
[null,null,null,null,null,null,null,null,null,null,null,null,null,null,null,null,null,null,null,null,null,null,null,null,null,null,null,null,null,null,null,null,null,null,null,null,null,null,null,null,null,null,null,null,null,null,null,null,null,null,null,null,null,null,null,null,null,null,null,null,null,"/ Hour "]
[null,null,null,null,null,null,null,null,null,null,null,null,null,null,null,null,null,null,null,null,null,null,null,null,null,null,null,null,null,null,null,null,null,null,null,null,null,null,null,null,null,null,null,null,null,null,null,null,null,null,null,null,null,null,null,null,null,null,null,null,null,"/ Hour "]
[null,null,null,null,null,null,null,null,null,null,null,null,null,null,null,null,null,null,null,null,null,null,null,null,null,null,null,null,null,null,null,null,null,null,null,null,null,null,null,null,null,null,null,null,null,null,null,null,null,null,null,null,null,null,null,null,null,null,null,null,null,"/ Hour "]
[null,null,null,null,null,null,null,null,null,null,null,null,null,null,null,null,null,null,null,null,null,null,null,null,null,null,null,null,null,null,null,null,null,null,null,null,null,null,null,null,null,null,null,null,null,null,null,null,null,null,null,null,null,null,null,null,null,null,null,null,null,"/ Hour "]
[null,null,null,null,null,null,null,null,null,null,null,null,null,null,null,null,null,null,null,null,null,null,null,null,null,null,null,null,null,null,null,null,null,null,null,null,null,null,null,null,null,null,null,null,null,null,null,null,null,null,null,null,null,null,null,null,null,null,null,null,null,"/ Hour "]
[null,null,null,null,null,null,null,null,null,null,null,null,null,null,null,null,null,null,null,null,null,null,null,null,null,null,null,null,null,null,null,null,null,null,null,null,null,null,null,null,null,null,null,null,null,null,null,null,null,null,null,null,null,null,null,null,null,null,null,null,null,"/ Hour "]
[null,null,null,null,null,null,null,null,null,null,null,null,null,null,null,null,null,null,null,null,null,null,null,null,null,null,null,null,null,null,null,null,null,null,null,null,null,null,null,null,null,null,null,null,null,null,null,null,null,null,null,null,null,null,null,null,null,null,null,null,null,"/ Hour "]
[null,null,null,null,null,null,null,null,null,null,null,null,null,null,null,null,null,null,null,null,null,null,null,null,null,null,null,null,null,null,null,null,null,null,null,null,null,null,null,null,null,null,null,null,null,null,null,null,null,null,null,null,null,null,null,null,null,null,null,null,null,"/ Hour "]
[null,null,null,null,null,null,null,null,null,null,null,null,null,null,null,null,null,null,null,null,null,null,null,null,null,null,null,null,null,null,null,null,null,null,null,null,null,null,null,null,null,null,null,null,null,null,null,null,null,null,null,null,null,null,null,null,null,null,null,null,null,"/ Hour "]
[null,null,null,null,null,null,null,null,null,null,null,null,null,null,null,null,null,null,null,null,null,null,null,null,null,null,null,null,null,null,null,null,null,null,null,null,null,null,null,null,null,null,null,null,null,null,null,null,null,null,null,null,null,null,null,null,null,null,null,null,null,"/ Hour "]
[null,null,null,null,null,null,null,null,null,null,null,null,null,null,null,null,null,null,null,null,null,null,null,null,null,null,null,null,null,null,null,null,null,null,null,null,null,null,null,null,null,null,null,null,null,null,null,null,null,null,null,null,null,null,null,null,null,null,null,null,null,"/ Hour "]
[null,null,null,null,null,null,null,null,null,null,null,null,null,null,null,null,null,null,null,null,null,null,null,null,null,null,null,null,null,null,null,null,null,null,null,null,null,null,null,null,null,null,null,null,null,null,null,null,null,null,null,null,null,null,null,null,null,null,null,null,null,"/ Hour "]
[null,null,null,null,null,null,null,null,null,null,null,null,null,null,null,null,null,null,null,null,null,null,null,null,null,null,null,null,null,null,null,null,null,null,null,null,null,null,null,null,null,null,null,null,null,null,null,null,null,null,null,null,null,null,null,null,null,null,null,null,null,"/ Hour "]
[null,null,null,null,null,null,null,null,null,null,null,null,null,null,null,null,null,null,null,null,null,null,null,null,null,null,null,null,null,null,null,null,null,null,null,null,null,null,null,null,null,null,null,null,null,null,null,null,null,null,null,null,null,null,null,null,null,null,null,null,null,"/ Hour "]
[null,null,null,null,null,null,null,null,null,null,null,null,null,null,null,null,null,null,null,null,null,null,null,null,null,null,null,null,null,null,null,null,null,null,null,null,null,null,null,null,null,null,null,null,null,null,null,null,null,null,null,null,null,null,null,null,null,null,null,null,null,"/ Hour "]
[null,null,null,null,null,null,null,null,null,null,null,null,null,null,null,null,null,null,null,null,null,null,null,null,null,null,null,null,null,null,null,null,null,null,null,null,null,null,null,null,null,null,null,null,null,null,null,null,null,null,null,null,null,null,null,null,null,null,null,null,null,"/ Hour "]
[null,null,null,null,null,null,null,null,null,null,null,null,null,null,null,null,null,null,null,null,null,null,null,null,null,null,null,null,null,null,null,null,null,null,null,null,null,null,null,null,null,null,null,null,null,null,null,null,null,null,null,null,null,null,null,null,null,null,null,null,null,"/ Hour "]
[null,null,null,null,null,null,null,null,null,null,null,null,null,null,null,null,null,null,null,null,null,null,null,null,null,null,null,null,null,null,null,null,null,null,null,null,null,null,null,null,null,null,null,null,null,null,null,null,null,null,null,null,null,null,null,null,null,null,null,null,null,"/ Hour "]
[null,null,null,null,null,null,null,null,null,null,null,null,null,null,null,null,null,null,null,null,null,null,null,null,null,null,null,null,null,null,null,null,null,null,null,null,null,null,null,null,null,null,null,null,null,null,null,null,null,null,null,null,null,null,null,null,null,null,null,null,null,"/ Hour "]
[null,null,null,null,null,null,null,null,null,null,null,null,null,null,null,null,null,null,null,null,null,null,null,null,null,null,null,null,null,null,null,null,null,null,null,null,null,null,null,null,null,null,null,null,null,null,null,null,null,null,null,null,null,null,null,null,null,null,null,null,null,"/ Hour "]
[null,null,null,null,null,null,null,null,null,null,null,null,null,null,null,null,null,null,null,null,null,null,null,null,null,null,null,null,null,null,null,null,null,null,null,null,null,null,null,null,null,null,null,null,null,null,null,null,null,null,null,null,null,null,null,null,null,null,null,null,null,"/ Hour "]
[null,null,null,null,null,null,null,null,null,null,null,null,null,null,null,null,null,null,null,null,null,null,null,null,null,null,null,null,null,null,null,null,null,null,null,null,null,null,null,null,null,null,null,null,null,null,null,null,null,null,null,null,null,null,null,null,null,null,null,null,null,"/ Hour "]
[null,null,null,null,null,null,null,null,null,null,null,null,null,null,null,null,null,null,null,null,null,null,null,null,null,null,null,null,null,null,null,null,null,null,null,null,null,null,null,null,null,null,null,null,null,null,null,null,null,null,null,null,null,null,null,null,null,null,null,null,null,"/ Hour "]
[null,null,null,null,null,null,null,null,null,null,null,null,null,null,null,null,null,null,null,null,null,null,null,null,null,null,null,null,null,null,null,null,null,null,null,null,null,null,null,null,null,null,null,null,null,null,null,null,null,null,null,null,null,null,null,null,null,null,null,null,null,"/ Hour "]
[null,null,null,null,null,null,null,null,null,null,null,null,null,null,null,null,null,null,null,null,null,null,null,null,null,null,null,null,null,null,null,null,null,null,null,null,null,null,null,null,null,null,null,null,null,null,null,null,null,null,null,null,null,null,null,null,null,null,null,null,null,"/ Hour "]
[null,null,null,null,null,null,null,null,null,null,null,null,null,null,null,null,null,null,null,null,null,null,null,null,null,null,null,null,null,null,null,null,null,null,null,null,null,null,null,null,null,null,null,null,null,null,null,null,null,null,null,null,null,null,null,null,null,null,null,null,null,"/ Hour "]
[null,null,null,null,null,null,null,null,null,null,null,null,null,null,null,null,null,null,null,null,null,null,null,null,null,null,null,null,null,null,null,null,null,null,null,null,null,null,null,null,null,null,null,null,null,null,null,null,null,null,null,null,null,null,null,null,null,null,null,null,null,"/ Hour "]
[null,null,null,null,null,null,null,null,null,null,null,null,null,null,null,null,null,null,null,null,null,null,null,null,null,null,null,null,null,null,null,null,null,null,null,null,null,null,null,null,null,null,null,null,null,null,null,null,null,null,null,null,null,null,null,null,null,null,null,null,null,"/ Hour "]
[null,null,null,null,null,null,null,null,null,null,null,null,null,null,null,null,null,null,null,null,null,null,null,null,null,null,null,null,null,null,null,null,null,null,null,null,null,null,null,null,null,null,null,null,null,null,null,null,null,null,null,null,null,null,null,null,null,null,null,null,null,"/ Hour "]
[null,null,null,null,null,null,null,null,null,null,null,null,null,null,null,null,null,null,null,null,null,null,null,null,null,null,null,null,null,null,null,null,null,null,null,null,null,null,null,null,null,null,null,null,null,null,null,null,null,null,null,null,null,null,null,null,null,null,null,null,null,"/ Hour "]
[null,null,null,null,null,null,null,null,null,null,null,null,null,null,null,null,null,null,null,null,null,null,null,null,null,null,null,null,null,null,null,null,null,null,null,null,null,null,null,null,null,null,null,null,null,null,null,null,null,null,null,null,null,null,null,null,null,null,null,null,null,"/ Hour "]
[null,null,null,null,null,null,null,null,null,null,null,null,null,null,null,null,null,null,null,null,null,null,null,null,null,null,null,null,null,null,null,null,null,null,null,null,null,null,null,null,null,null,null,null,null,null,null,null,null,null,null,null,null,null,null,null,null,null,null,null,null,"/ Hour "]
[null,null,null,null,null,null,null,null,null,null,null,null,null,null,null,null,null,null,null,null,null,null,null,null,null,null,null,null,null,null,null,null,null,null,null,null,null,null,null,null,null,null,null,null,null,null,null,null,null,null,null,null,null,null,null,null,null,null,null,null,null,"/ Hour "]
[null,null,null,null,null,null,null,null,null,null,null,null,null,null,null,null,null,null,null,null,null,null,null,null,null,null,null,null,null,null,null,null,null,null,null,null,null,null,null,null,null,null,null,null,null,null,null,null,null,null,null,null,null,null,null,null,null,null,null,null,null,"/ Hour "]
[null,null,null,null,null,null,null,null,null,null,null,null,null,null,null,null,null,null,null,null,null,null,null,null,null,null,null,null,null,null,null,null,null,null,null,null,null,null,null,null,null,null,null,null,null,null,null,null,null,null,null,null,null,null,null,null,null,null,null,null,null,"/ Hour "]
[null,null,null,null,null,null,null,null,null,null,null,null,null,null,null,null,null,null,null,null,null,null,null,null,null,null,null,null,null,null,null,null,null,null,null,null,null,null,null,null,null,null,null,null,null,null,null,null,null,null,null,null,null,null,null,null,null,null,null,null,null,"/ Hour "]
[null,null,null,null,null,null,null,null,null,null,null,null,null,null,null,null,null,null,null,null,null,null,null,null,null,null,null,null,null,null,null,null,null,null,null,null,null,null,null,null,null,null,null,null,null,null,null,null,null,null,null,null,null,null,null,null,null,null,null,null,null,"/ Hour "]
[null,null,null,null,null,null,null,null,null,null,null,null,null,null,null,null,null,null,null,null,null,null,null,null,null,null,null,null,null,null,null,null,null,null,null,null,null,null,null,null,null,null,null,null,null,null,null,null,null,null,null,null,null,null,null,null,null,null,null,null,null,"/ Hour "]
[null,null,null,null,null,null,null,null,null,null,null,null,null,null,null,null,null,null,null,null,null,null,null,null,null,null,null,null,null,null,null,null,null,null,null,null,null,null,null,null,null,null,null,null,null,null,null,null,null,null,null,null,null,null,null,null,null,null,null,null,null,"/ Hour "]
[null,null,null,null,null,null,null,null,null,null,null,null,null,null,null,null,null,null,null,null,null,null,null,null,null,null,null,null,null,null,null,null,null,null,null,null,null,null,null,null,null,null,null,null,null,null,null,null,null,null,null,null,null,null,null,null,null,null,null,null,null,"/ Hour "]
[null,null,null,null,null,null,null,null,null,null,null,null,null,null,null,null,null,null,null,null,null,null,null,null,null,null,null,null,null,null,null,null,null,null,null,null,null,null,null,null,null,null,null,null,null,null,null,null,null,null,null,null,null,null,null,null,null,null,null,null,null,"/ Hour "]
[null,null,null,null,null,null,null,null,null,null,null,null,null,null,null,null,null,null,null,null,null,null,null,null,null,null,null,null,null,null,null,null,null,null,null,null,null,null,null,null,null,null,null,null,null,null,null,null,null,null,null,null,null,null,null,null,null,null,null,null,null,"/ Hour "]
[null,null,null,null,null,null,null,null,null,null,null,null,null,null,null,null,null,null,null,null,null,null,null,null,null,null,null,null,null,null,null,null,null,null,null,null,null,null,null,null,null,null,null,null,null,null,null,null,null,null,null,null,null,null,null,null,null,null,null,null,null,"/ Hour "]
[null,null,null,null,null,null,null,null,null,null,null,null,null,null,null,null,null,null,null,null,null,null,null,null,null,null,null,null,null,null,null,null,null,null,null,null,null,null,null,null,null,null,null,null,null,null,null,null,null,null,null,null,null,null,null,null,null,null,null,null,null,"/ Hour "]
[null,null,null,null,null,null,null,null,null,null,null,null,null,null,null,null,null,null,null,null,null,null,null,null,null,null,null,null,null,null,null,null,null,null,null,null,null,null,null,null,null,null,null,null,null,null,null,null,null,null,null,null,null,null,null,null,null,null,null,null,null,"/ Hour "]
[null,null,null,null,null,null,null,null,null,null,null,null,null,null,null,null,null,null,null,null,null,null,null,null,null,null,null,null,null,null,null,null,null,null,null,null,null,null,null,null,null,null,null,null,null,null,null,null,null,null,null,null,null,null,null,null,null,null,null,null,null,"/ Hour "]
[null,null,null,null,null,null,null,null,null,null,null,null,null,null,null,null,null,null,null,null,null,null,null,null,null,null,null,null,null,null,null,null,null,null,null,null,null,null,null,null,null,null,null,null,null,null,null,null,null,null,null,null,null,null,null,null,null,null,null,null,null,"/ Hour "]
[null,null,null,null,null,null,null,null,null,null,null,null,null,null,null,null,null,null,null,null,null,null,null,null,null,null,null,null,null,null,null,null,null,null,null,null,null,null,null,null,null,null,null,null,null,null,null,null,null,null,null,null,null,null,null,null,null,null,null,null,null,"/ Hour "]
[null,null,null,null,null,null,null,null,null,null,null,null,null,null,null,null,null,null,null,null,null,null,null,null,null,null,null,null,null,null,null,null,null,null,null,null,null,null,null,null,null,null,null,null,null,null,null,null,null,null,null,null,null,null,null,null,null,null,null,null,null,"/ Hour "]
[null,null,null,null,null,null,null,null,null,null,null,null,null,null,null,null,null,null,null,null,null,null,null,null,null,null,null,null,null,null,null,null,null,null,null,null,null,null,null,null,null,null,null,null,null,null,null,null,null,null,null,null,null,null,null,null,null,null,null,null,null,"/ Hour "]
[null,null,null,null,null,null,null,null,null,null,null,null,null,null,null,null,null,null,null,null,null,null,null,null,null,null,null,null,null,null,null,null,null,null,null,null,null,null,null,null,null,null,null,null,null,null,null,null,null,null,null,null,null,null,null,null,null,null,null,null,null,"/ Hour "]
[null,null,null,null,null,null,null,null,null,null,null,null,null,null,null,null,null,null,null,null,null,null,null,null,null,null,null,null,null,null,null,null,null,null,null,null,null,null,null,null,null,null,null,null,null,null,null,null,null,null,null,null,null,null,null,null,null,null,null,null,null,"/ Hour "]
[null,null,null,null,null,null,null,null,null,null,null,null,null,null,null,null,null,null,null,null,null,null,null,null,null,null,null,null,null,null,null,null,null,null,null,null,null,null,null,null,null,null,null,null,null,null,null,null,null,null,null,null,null,null,null,null,null,null,null,null,null,"/ Hour "]
[null,null,null,null,null,null,null,null,null,null,null,null,null,null,null,null,null,null,null,null,null,null,null,null,null,null,null,null,null,null,null,null,null,null,null,null,null,null,null,null,null,null,null,null,null,null,null,null,null,null,null,null,null,null,null,null,null,null,null,null,null,"/ Hour "]
[null,null,null,null,null,null,null,null,null,null,null,null,null,null,null,null,null,null,null,null,null,null,null,null,null,null,null,null,null,null,null,null,null,null,null,null,null,null,null,null,null,null,null,null,null,null,null,null,null,null,null,null,null,null,null,null,null,null,null,null,null,"/ Hour "]
[null,null,null,null,null,null,null,null,null,null,null,null,null,null,null,null,null,null,null,null,null,null,null,null,null,null,null,null,null,null,null,null,null,null,null,null,null,null,null,null,null,null,null,null,null,null,null,null,null,null,null,null,null,null,null,null,null,null,null,null,null,"/ Hour "]
[null,null,null,null,null,null,null,null,null,null,null,null,null,null,null,null,null,null,null,null,null,null,null,null,null,null,null,null,null,null,null,null,null,null,null,null,null,null,null,null,null,null,null,null,null,null,null,null,null,null,null,null,null,null,null,null,null,null,null,null,null,"/ Hour "]
[null,null,null,null,null,null,null,null,null,null,null,null,null,null,null,null,null,null,null,null,null,null,null,null,null,null,null,null,null,null,null,null,null,null,null,null,null,null,null,null,null,null,null,null,null,null,null,null,null,null,null,null,null,null,null,null,null,null,null,null,null,"/ Hour "]
[null,null,null,null,null,null,null,null,null,null,null,null,null,null,null,null,null,null,null,null,null,null,null,null,null,null,null,null,null,null,null,null,null,null,null,null,null,null,null,null,null,null,null,null,null,null,null,null,null,null,null,null,null,null,null,null,null,null,null,null,null,"/ Hour "]
[null,null,null,null,null,null,null,null,null,null,null,null,null,null,null,null,null,null,null,null,null,null,null,null,null,null,null,null,null,null,null,null,null,null,null,null,null,null,null,null,null,null,null,null,null,null,null,null,null,null,null,null,null,null,null,null,null,null,null,null,null,"/ Hour "]
[null,null,null,null,null,null,null,null,null,null,null,null,null,null,null,null,null,null,null,null,null,null,null,null,null,null,null,null,null,null,null,null,null,null,null,null,null,null,null,null,null,null,null,null,null,null,null,null,null,null,null,null,null,null,null,null,null,null,null,null,null,"/ Hour "]
[null,null,null,null,null,null,null,null,null,null,null,null,null,null,null,null,null,null,null,null,null,null,null,null,null,null,null,null,null,null,null,null,null,null,null,null,null,null,null,null,null,null,null,null,null,null,null,null,null,null,null,null,null,null,null,null,null,null,null,null,null,"/ Hour "]
[null,null,null,null,null,null,null,null,null,null,null,null,null,null,null,null,null,null,null,null,null,null,null,null,null,null,null,null,null,null,null,null,null,null,null,null,null,null,null,null,null,null,null,null,null,null,null,null,null,null,null,null,null,null,null,null,null,null,null,null,null,"/ Hour "]
[null,null,null,null,null,null,null,null,null,null,null,null,null,null,null,null,null,null,null,null,null,null,null,null,null,null,null,null,null,null,null,null,null,null,null,null,null,null,null,null,null,null,null,null,null,null,null,null,null,null,null,null,null,null,null,null,null,null,null,null,null,"/ Hour "]
[null,null,null,null,null,null,null,null,null,null,null,null,null,null,null,null,null,null,null,null,null,null,null,null,null,null,null,null,null,null,null,null,null,null,null,null,null,null,null,null,null,null,null,null,null,null,null,null,null,null,null,null,null,null,null,null,null,null,null,null,null,"/ Hour "]
[null,null,null,null,null,null,null,null,null,null,null,null,null,null,null,null,null,null,null,null,null,null,null,null,null,null,null,null,null,null,null,null,null,null,null,null,null,null,null,null,null,null,null,null,null,null,null,null,null,null,null,null,null,null,null,null,null,null,null,null,null,"/ Hour "]
[null,null,null,null,null,null,null,null,null,null,null,null,null,null,null,null,null,null,null,null,null,null,null,null,null,null,null,null,null,null,null,null,null,null,null,null,null,null,null,null,null,null,null,null,null,null,null,null,null,null,null,null,null,null,null,null,null,null,null,null,null,"/ Hour "]
[null,null,null,null,null,null,null,null,null,null,null,null,null,null,null,null,null,null,null,null,null,null,null,null,null,null,null,null,null,null,null,null,null,null,null,null,null,null,null,null,null,null,null,null,null,null,null,null,null,null,null,null,null,null,null,null,null,null,null,null,null,"/ Hour "]
[null,null,null,null,null,null,null,null,null,null,null,null,null,null,null,null,null,null,null,null,null,null,null,null,null,null,null,null,null,null,null,null,null,null,null,null,null,null,null,null,null,null,null,null,null,null,null,null,null,null,null,null,null,null,null,null,null,null,null,null,null,"/ Hour "]
[null,null,null,null,null,null,null,null,null,null,null,null,null,null,null,null,null,null,null,null,null,null,null,null,null,null,null,null,null,null,null,null,null,null,null,null,null,null,null,null,null,null,null,null,null,null,null,null,null,null,null,null,null,null,null,null,null,null,null,null,null,"/ Hour "]
[null,null,null,null,null,null,null,null,null,null,null,null,null,null,null,null,null,null,null,null,null,null,null,null,null,null,null,null,null,null,null,null,null,null,null,null,null,null,null,null,null,null,null,null,null,null,null,null,null,null,null,null,null,null,null,null,null,null,null,null,null,"/ Hour "]
[null,null,null,null,null,null,null,null,null,null,null,null,null,null,null,null,null,null,null,null,null,null,null,null,null,null,null,null,null,null,null,null,null,null,null,null,null,null,null,null,null,null,null,null,null,null,null,null,null,null,null,null,null,null,null,null,null,null,null,null,null,"/ Hour "]
[null,null,null,null,null,null,null,null,null,null,null,null,null,null,null,null,null,null,null,null,null,null,null,null,null,null,null,null,null,null,null,null,null,null,null,null,null,null,null,null,null,null,null,null,null,null,null,null,null,null,null,null,null,null,null,null,null,null,null,null,null,"/ Hour "]
[null,null,null,null,null,null,null,null,null,null,null,null,null,null,null,null,null,null,null,null,null,null,null,null,null,null,null,null,null,null,null,null,null,null,null,null,null,null,null,null,null,null,null,null,null,null,null,null,null,null,null,null,null,null,null,null,null,null,null,null,null,"/ Hour "]
[null,null,null,null,null,null,null,null,null,null,null,null,null,null,null,null,null,null,null,null,null,null,null,null,null,null,null,null,null,null,null,null,null,null,null,null,null,null,null,null,null,null,null,null,null,null,null,null,null,null,null,null,null,null,null,null,null,null,null,null,null,"/ Hour "]
[null,null,null,null,null,null,null,null,null,null,null,null,null,null,null,null,null,null,null,null,null,null,null,null,null,null,null,null,null,null,null,null,null,null,null,null,null,null,null,null,null,null,null,null,null,null,null,null,null,null,null,null,null,null,null,null,null,null,null,null,null,"/ Hour "]
[null,null,null,null,null,null,null,null,null,null,null,null,null,null,null,null,null,null,null,null,null,null,null,null,null,null,null,null,null,null,null,null,null,null,null,null,null,null,null,null,null,null,null,null,null,null,null,null,null,null,null,null,null,null,null,null,null,null,null,null,null,"/ Hour "]
[null,null,null,null,null,null,null,null,null,null,null,null,null,null,null,null,null,null,null,null,null,null,null,null,null,null,null,null,null,null,null,null,null,null,null,null,null,null,null,null,null,null,null,null,null,null,null,null,null,null,null,null,null,null,null,null,null,null,null,null,null,"/ Hour "]
[null,null,null,null,null,null,null,null,null,null,null,null,null,null,null,null,null,null,null,null,null,null,null,null,null,null,null,null,null,null,null,null,null,null,null,null,null,null,null,null,null,null,null,null,null,null,null,null,null,null,null,null,null,null,null,null,null,null,null,null,null,{"$f":"A7501&\"/\"&B7501&\" Hour \"&C7501","v":"/ Hour "}]
[null,null,null,null,null,null,null,null,null,null,null,null,null,null,null,null,null,null,null,null,null,null,null,null,null,null,null,null,null,null,null,null,null,null,null,null,null,null,null,null,null,null,null,null,null,null,null,null,null,null,null,null,null,null,null,null,null,null,null,null,null,"/ Hour "]
[null,null,null,null,null,null,null,null,null,null,null,null,null,null,null,null,null,null,null,null,null,null,null,null,null,null,null,null,null,null,null,null,null,null,null,null,null,null,null,null,null,null,null,null,null,null,null,null,null,null,null,null,null,null,null,null,null,null,null,null,null,"/ Hour "]
[null,null,null,null,null,null,null,null,null,null,null,null,null,null,null,null,null,null,null,null,null,null,null,null,null,null,null,null,null,null,null,null,null,null,null,null,null,null,null,null,null,null,null,null,null,null,null,null,null,null,null,null,null,null,null,null,null,null,null,null,null,"/ Hour "]
[null,null,null,null,null,null,null,null,null,null,null,null,null,null,null,null,null,null,null,null,null,null,null,null,null,null,null,null,null,null,null,null,null,null,null,null,null,null,null,null,null,null,null,null,null,null,null,null,null,null,null,null,null,null,null,null,null,null,null,null,null,"/ Hour "]
[null,null,null,null,null,null,null,null,null,null,null,null,null,null,null,null,null,null,null,null,null,null,null,null,null,null,null,null,null,null,null,null,null,null,null,null,null,null,null,null,null,null,null,null,null,null,null,null,null,null,null,null,null,null,null,null,null,null,null,null,null,"/ Hour "]
[null,null,null,null,null,null,null,null,null,null,null,null,null,null,null,null,null,null,null,null,null,null,null,null,null,null,null,null,null,null,null,null,null,null,null,null,null,null,null,null,null,null,null,null,null,null,null,null,null,null,null,null,null,null,null,null,null,null,null,null,null,"/ Hour "]
[null,null,null,null,null,null,null,null,null,null,null,null,null,null,null,null,null,null,null,null,null,null,null,null,null,null,null,null,null,null,null,null,null,null,null,null,null,null,null,null,null,null,null,null,null,null,null,null,null,null,null,null,null,null,null,null,null,null,null,null,null,"/ Hour "]
[null,null,null,null,null,null,null,null,null,null,null,null,null,null,null,null,null,null,null,null,null,null,null,null,null,null,null,null,null,null,null,null,null,null,null,null,null,null,null,null,null,null,null,null,null,null,null,null,null,null,null,null,null,null,null,null,null,null,null,null,null,"/ Hour "]
[null,null,null,null,null,null,null,null,null,null,null,null,null,null,null,null,null,null,null,null,null,null,null,null,null,null,null,null,null,null,null,null,null,null,null,null,null,null,null,null,null,null,null,null,null,null,null,null,null,null,null,null,null,null,null,null,null,null,null,null,null,"/ Hour "]
[null,null,null,null,null,null,null,null,null,null,null,null,null,null,null,null,null,null,null,null,null,null,null,null,null,null,null,null,null,null,null,null,null,null,null,null,null,null,null,null,null,null,null,null,null,null,null,null,null,null,null,null,null,null,null,null,null,null,null,null,null,"/ Hour "]
[null,null,null,null,null,null,null,null,null,null,null,null,null,null,null,null,null,null,null,null,null,null,null,null,null,null,null,null,null,null,null,null,null,null,null,null,null,null,null,null,null,null,null,null,null,null,null,null,null,null,null,null,null,null,null,null,null,null,null,null,null,{"$f":"A7693&\"/\"&B7693&\" Hour \"&C7693","v":"/ Hour "}]
[null,null,null,null,null,null,null,null,null,null,null,null,null,null,null,null,null,null,null,null,null,null,null,null,null,null,null,null,null,null,null,null,null,null,null,null,null,null,null,null,null,null,null,null,null,null,null,null,null,null,null,null,null,null,null,null,null,null,null,null,null,"/ Hour "]
[null,null,null,null,null,null,null,null,null,null,null,null,null,null,null,null,null,null,null,null,null,null,null,null,null,null,null,null,null,null,null,null,null,null,null,null,null,null,null,null,null,null,null,null,null,null,null,null,null,null,null,null,null,null,null,null,null,null,null,null,null,"/ Hour "]
[null,null,null,null,null,null,null,null,null,null,null,null,null,null,null,null,null,null,null,null,null,null,null,null,null,null,null,null,null,null,null,null,null,null,null,null,null,null,null,null,null,null,null,null,null,null,null,null,null,null,null,null,null,null,null,null,null,null,null,null,null,"/ Hour "]
[null,null,null,null,null,null,null,null,null,null,null,null,null,null,null,null,null,null,null,null,null,null,null,null,null,null,null,null,null,null,null,null,null,null,null,null,null,null,null,null,null,null,null,null,null,null,null,null,null,null,null,null,null,null,null,null,null,null,null,null,null,"/ Hour "]
[null,null,null,null,null,null,null,null,null,null,null,null,null,null,null,null,null,null,null,null,null,null,null,null,null,null,null,null,null,null,null,null,null,null,null,null,null,null,null,null,null,null,null,null,null,null,null,null,null,null,null,null,null,null,null,null,null,null,null,null,null,"/ Hour "]
[null,null,null,null,null,null,null,null,null,null,null,null,null,null,null,null,null,null,null,null,null,null,null,null,null,null,null,null,null,null,null,null,null,null,null,null,null,null,null,null,null,null,null,null,null,null,null,null,null,null,null,null,null,null,null,null,null,null,null,null,null,"/ Hour "]
[null,null,null,null,null,null,null,null,null,null,null,null,null,null,null,null,null,null,null,null,null,null,null,null,null,null,null,null,null,null,null,null,null,null,null,null,null,null,null,null,null,null,null,null,null,null,null,null,null,null,null,null,null,null,null,null,null,null,null,null,null,"/ Hour "]
[null,null,null,null,null,null,null,null,null,null,null,null,null,null,null,null,null,null,null,null,null,null,null,null,null,null,null,null,null,null,null,null,null,null,null,null,null,null,null,null,null,null,null,null,null,null,null,null,null,null,null,null,null,null,null,null,null,null,null,null,null,"/ Hour "]
[null,null,null,null,null,null,null,null,null,null,null,null,null,null,null,null,null,null,null,null,null,null,null,null,null,null,null,null,null,null,null,null,null,null,null,null,null,null,null,null,null,null,null,null,null,null,null,null,null,null,null,null,null,null,null,null,null,null,null,null,null,"/ Hour "]
[null,null,null,null,null,null,null,null,null,null,null,null,null,null,null,null,null,null,null,null,null,null,null,null,null,null,null,null,null,null,null,null,null,null,null,null,null,null,null,null,null,null,null,null,null,null,null,null,null,null,null,null,null,null,null,null,null,null,null,null,null,"/ Hour "]
[null,null,null,null,null,null,null,null,null,null,null,null,null,null,null,null,null,null,null,null,null,null,null,null,null,null,null,null,null,null,null,null,null,null,null,null,null,null,null,null,null,null,null,null,null,null,null,null,null,null,null,null,null,null,null,null,null,null,null,null,null,"/ Hour "]
[null,null,null,null,null,null,null,null,null,null,null,null,null,null,null,null,null,null,null,null,null,null,null,null,null,null,null,null,null,null,null,null,null,null,null,null,null,null,null,null,null,null,null,null,null,null,null,null,null,null,null,null,null,null,null,null,null,null,null,null,null,"/ Hour "]
[null,null,null,null,null,null,null,null,null,null,null,null,null,null,null,null,null,null,null,null,null,null,null,null,null,null,null,null,null,null,null,null,null,null,null,null,null,null,null,null,null,null,null,null,null,null,null,null,null,null,null,null,null,null,null,null,null,null,null,null,null,"/ Hour "]
[null,null,null,null,null,null,null,null,null,null,null,null,null,null,null,null,null,null,null,null,null,null,null,null,null,null,null,null,null,null,null,null,null,null,null,null,null,null,null,null,null,null,null,null,null,null,null,null,null,null,null,null,null,null,null,null,null,null,null,null,null,"/ Hour "]
[null,null,null,null,null,null,null,null,null,null,null,null,null,null,null,null,null,null,null,null,null,null,null,null,null,null,null,null,null,null,null,null,null,null,null,null,null,null,null,null,null,null,null,null,null,null,null,null,null,null,null,null,null,null,null,null,null,null,null,null,null,"/ Hour "]
[null,null,null,null,null,null,null,null,null,null,null,null,null,null,null,null,null,null,null,null,null,null,null,null,null,null,null,null,null,null,null,null,null,null,null,null,null,null,null,null,null,null,null,null,null,null,null,null,null,null,null,null,null,null,null,null,null,null,null,null,null,"/ Hour "]
[null,null,null,null,null,null,null,null,null,null,null,null,null,null,null,null,null,null,null,null,null,null,null,null,null,null,null,null,null,null,null,null,null,null,null,null,null,null,null,null,null,null,null,null,null,null,null,null,null,null,null,null,null,null,null,null,null,null,null,null,null,"/ Hour "]
[null,null,null,null,null,null,null,null,null,null,null,null,null,null,null,null,null,null,null,null,null,null,null,null,null,null,null,null,null,null,null,null,null,null,null,null,null,null,null,null,null,null,null,null,null,null,null,null,null,null,null,null,null,null,null,null,null,null,null,null,null,"/ Hour "]
[null,null,null,null,null,null,null,null,null,null,null,null,null,null,null,null,null,null,null,null,null,null,null,null,null,null,null,null,null,null,null,null,null,null,null,null,null,null,null,null,null,null,null,null,null,null,null,null,null,null,null,null,null,null,null,null,null,null,null,null,null,"/ Hour "]
[null,null,null,null,null,null,null,null,null,null,null,null,null,null,null,null,null,null,null,null,null,null,null,null,null,null,null,null,null,null,null,null,null,null,null,null,null,null,null,null,null,null,null,null,null,null,null,null,null,null,null,null,null,null,null,null,null,null,null,null,null,"/ Hour "]
[null,null,null,null,null,null,null,null,null,null,null,null,null,null,null,null,null,null,null,null,null,null,null,null,null,null,null,null,null,null,null,null,null,null,null,null,null,null,null,null,null,null,null,null,null,null,null,null,null,null,null,null,null,null,null,null,null,null,null,null,null,"/ Hour "]
[null,null,null,null,null,null,null,null,null,null,null,null,null,null,null,null,null,null,null,null,null,null,null,null,null,null,null,null,null,null,null,null,null,null,null,null,null,null,null,null,null,null,null,null,null,null,null,null,null,null,null,null,null,null,null,null,null,null,null,null,null,"/ Hour "]
[null,null,null,null,null,null,null,null,null,null,null,null,null,null,null,null,null,null,null,null,null,null,null,null,null,null,null,null,null,null,null,null,null,null,null,null,null,null,null,null,null,null,null,null,null,null,null,null,null,null,null,null,null,null,null,null,null,null,null,null,null,"/ Hour "]
[null,null,null,null,null,null,null,null,null,null,null,null,null,null,null,null,null,null,null,null,null,null,null,null,null,null,null,null,null,null,null,null,null,null,null,null,null,null,null,null,null,null,null,null,null,null,null,null,null,null,null,null,null,null,null,null,null,null,null,null,null,"/ Hour "]
[null,null,null,null,null,null,null,null,null,null,null,null,null,null,null,null,null,null,null,null,null,null,null,null,null,null,null,null,null,null,null,null,null,null,null,null,null,null,null,null,null,null,null,null,null,null,null,null,null,null,null,null,null,null,null,null,null,null,null,null,null,"/ Hour "]
[null,null,null,null,null,null,null,null,null,null,null,null,null,null,null,null,null,null,null,null,null,null,null,null,null,null,null,null,null,null,null,null,null,null,null,null,null,null,null,null,null,null,null,null,null,null,null,null,null,null,null,null,null,null,null,null,null,null,null,null,null,"/ Hour "]
[null,null,null,null,null,null,null,null,null,null,null,null,null,null,null,null,null,null,null,null,null,null,null,null,null,null,null,null,null,null,null,null,null,null,null,null,null,null,null,null,null,null,null,null,null,null,null,null,null,null,null,null,null,null,null,null,null,null,null,null,null,"/ Hour "]
[null,null,null,null,null,null,null,null,null,null,null,null,null,null,null,null,null,null,null,null,null,null,null,null,null,null,null,null,null,null,null,null,null,null,null,null,null,null,null,null,null,null,null,null,null,null,null,null,null,null,null,null,null,null,null,null,null,null,null,null,null,"/ Hour "]
[null,null,null,null,null,null,null,null,null,null,null,null,null,null,null,null,null,null,null,null,null,null,null,null,null,null,null,null,null,null,null,null,null,null,null,null,null,null,null,null,null,null,null,null,null,null,null,null,null,null,null,null,null,null,null,null,null,null,null,null,null,"/ Hour "]
[null,null,null,null,null,null,null,null,null,null,null,null,null,null,null,null,null,null,null,null,null,null,null,null,null,null,null,null,null,null,null,null,null,null,null,null,null,null,null,null,null,null,null,null,null,null,null,null,null,null,null,null,null,null,null,null,null,null,null,null,null,"/ Hour "]
[null,null,null,null,null,null,null,null,null,null,null,null,null,null,null,null,null,null,null,null,null,null,null,null,null,null,null,null,null,null,null,null,null,null,null,null,null,null,null,null,null,null,null,null,null,null,null,null,null,null,null,null,null,null,null,null,null,null,null,null,null,"/ Hour "]
[null,null,null,null,null,null,null,null,null,null,null,null,null,null,null,null,null,null,null,null,null,null,null,null,null,null,null,null,null,null,null,null,null,null,null,null,null,null,null,null,null,null,null,null,null,null,null,null,null,null,null,null,null,null,null,null,null,null,null,null,null,"/ Hour "]
[null,null,null,null,null,null,null,null,null,null,null,null,null,null,null,null,null,null,null,null,null,null,null,null,null,null,null,null,null,null,null,null,null,null,null,null,null,null,null,null,null,null,null,null,null,null,null,null,null,null,null,null,null,null,null,null,null,null,null,null,null,"/ Hour "]
[null,null,null,null,null,null,null,null,null,null,null,null,null,null,null,null,null,null,null,null,null,null,null,null,null,null,null,null,null,null,null,null,null,null,null,null,null,null,null,null,null,null,null,null,null,null,null,null,null,null,null,null,null,null,null,null,null,null,null,null,null,"/ Hour "]
[null,null,null,null,null,null,null,null,null,null,null,null,null,null,null,null,null,null,null,null,null,null,null,null,null,null,null,null,null,null,null,null,null,null,null,null,null,null,null,null,null,null,null,null,null,null,null,null,null,null,null,null,null,null,null,null,null,null,null,null,null,"/ Hour "]
[null,null,null,null,null,null,null,null,null,null,null,null,null,null,null,null,null,null,null,null,null,null,null,null,null,null,null,null,null,null,null,null,null,null,null,null,null,null,null,null,null,null,null,null,null,null,null,null,null,null,null,null,null,null,null,null,null,null,null,null,null,"/ Hour "]
[null,null,null,null,null,null,null,null,null,null,null,null,null,null,null,null,null,null,null,null,null,null,null,null,null,null,null,null,null,null,null,null,null,null,null,null,null,null,null,null,null,null,null,null,null,null,null,null,null,null,null,null,null,null,null,null,null,null,null,null,null,"/ Hour "]
[null,null,null,null,null,null,null,null,null,null,null,null,null,null,null,null,null,null,null,null,null,null,null,null,null,null,null,null,null,null,null,null,null,null,null,null,null,null,null,null,null,null,null,null,null,null,null,null,null,null,null,null,null,null,null,null,null,null,null,null,null,"/ Hour "]
[null,null,null,null,null,null,null,null,null,null,null,null,null,null,null,null,null,null,null,null,null,null,null,null,null,null,null,null,null,null,null,null,null,null,null,null,null,null,null,null,null,null,null,null,null,null,null,null,null,null,null,null,null,null,null,null,null,null,null,null,null,"/ Hour "]
[null,null,null,null,null,null,null,null,null,null,null,null,null,null,null,null,null,null,null,null,null,null,null,null,null,null,null,null,null,null,null,null,null,null,null,null,null,null,null,null,null,null,null,null,null,null,null,null,null,null,null,null,null,null,null,null,null,null,null,null,null,"/ Hour "]
[null,null,null,null,null,null,null,null,null,null,null,null,null,null,null,null,null,null,null,null,null,null,null,null,null,null,null,null,null,null,null,null,null,null,null,null,null,null,null,null,null,null,null,null,null,null,null,null,null,null,null,null,null,null,null,null,null,null,null,null,null,"/ Hour "]
[null,null,null,null,null,null,null,null,null,null,null,null,null,null,null,null,null,null,null,null,null,null,null,null,null,null,null,null,null,null,null,null,null,null,null,null,null,null,null,null,null,null,null,null,null,null,null,null,null,null,null,null,null,null,null,null,null,null,null,null,null,"/ Hour "]
[null,null,null,null,null,null,null,null,null,null,null,null,null,null,null,null,null,null,null,null,null,null,null,null,null,null,null,null,null,null,null,null,null,null,null,null,null,null,null,null,null,null,null,null,null,null,null,null,null,null,null,null,null,null,null,null,null,null,null,null,null,"/ Hour "]
[null,null,null,null,null,null,null,null,null,null,null,null,null,null,null,null,null,null,null,null,null,null,null,null,null,null,null,null,null,null,null,null,null,null,null,null,null,null,null,null,null,null,null,null,null,null,null,null,null,null,null,null,null,null,null,null,null,null,null,null,null,"/ Hour "]
[null,null,null,null,null,null,null,null,null,null,null,null,null,null,null,null,null,null,null,null,null,null,null,null,null,null,null,null,null,null,null,null,null,null,null,null,null,null,null,null,null,null,null,null,null,null,null,null,null,null,null,null,null,null,null,null,null,null,null,null,null,"/ Hour "]
[null,null,null,null,null,null,null,null,null,null,null,null,null,null,null,null,null,null,null,null,null,null,null,null,null,null,null,null,null,null,null,null,null,null,null,null,null,null,null,null,null,null,null,null,null,null,null,null,null,null,null,null,null,null,null,null,null,null,null,null,null,"/ Hour "]
[null,null,null,null,null,null,null,null,null,null,null,null,null,null,null,null,null,null,null,null,null,null,null,null,null,null,null,null,null,null,null,null,null,null,null,null,null,null,null,null,null,null,null,null,null,null,null,null,null,null,null,null,null,null,null,null,null,null,null,null,null,"/ Hour "]
[null,null,null,null,null,null,null,null,null,null,null,null,null,null,null,null,null,null,null,null,null,null,null,null,null,null,null,null,null,null,null,null,null,null,null,null,null,null,null,null,null,null,null,null,null,null,null,null,null,null,null,null,null,null,null,null,null,null,null,null,null,"/ Hour "]
[null,null,null,null,null,null,null,null,null,null,null,null,null,null,null,null,null,null,null,null,null,null,null,null,null,null,null,null,null,null,null,null,null,null,null,null,null,null,null,null,null,null,null,null,null,null,null,null,null,null,null,null,null,null,null,null,null,null,null,null,null,"/ Hour "]
[null,null,null,null,null,null,null,null,null,null,null,null,null,null,null,null,null,null,null,null,null,null,null,null,null,null,null,null,null,null,null,null,null,null,null,null,null,null,null,null,null,null,null,null,null,null,null,null,null,null,null,null,null,null,null,null,null,null,null,null,null,"/ Hour "]
[null,null,null,null,null,null,null,null,null,null,null,null,null,null,null,null,null,null,null,null,null,null,null,null,null,null,null,null,null,null,null,null,null,null,null,null,null,null,null,null,null,null,null,null,null,null,null,null,null,null,null,null,null,null,null,null,null,null,null,null,null,"/ Hour "]
[null,null,null,null,null,null,null,null,null,null,null,null,null,null,null,null,null,null,null,null,null,null,null,null,null,null,null,null,null,null,null,null,null,null,null,null,null,null,null,null,null,null,null,null,null,null,null,null,null,null,null,null,null,null,null,null,null,null,null,null,null,"/ Hour "]
[null,null,null,null,null,null,null,null,null,null,null,null,null,null,null,null,null,null,null,null,null,null,null,null,null,null,null,null,null,null,null,null,null,null,null,null,null,null,null,null,null,null,null,null,null,null,null,null,null,null,null,null,null,null,null,null,null,null,null,null,null,"/ Hour "]
[null,null,null,null,null,null,null,null,null,null,null,null,null,null,null,null,null,null,null,null,null,null,null,null,null,null,null,null,null,null,null,null,null,null,null,null,null,null,null,null,null,null,null,null,null,null,null,null,null,null,null,null,null,null,null,null,null,null,null,null,null,"/ Hour "]
[null,null,null,null,null,null,null,null,null,null,null,null,null,null,null,null,null,null,null,null,null,null,null,null,null,null,null,null,null,null,null,null,null,null,null,null,null,null,null,null,null,null,null,null,null,null,null,null,null,null,null,null,null,null,null,null,null,null,null,null,null,"/ Hour "]
[null,null,null,null,null,null,null,null,null,null,null,null,null,null,null,null,null,null,null,null,null,null,null,null,null,null,null,null,null,null,null,null,null,null,null,null,null,null,null,null,null,null,null,null,null,null,null,null,null,null,null,null,null,null,null,null,null,null,null,null,null,"/ Hour "]
[null,null,null,null,null,null,null,null,null,null,null,null,null,null,null,null,null,null,null,null,null,null,null,null,null,null,null,null,null,null,null,null,null,null,null,null,null,null,null,null,null,null,null,null,null,null,null,null,null,null,null,null,null,null,null,null,null,null,null,null,null,"/ Hour "]
[null,null,null,null,null,null,null,null,null,null,null,null,null,null,null,null,null,null,null,null,null,null,null,null,null,null,null,null,null,null,null,null,null,null,null,null,null,null,null,null,null,null,null,null,null,null,null,null,null,null,null,null,null,null,null,null,null,null,null,null,null,"/ Hour "]
[null,null,null,null,null,null,null,null,null,null,null,null,null,null,null,null,null,null,null,null,null,null,null,null,null,null,null,null,null,null,null,null,null,null,null,null,null,null,null,null,null,null,null,null,null,null,null,null,null,null,null,null,null,null,null,null,null,null,null,null,null,"/ Hour "]
[null,null,null,null,null,null,null,null,null,null,null,null,null,null,null,null,null,null,null,null,null,null,null,null,null,null,null,null,null,null,null,null,null,null,null,null,null,null,null,null,null,null,null,null,null,null,null,null,null,null,null,null,null,null,null,null,null,null,null,null,null,"/ Hour "]
[null,null,null,null,null,null,null,null,null,null,null,null,null,null,null,null,null,null,null,null,null,null,null,null,null,null,null,null,null,null,null,null,null,null,null,null,null,null,null,null,null,null,null,null,null,null,null,null,null,null,null,null,null,null,null,null,null,null,null,null,null,"/ Hour "]
[null,null,null,null,null,null,null,null,null,null,null,null,null,null,null,null,null,null,null,null,null,null,null,null,null,null,null,null,null,null,null,null,null,null,null,null,null,null,null,null,null,null,null,null,null,null,null,null,null,null,null,null,null,null,null,null,null,null,null,null,null,"/ Hour "]
[null,null,null,null,null,null,null,null,null,null,null,null,null,null,null,null,null,null,null,null,null,null,null,null,null,null,null,null,null,null,null,null,null,null,null,null,null,null,null,null,null,null,null,null,null,null,null,null,null,null,null,null,null,null,null,null,null,null,null,null,null,"/ Hour "]
[null,null,null,null,null,null,null,null,null,null,null,null,null,null,null,null,null,null,null,null,null,null,null,null,null,null,null,null,null,null,null,null,null,null,null,null,null,null,null,null,null,null,null,null,null,null,null,null,null,null,null,null,null,null,null,null,null,null,null,null,null,{"$f":"A8776&\"/\"&B8776&\" Hour \"&C8776","v":"/ Hour "}]
[null,null,null,null,null,null,null,null,null,null,null,null,null,null,null,null,null,null,null,null,null,null,null,null,null,null,null,null,null,null,null,null,null,null,null,null,null,null,null,null,null,null,null,null,null,null,null,null,null,null,null,null,null,null,null,null,null,null,null,null,null,"/ Hour "]
[null,null,null,null,null,null,null,null,null,null,null,null,null,null,null,null,null,null,null,null,null,null,null,null,null,null,null,null,null,null,null,null,null,null,null,null,null,null,null,null,null,null,null,null,null,null,null,null,null,null,null,null,null,null,null,null,null,null,null,null,null,"/ Hour "]
[null,null,null,null,null,null,null,null,null,null,null,null,null,null,null,null,null,null,null,null,null,null,null,null,null,null,null,null,null,null,null,null,null,null,null,null,null,null,null,null,null,null,null,null,null,null,null,null,null,null,null,null,null,null,null,null,null,null,null,null,null,"/ Hour "]
[null,null,null,null,null,null,null,null,null,null,null,null,null,null,null,null,null,null,null,null,null,null,null,null,null,null,null,null,null,null,null,null,null,null,null,null,null,null,null,null,null,null,null,null,null,null,null,null,null,null,null,null,null,null,null,null,null,null,null,null,null,"/ Hour "]
[null,null,null,null,null,null,null,null,null,null,null,null,null,null,null,null,null,null,null,null,null,null,null,null,null,null,null,null,null,null,null,null,null,null,null,null,null,null,null,null,null,null,null,null,null,null,null,null,null,null,null,null,null,null,null,null,null,null,null,null,null,"/ Hour "]
[null,null,null,null,null,null,null,null,null,null,null,null,null,null,null,null,null,null,null,null,null,null,null,null,null,null,null,null,null,null,null,null,null,null,null,null,null,null,null,null,null,null,null,null,null,null,null,null,null,null,null,null,null,null,null,null,null,null,null,null,null,"/ Hour "]
[null,null,null,null,null,null,null,null,null,null,null,null,null,null,null,null,null,null,null,null,null,null,null,null,null,null,null,null,null,null,null,null,null,null,null,null,null,null,null,null,null,null,null,null,null,null,null,null,null,null,null,null,null,null,null,null,null,null,null,null,null,"/ Hour "]
[null,null,null,null,null,null,null,null,null,null,null,null,null,null,null,null,null,null,null,null,null,null,null,null,null,null,null,null,null,null,null,null,null,null,null,null,null,null,null,null,null,null,null,null,null,null,null,null,null,null,null,null,null,null,null,null,null,null,null,null,null,"/ Hour "]
[null,null,null,null,null,null,null,null,null,null,null,null,null,null,null,null,null,null,null,null,null,null,null,null,null,null,null,null,null,null,null,null,null,null,null,null,null,null,null,null,null,null,null,null,null,null,null,null,null,null,null,null,null,null,null,null,null,null,null,null,null,"/ Hour "]
[null,null,null,null,null,null,null,null,null,null,null,null,null,null,null,null,null,null,null,null,null,null,null,null,null,null,null,null,null,null,null,null,null,null,null,null,null,null,null,null,null,null,null,null,null,null,null,null,null,null,null,null,null,null,null,null,null,null,null,null,null,"/ Hour "]
[null,null,null,null,null,null,null,null,null,null,null,null,null,null,null,null,null,null,null,null,null,null,null,null,null,null,null,null,null,null,null,null,null,null,null,null,null,null,null,null,null,null,null,null,null,null,null,null,null,null,null,null,null,null,null,null,null,null,null,null,null,"/ Hour "]
[null,null,null,null,null,null,null,null,null,null,null,null,null,null,null,null,null,null,null,null,null,null,null,null,null,null,null,null,null,null,null,null,null,null,null,null,null,null,null,null,null,null,null,null,null,null,null,null,null,null,null,null,null,null,null,null,null,null,null,null,null,"/ Hour "]
[null,null,null,null,null,null,null,null,null,null,null,null,null,null,null,null,null,null,null,null,null,null,null,null,null,null,null,null,null,null,null,null,null,null,null,null,null,null,null,null,null,null,null,null,null,null,null,null,null,null,null,null,null,null,null,null,null,null,null,null,null,"/ Hour "]
[null,null,null,null,null,null,null,null,null,null,null,null,null,null,null,null,null,null,null,null,null,null,null,null,null,null,null,null,null,null,null,null,null,null,null,null,null,null,null,null,null,null,null,null,null,null,null,null,null,null,null,null,null,null,null,null,null,null,null,null,null,"/ Hour "]
[null,null,null,null,null,null,null,null,null,null,null,null,null,null,null,null,null,null,null,null,null,null,null,null,null,null,null,null,null,null,null,null,null,null,null,null,null,null,null,null,null,null,null,null,null,null,null,null,null,null,null,null,null,null,null,null,null,null,null,null,null,"/ Hour "]
[null,null,null,null,null,null,null,null,null,null,null,null,null,null,null,null,null,null,null,null,null,null,null,null,null,null,null,null,null,null,null,null,null,null,null,null,null,null,null,null,null,null,null,null,null,null,null,null,null,null,null,null,null,null,null,null,null,null,null,null,null,"/ Hour "]
[null,null,null,null,null,null,null,null,null,null,null,null,null,null,null,null,null,null,null,null,null,null,null,null,null,null,null,null,null,null,null,null,null,null,null,null,null,null,null,null,null,null,null,null,null,null,null,null,null,null,null,null,null,null,null,null,null,null,null,null,null,"/ Hour "]
[null,null,null,null,null,null,null,null,null,null,null,null,null,null,null,null,null,null,null,null,null,null,null,null,null,null,null,null,null,null,null,null,null,null,null,null,null,null,null,null,null,null,null,null,null,null,null,null,null,null,null,null,null,null,null,null,null,null,null,null,null,"/ Hour "]
[null,null,null,null,null,null,null,null,null,null,null,null,null,null,null,null,null,null,null,null,null,null,null,null,null,null,null,null,null,null,null,null,null,null,null,null,null,null,null,null,null,null,null,null,null,null,null,null,null,null,null,null,null,null,null,null,null,null,null,null,null,"/ Hour "]
[null,null,null,null,null,null,null,null,null,null,null,null,null,null,null,null,null,null,null,null,null,null,null,null,null,null,null,null,null,null,null,null,null,null,null,null,null,null,null,null,null,null,null,null,null,null,null,null,null,null,null,null,null,null,null,null,null,null,null,null,null,"/ Hour "]
[null,null,null,null,null,null,null,null,null,null,null,null,null,null,null,null,null,null,null,null,null,null,null,null,null,null,null,null,null,null,null,null,null,null,null,null,null,null,null,null,null,null,null,null,null,null,null,null,null,null,null,null,null,null,null,null,null,null,null,null,null,"/ Hour "]
[null,null,null,null,null,null,null,null,null,null,null,null,null,null,null,null,null,null,null,null,null,null,null,null,null,null,null,null,null,null,null,null,null,null,null,null,null,null,null,null,null,null,null,null,null,null,null,null,null,null,null,null,null,null,null,null,null,null,null,null,null,"/ Hour "]
[null,null,null,null,null,null,null,null,null,null,null,null,null,null,null,null,null,null,null,null,null,null,null,null,null,null,null,null,null,null,null,null,null,null,null,null,null,null,null,null,null,null,null,null,null,null,null,null,null,null,null,null,null,null,null,null,null,null,null,null,null,"/ Hour "]
[null,null,null,null,null,null,null,null,null,null,null,null,null,null,null,null,null,null,null,null,null,null,null,null,null,null,null,null,null,null,null,null,null,null,null,null,null,null,null,null,null,null,null,null,null,null,null,null,null,null,null,null,null,null,null,null,null,null,null,null,null,"/ Hour "]
[null,null,null,null,null,null,null,null,null,null,null,null,null,null,null,null,null,null,null,null,null,null,null,null,null,null,null,null,null,null,null,null,null,null,null,null,null,null,null,null,null,null,null,null,null,null,null,null,null,null,null,null,null,null,null,null,null,null,null,null,null,"/ Hour "]
[null,null,null,null,null,null,null,null,null,null,null,null,null,null,null,null,null,null,null,null,null,null,null,null,null,null,null,null,null,null,null,null,null,null,null,null,null,null,null,null,null,null,null,null,null,null,null,null,null,null,null,null,null,null,null,null,null,null,null,null,null,"/ Hour "]
[null,null,null,null,null,null,null,null,null,null,null,null,null,null,null,null,null,null,null,null,null,null,null,null,null,null,null,null,null,null,null,null,null,null,null,null,null,null,null,null,null,null,null,null,null,null,null,null,null,null,null,null,null,null,null,null,null,null,null,null,null,"/ Hour "]
[null,null,null,null,null,null,null,null,null,null,null,null,null,null,null,null,null,null,null,null,null,null,null,null,null,null,null,null,null,null,null,null,null,null,null,null,null,null,null,null,null,null,null,null,null,null,null,null,null,null,null,null,null,null,null,null,null,null,null,null,null,"/ Hour "]
[null,null,null,null,null,null,null,null,null,null,null,null,null,null,null,null,null,null,null,null,null,null,null,null,null,null,null,null,null,null,null,null,null,null,null,null,null,null,null,null,null,null,null,null,null,null,null,null,null,null,null,null,null,null,null,null,null,null,null,null,null,"/ Hour "]
[null,null,null,null,null,null,null,null,null,null,null,null,null,null,null,null,null,null,null,null,null,null,null,null,null,null,null,null,null,null,null,null,null,null,null,null,null,null,null,null,null,null,null,null,null,null,null,null,null,null,null,null,null,null,null,null,null,null,null,null,null,"/ Hour "]
[null,null,null,null,null,null,null,null,null,null,null,null,null,null,null,null,null,null,null,null,null,null,null,null,null,null,null,null,null,null,null,null,null,null,null,null,null,null,null,null,null,null,null,null,null,null,null,null,null,null,null,null,null,null,null,null,null,null,null,null,null,"/ Hour "]
[null,null,null,null,null,null,null,null,null,null,null,null,null,null,null,null,null,null,null,null,null,null,null,null,null,null,null,null,null,null,null,null,null,null,null,null,null,null,null,null,null,null,null,null,null,null,null,null,null,null,null,null,null,null,null,null,null,null,null,null,null,"/ Hour "]
[null,null,null,null,null,null,null,null,null,null,null,null,null,null,null,null,null,null,null,null,null,null,null,null,null,null,null,null,null,null,null,null,null,null,null,null,null,null,null,null,null,null,null,null,null,null,null,null,null,null,null,null,null,null,null,null,null,null,null,null,null,{"$f":"A9032&\"/\"&B9032&\" Hour \"&C9032","v":"/ Hour "}]
[null,null,null,null,null,null,null,null,null,null,null,null,null,null,null,null,null,null,null,null,null,null,null,null,null,null,null,null,null,null,null,null,null,null,null,null,null,null,null,null,null,null,null,null,null,null,null,null,null,null,null,null,null,null,null,null,null,null,null,null,null,"/ Hour "]
[null,null,null,null,null,null,null,null,null,null,null,null,null,null,null,null,null,null,null,null,null,null,null,null,null,null,null,null,null,null,null,null,null,null,null,null,null,null,null,null,null,null,null,null,null,null,null,null,null,null,null,null,null,null,null,null,null,null,null,null,null,"/ Hour "]
[null,null,null,null,null,null,null,null,null,null,null,null,null,null,null,null,null,null,null,null,null,null,null,null,null,null,null,null,null,null,null,null,null,null,null,null,null,null,null,null,null,null,null,null,null,null,null,null,null,null,null,null,null,null,null,null,null,null,null,null,null,"/ Hour "]
[null,null,null,null,null,null,null,null,null,null,null,null,null,null,null,null,null,null,null,null,null,null,null,null,null,null,null,null,null,null,null,null,null,null,null,null,null,null,null,null,null,null,null,null,null,null,null,null,null,null,null,null,null,null,null,null,null,null,null,null,null,"/ Hour "]
[null,null,null,null,null,null,null,null,null,null,null,null,null,null,null,null,null,null,null,null,null,null,null,null,null,null,null,null,null,null,null,null,null,null,null,null,null,null,null,null,null,null,null,null,null,null,null,null,null,null,null,null,null,null,null,null,null,null,null,null,null,"/ Hour "]
[null,null,null,null,null,null,null,null,null,null,null,null,null,null,null,null,null,null,null,null,null,null,null,null,null,null,null,null,null,null,null,null,null,null,null,null,null,null,null,null,null,null,null,null,null,null,null,null,null,null,null,null,null,null,null,null,null,null,null,null,null,"/ Hour "]
[null,null,null,null,null,null,null,null,null,null,null,null,null,null,null,null,null,null,null,null,null,null,null,null,null,null,null,null,null,null,null,null,null,null,null,null,null,null,null,null,null,null,null,null,null,null,null,null,null,null,null,null,null,null,null,null,null,null,null,null,null,"/ Hour "]
[null,null,null,null,null,null,null,null,null,null,null,null,null,null,null,null,null,null,null,null,null,null,null,null,null,null,null,null,null,null,null,null,null,null,null,null,null,null,null,null,null,null,null,null,null,null,null,null,null,null,null,null,null,null,null,null,null,null,null,null,null,"/ Hour "]
[null,null,null,null,null,null,null,null,null,null,null,null,null,null,null,null,null,null,null,null,null,null,null,null,null,null,null,null,null,null,null,null,null,null,null,null,null,null,null,null,null,null,null,null,null,null,null,null,null,null,null,null,null,null,null,null,null,null,null,null,null,"/ Hour "]
[null,null,null,null,null,null,null,null,null,null,null,null,null,null,null,null,null,null,null,null,null,null,null,null,null,null,null,null,null,null,null,null,null,null,null,null,null,null,null,null,null,null,null,null,null,null,null,null,null,null,null,null,null,null,null,null,null,null,null,null,null,"/ Hour "]
[null,null,null,null,null,null,null,null,null,null,null,null,null,null,null,null,null,null,null,null,null,null,null,null,null,null,null,null,null,null,null,null,null,null,null,null,null,null,null,null,null,null,null,null,null,null,null,null,null,null,null,null,null,null,null,null,null,null,null,null,null,"/ Hour "]
[null,null,null,null,null,null,null,null,null,null,null,null,null,null,null,null,null,null,null,null,null,null,null,null,null,null,null,null,null,null,null,null,null,null,null,null,null,null,null,null,null,null,null,null,null,null,null,null,null,null,null,null,null,null,null,null,null,null,null,null,null,"/ Hour "]
[null,null,null,null,null,null,null,null,null,null,null,null,null,null,null,null,null,null,null,null,null,null,null,null,null,null,null,null,null,null,null,null,null,null,null,null,null,null,null,null,null,null,null,null,null,null,null,null,null,null,null,null,null,null,null,null,null,null,null,null,null,"/ Hour "]
[null,null,null,null,null,null,null,null,null,null,null,null,null,null,null,null,null,null,null,null,null,null,null,null,null,null,null,null,null,null,null,null,null,null,null,null,null,null,null,null,null,null,null,null,null,null,null,null,null,null,null,null,null,null,null,null,null,null,null,null,null,"/ Hour "]
[null,null,null,null,null,null,null,null,null,null,null,null,null,null,null,null,null,null,null,null,null,null,null,null,null,null,null,null,null,null,null,null,null,null,null,null,null,null,null,null,null,null,null,null,null,null,null,null,null,null,null,null,null,null,null,null,null,null,null,null,null,"/ Hour "]
[null,null,null,null,null,null,null,null,null,null,null,null,null,null,null,null,null,null,null,null,null,null,null,null,null,null,null,null,null,null,null,null,null,null,null,null,null,null,null,null,null,null,null,null,null,null,null,null,null,null,null,null,null,null,null,null,null,null,null,null,null,"/ Hour "]
[null,null,null,null,null,null,null,null,null,null,null,null,null,null,null,null,null,null,null,null,null,null,null,null,null,null,null,null,null,null,null,null,null,null,null,null,null,null,null,null,null,null,null,null,null,null,null,null,null,null,null,null,null,null,null,null,null,null,null,null,null,"/ Hour "]
[null,null,null,null,null,null,null,null,null,null,null,null,null,null,null,null,null,null,null,null,null,null,null,null,null,null,null,null,null,null,null,null,null,null,null,null,null,null,null,null,null,null,null,null,null,null,null,null,null,null,null,null,null,null,null,null,null,null,null,null,null,"/ Hour "]
[null,null,null,null,null,null,null,null,null,null,null,null,null,null,null,null,null,null,null,null,null,null,null,null,null,null,null,null,null,null,null,null,null,null,null,null,null,null,null,null,null,null,null,null,null,null,null,null,null,null,null,null,null,null,null,null,null,null,null,null,null,"/ Hour "]
[null,null,null,null,null,null,null,null,null,null,null,null,null,null,null,null,null,null,null,null,null,null,null,null,null,null,null,null,null,null,null,null,null,null,null,null,null,null,null,null,null,null,null,null,null,null,null,null,null,null,null,null,null,null,null,null,null,null,null,null,null,"/ Hour "]
[null,null,null,null,null,null,null,null,null,null,null,null,null,null,null,null,null,null,null,null,null,null,null,null,null,null,null,null,null,null,null,null,null,null,null,null,null,null,null,null,null,null,null,null,null,null,null,null,null,null,null,null,null,null,null,null,null,null,null,null,null,"/ Hour "]
[null,null,null,null,null,null,null,null,null,null,null,null,null,null,null,null,null,null,null,null,null,null,null,null,null,null,null,null,null,null,null,null,null,null,null,null,null,null,null,null,null,null,null,null,null,null,null,null,null,null,null,null,null,null,null,null,null,null,null,null,null,"/ Hour "]
[null,null,null,null,null,null,null,null,null,null,null,null,null,null,null,null,null,null,null,null,null,null,null,null,null,null,null,null,null,null,null,null,null,null,null,null,null,null,null,null,null,null,null,null,null,null,null,null,null,null,null,null,null,null,null,null,null,null,null,null,null,"/ Hour "]
[null,null,null,null,null,null,null,null,null,null,null,null,null,null,null,null,null,null,null,null,null,null,null,null,null,null,null,null,null,null,null,null,null,null,null,null,null,null,null,null,null,null,null,null,null,null,null,null,null,null,null,null,null,null,null,null,null,null,null,null,null,"/ Hour "]
[null,null,null,null,null,null,null,null,null,null,null,null,null,null,null,null,null,null,null,null,null,null,null,null,null,null,null,null,null,null,null,null,null,null,null,null,null,null,null,null,null,null,null,null,null,null,null,null,null,null,null,null,null,null,null,null,null,null,null,null,null,"/ Hour "]
[null,null,null,null,null,null,null,null,null,null,null,null,null,null,null,null,null,null,null,null,null,null,null,null,null,null,null,null,null,null,null,null,null,null,null,null,null,null,null,null,null,null,null,null,null,null,null,null,null,null,null,null,null,null,null,null,null,null,null,null,null,"/ Hour "]
[null,null,null,null,null,null,null,null,null,null,null,null,null,null,null,null,null,null,null,null,null,null,null,null,null,null,null,null,null,null,null,null,null,null,null,null,null,null,null,null,null,null,null,null,null,null,null,null,null,null,null,null,null,null,null,null,null,null,null,null,null,"/ Hour "]
[null,null,null,null,null,null,null,null,null,null,null,null,null,null,null,null,null,null,null,null,null,null,null,null,null,null,null,null,null,null,null,null,null,null,null,null,null,null,null,null,null,null,null,null,null,null,null,null,null,null,null,null,null,null,null,null,null,null,null,null,null,"/ Hour "]
[null,null,null,null,null,null,null,null,null,null,null,null,null,null,null,null,null,null,null,null,null,null,null,null,null,null,null,null,null,null,null,null,null,null,null,null,null,null,null,null,null,null,null,null,null,null,null,null,null,null,null,null,null,null,null,null,null,null,null,null,null,"/ Hour "]
[null,null,null,null,null,null,null,null,null,null,null,null,null,null,null,null,null,null,null,null,null,null,null,null,null,null,null,null,null,null,null,null,null,null,null,null,null,null,null,null,null,null,null,null,null,null,null,null,null,null,null,null,null,null,null,null,null,null,null,null,null,"/ Hour "]
[null,null,null,null,null,null,null,null,null,null,null,null,null,null,null,null,null,null,null,null,null,null,null,null,null,null,null,null,null,null,null,null,null,null,null,null,null,null,null,null,null,null,null,null,null,null,null,null,null,null,null,null,null,null,null,null,null,null,null,null,null,"/ Hour "]
[null,null,null,null,null,null,null,null,null,null,null,null,null,null,null,null,null,null,null,null,null,null,null,null,null,null,null,null,null,null,null,null,null,null,null,null,null,null,null,null,null,null,null,null,null,null,null,null,null,null,null,null,null,null,null,null,null,null,null,null,null,"/ Hour "]
[null,null,null,null,null,null,null,null,null,null,null,null,null,null,null,null,null,null,null,null,null,null,null,null,null,null,null,null,null,null,null,null,null,null,null,null,null,null,null,null,null,null,null,null,null,null,null,null,null,null,null,null,null,null,null,null,null,null,null,null,null,"/ Hour "]
[null,null,null,null,null,null,null,null,null,null,null,null,null,null,null,null,null,null,null,null,null,null,null,null,null,null,null,null,null,null,null,null,null,null,null,null,null,null,null,null,null,null,null,null,null,null,null,null,null,null,null,null,null,null,null,null,null,null,null,null,null,"/ Hour "]
[null,null,null,null,null,null,null,null,null,null,null,null,null,null,null,null,null,null,null,null,null,null,null,null,null,null,null,null,null,null,null,null,null,null,null,null,null,null,null,null,null,null,null,null,null,null,null,null,null,null,null,null,null,null,null,null,null,null,null,null,null,"/ Hour "]
[null,null,null,null,null,null,null,null,null,null,null,null,null,null,null,null,null,null,null,null,null,null,null,null,null,null,null,null,null,null,null,null,null,null,null,null,null,null,null,null,null,null,null,null,null,null,null,null,null,null,null,null,null,null,null,null,null,null,null,null,null,"/ Hour "]
[null,null,null,null,null,null,null,null,null,null,null,null,null,null,null,null,null,null,null,null,null,null,null,null,null,null,null,null,null,null,null,null,null,null,null,null,null,null,null,null,null,null,null,null,null,null,null,null,null,null,null,null,null,null,null,null,null,null,null,null,null,"/ Hour "]
[null,null,null,null,null,null,null,null,null,null,null,null,null,null,null,null,null,null,null,null,null,null,null,null,null,null,null,null,null,null,null,null,null,null,null,null,null,null,null,null,null,null,null,null,null,null,null,null,null,null,null,null,null,null,null,null,null,null,null,null,null,"/ Hour "]
[null,null,null,null,null,null,null,null,null,null,null,null,null,null,null,null,null,null,null,null,null,null,null,null,null,null,null,null,null,null,null,null,null,null,null,null,null,null,null,null,null,null,null,null,null,null,null,null,null,null,null,null,null,null,null,null,null,null,null,null,null,"/ Hour "]
[null,null,null,null,null,null,null,null,null,null,null,null,null,null,null,null,null,null,null,null,null,null,null,null,null,null,null,null,null,null,null,null,null,null,null,null,null,null,null,null,null,null,null,null,null,null,null,null,null,null,null,null,null,null,null,null,null,null,null,null,null,"/ Hour "]
[null,null,null,null,null,null,null,null,null,null,null,null,null,null,null,null,null,null,null,null,null,null,null,null,null,null,null,null,null,null,null,null,null,null,null,null,null,null,null,null,null,null,null,null,null,null,null,null,null,null,null,null,null,null,null,null,null,null,null,null,null,"/ Hour "]
[null,null,null,null,null,null,null,null,null,null,null,null,null,null,null,null,null,null,null,null,null,null,null,null,null,null,null,null,null,null,null,null,null,null,null,null,null,null,null,null,null,null,null,null,null,null,null,null,null,null,null,null,null,null,null,null,null,null,null,null,null,"/ Hour "]
[null,null,null,null,null,null,null,null,null,null,null,null,null,null,null,null,null,null,null,null,null,null,null,null,null,null,null,null,null,null,null,null,null,null,null,null,null,null,null,null,null,null,null,null,null,null,null,null,null,null,null,null,null,null,null,null,null,null,null,null,null,"/ Hour "]
[null,null,null,null,null,null,null,null,null,null,null,null,null,null,null,null,null,null,null,null,null,null,null,null,null,null,null,null,null,null,null,null,null,null,null,null,null,null,null,null,null,null,null,null,null,null,null,null,null,null,null,null,null,null,null,null,null,null,null,null,null,"/ Hour "]
[null,null,null,null,null,null,null,null,null,null,null,null,null,null,null,null,null,null,null,null,null,null,null,null,null,null,null,null,null,null,null,null,null,null,null,null,null,null,null,null,null,null,null,null,null,null,null,null,null,null,null,null,null,null,null,null,null,null,null,null,null,"/ Hour "]
[null,null,null,null,null,null,null,null,null,null,null,null,null,null,null,null,null,null,null,null,null,null,null,null,null,null,null,null,null,null,null,null,null,null,null,null,null,null,null,null,null,null,null,null,null,null,null,null,null,null,null,null,null,null,null,null,null,null,null,null,null,"/ Hour "]
[null,null,null,null,null,null,null,null,null,null,null,null,null,null,null,null,null,null,null,null,null,null,null,null,null,null,null,null,null,null,null,null,null,null,null,null,null,null,null,null,null,null,null,null,null,null,null,null,null,null,null,null,null,null,null,null,null,null,null,null,null,"/ Hour "]
[null,null,null,null,null,null,null,null,null,null,null,null,null,null,null,null,null,null,null,null,null,null,null,null,null,null,null,null,null,null,null,null,null,null,null,null,null,null,null,null,null,null,null,null,null,null,null,null,null,null,null,null,null,null,null,null,null,null,null,null,null,"/ Hour "]
[null,null,null,null,null,null,null,null,null,null,null,null,null,null,null,null,null,null,null,null,null,null,null,null,null,null,null,null,null,null,null,null,null,null,null,null,null,null,null,null,null,null,null,null,null,null,null,null,null,null,null,null,null,null,null,null,null,null,null,null,null,"/ Hour "]
[null,null,null,null,null,null,null,null,null,null,null,null,null,null,null,null,null,null,null,null,null,null,null,null,null,null,null,null,null,null,null,null,null,null,null,null,null,null,null,null,null,null,null,null,null,null,null,null,null,null,null,null,null,null,null,null,null,null,null,null,null,"/ Hour "]
[null,null,null,null,null,null,null,null,null,null,null,null,null,null,null,null,null,null,null,null,null,null,null,null,null,null,null,null,null,null,null,null,null,null,null,null,null,null,null,null,null,null,null,null,null,null,null,null,null,null,null,null,null,null,null,null,null,null,null,null,null,"/ Hour "]
[null,null,null,null,null,null,null,null,null,null,null,null,null,null,null,null,null,null,null,null,null,null,null,null,null,null,null,null,null,null,null,null,null,null,null,null,null,null,null,null,null,null,null,null,null,null,null,null,null,null,null,null,null,null,null,null,null,null,null,null,null,"/ Hour "]
[null,null,null,null,null,null,null,null,null,null,null,null,null,null,null,null,null,null,null,null,null,null,null,null,null,null,null,null,null,null,null,null,null,null,null,null,null,null,null,null,null,null,null,null,null,null,null,null,null,null,null,null,null,null,null,null,null,null,null,null,null,"/ Hour "]
[null,null,null,null,null,null,null,null,null,null,null,null,null,null,null,null,null,null,null,null,null,null,null,null,null,null,null,null,null,null,null,null,null,null,null,null,null,null,null,null,null,null,null,null,null,null,null,null,null,null,null,null,null,null,null,null,null,null,null,null,null,"/ Hour "]
[null,null,null,null,null,null,null,null,null,null,null,null,null,null,null,null,null,null,null,null,null,null,null,null,null,null,null,null,null,null,null,null,null,null,null,null,null,null,null,null,null,null,null,null,null,null,null,null,null,null,null,null,null,null,null,null,null,null,null,null,null,"/ Hour "]
[null,null,null,null,null,null,null,null,null,null,null,null,null,null,null,null,null,null,null,null,null,null,null,null,null,null,null,null,null,null,null,null,null,null,null,null,null,null,null,null,null,null,null,null,null,null,null,null,null,null,null,null,null,null,null,null,null,null,null,null,null,"/ Hour "]
[null,null,null,null,null,null,null,null,null,null,null,null,null,null,null,null,null,null,null,null,null,null,null,null,null,null,null,null,null,null,null,null,null,null,null,null,null,null,null,null,null,null,null,null,null,null,null,null,null,null,null,null,null,null,null,null,null,null,null,null,null,"/ Hour "]
[null,null,null,null,null,null,null,null,null,null,null,null,null,null,null,null,null,null,null,null,null,null,null,null,null,null,null,null,null,null,null,null,null,null,null,null,null,null,null,null,null,null,null,null,null,null,null,null,null,null,null,null,null,null,null,null,null,null,null,null,null,"/ Hour "]
[null,null,null,null,null,null,null,null,null,null,null,null,null,null,null,null,null,null,null,null,null,null,null,null,null,null,null,null,null,null,null,null,null,null,null,null,null,null,null,null,null,null,null,null,null,null,null,null,null,null,null,null,null,null,null,null,null,null,null,null,null,"/ Hour "]
[null,null,null,null,null,null,null,null,null,null,null,null,null,null,null,null,null,null,null,null,null,null,null,null,null,null,null,null,null,null,null,null,null,null,null,null,null,null,null,null,null,null,null,null,null,null,null,null,null,null,null,null,null,null,null,null,null,null,null,null,null,"/ Hour "]
[null,null,null,null,null,null,null,null,null,null,null,null,null,null,null,null,null,null,null,null,null,null,null,null,null,null,null,null,null,null,null,null,null,null,null,null,null,null,null,null,null,null,null,null,null,null,null,null,null,null,null,null,null,null,null,null,null,null,null,null,null,"/ Hour "]
[null,null,null,null,null,null,null,null,null,null,null,null,null,null,null,null,null,null,null,null,null,null,null,null,null,null,null,null,null,null,null,null,null,null,null,null,null,null,null,null,null,null,null,null,null,null,null,null,null,null,null,null,null,null,null,null,null,null,null,null,null,"/ Hour "]
[null,null,null,null,null,null,null,null,null,null,null,null,null,null,null,null,null,null,null,null,null,null,null,null,null,null,null,null,null,null,null,null,null,null,null,null,null,null,null,null,null,null,null,null,null,null,null,null,null,null,null,null,null,null,null,null,null,null,null,null,null,"/ Hour "]
[null,null,null,null,null,null,null,null,null,null,null,null,null,null,null,null,null,null,null,null,null,null,null,null,null,null,null,null,null,null,null,null,null,null,null,null,null,null,null,null,null,null,null,null,null,null,null,null,null,null,null,null,null,null,null,null,null,null,null,null,null,{"$f":"A9096&\"/\"&B9096&\" Hour \"&C9096","v":"/ Hour "}]
[null,null,null,null,null,null,null,null,null,null,null,null,null,null,null,null,null,null,null,null,null,null,null,null,null,null,null,null,null,null,null,null,null,null,null,null,null,null,null,null,null,null,null,null,null,null,null,null,null,null,null,null,null,null,null,null,null,null,null,null,null,"/ Hour "]
[null,null,null,null,null,null,null,null,null,null,null,null,null,null,null,null,null,null,null,null,null,null,null,null,null,null,null,null,null,null,null,null,null,null,null,null,null,null,null,null,null,null,null,null,null,null,null,null,null,null,null,null,null,null,null,null,null,null,null,null,null,"/ Hour "]
[null,null,null,null,null,null,null,null,null,null,null,null,null,null,null,null,null,null,null,null,null,null,null,null,null,null,null,null,null,null,null,null,null,null,null,null,null,null,null,null,null,null,null,null,null,null,null,null,null,null,null,null,null,null,null,null,null,null,null,null,null,"/ Hour "]
[null,null,null,null,null,null,null,null,null,null,null,null,null,null,null,null,null,null,null,null,null,null,null,null,null,null,null,null,null,null,null,null,null,null,null,null,null,null,null,null,null,null,null,null,null,null,null,null,null,null,null,null,null,null,null,null,null,null,null,null,null,"/ Hour "]
[null,null,null,null,null,null,null,null,null,null,null,null,null,null,null,null,null,null,null,null,null,null,null,null,null,null,null,null,null,null,null,null,null,null,null,null,null,null,null,null,null,null,null,null,null,null,null,null,null,null,null,null,null,null,null,null,null,null,null,null,null,"/ Hour "]
[null,null,null,null,null,null,null,null,null,null,null,null,null,null,null,null,null,null,null,null,null,null,null,null,null,null,null,null,null,null,null,null,null,null,null,null,null,null,null,null,null,null,null,null,null,null,null,null,null,null,null,null,null,null,null,null,null,null,null,null,null,"/ Hour "]
[null,null,null,null,null,null,null,null,null,null,null,null,null,null,null,null,null,null,null,null,null,null,null,null,null,null,null,null,null,null,null,null,null,null,null,null,null,null,null,null,null,null,null,null,null,null,null,null,null,null,null,null,null,null,null,null,null,null,null,null,null,"/ Hour "]
[null,null,null,null,null,null,null,null,null,null,null,null,null,null,null,null,null,null,null,null,null,null,null,null,null,null,null,null,null,null,null,null,null,null,null,null,null,null,null,null,null,null,null,null,null,null,null,null,null,null,null,null,null,null,null,null,null,null,null,null,null,"/ Hour "]
[null,null,null,null,null,null,null,null,null,null,null,null,null,null,null,null,null,null,null,null,null,null,null,null,null,null,null,null,null,null,null,null,null,null,null,null,null,null,null,null,null,null,null,null,null,null,null,null,null,null,null,null,null,null,null,null,null,null,null,null,null,"/ Hour "]
[null,null,null,null,null,null,null,null,null,null,null,null,null,null,null,null,null,null,null,null,null,null,null,null,null,null,null,null,null,null,null,null,null,null,null,null,null,null,null,null,null,null,null,null,null,null,null,null,null,null,null,null,null,null,null,null,null,null,null,null,null,"/ Hour "]
[null,null,null,null,null,null,null,null,null,null,null,null,null,null,null,null,null,null,null,null,null,null,null,null,null,null,null,null,null,null,null,null,null,null,null,null,null,null,null,null,null,null,null,null,null,null,null,null,null,null,null,null,null,null,null,null,null,null,null,null,null,"/ Hour "]
[null,null,null,null,null,null,null,null,null,null,null,null,null,null,null,null,null,null,null,null,null,null,null,null,null,null,null,null,null,null,null,null,null,null,null,null,null,null,null,null,null,null,null,null,null,null,null,null,null,null,null,null,null,null,null,null,null,null,null,null,null,"/ Hour "]
[null,null,null,null,null,null,null,null,null,null,null,null,null,null,null,null,null,null,null,null,null,null,null,null,null,null,null,null,null,null,null,null,null,null,null,null,null,null,null,null,null,null,null,null,null,null,null,null,null,null,null,null,null,null,null,null,null,null,null,null,null,"/ Hour "]
[null,null,null,null,null,null,null,null,null,null,null,null,null,null,null,null,null,null,null,null,null,null,null,null,null,null,null,null,null,null,null,null,null,null,null,null,null,null,null,null,null,null,null,null,null,null,null,null,null,null,null,null,null,null,null,null,null,null,null,null,null,"/ Hour "]
[null,null,null,null,null,null,null,null,null,null,null,null,null,null,null,null,null,null,null,null,null,null,null,null,null,null,null,null,null,null,null,null,null,null,null,null,null,null,null,null,null,null,null,null,null,null,null,null,null,null,null,null,null,null,null,null,null,null,null,null,null,"/ Hour "]
[null,null,null,null,null,null,null,null,null,null,null,null,null,null,null,null,null,null,null,null,null,null,null,null,null,null,null,null,null,null,null,null,null,null,null,null,null,null,null,null,null,null,null,null,null,null,null,null,null,null,null,null,null,null,null,null,null,null,null,null,null,"/ Hour "]
[null,null,null,null,null,null,null,null,null,null,null,null,null,null,null,null,null,null,null,null,null,null,null,null,null,null,null,null,null,null,null,null,null,null,null,null,null,null,null,null,null,null,null,null,null,null,null,null,null,null,null,null,null,null,null,null,null,null,null,null,null,"/ Hour "]
[null,null,null,null,null,null,null,null,null,null,null,null,null,null,null,null,null,null,null,null,null,null,null,null,null,null,null,null,null,null,null,null,null,null,null,null,null,null,null,null,null,null,null,null,null,null,null,null,null,null,null,null,null,null,null,null,null,null,null,null,null,"/ Hour "]
[null,null,null,null,null,null,null,null,null,null,null,null,null,null,null,null,null,null,null,null,null,null,null,null,null,null,null,null,null,null,null,null,null,null,null,null,null,null,null,null,null,null,null,null,null,null,null,null,null,null,null,null,null,null,null,null,null,null,null,null,null,"/ Hour "]
[null,null,null,null,null,null,null,null,null,null,null,null,null,null,null,null,null,null,null,null,null,null,null,null,null,null,null,null,null,null,null,null,null,null,null,null,null,null,null,null,null,null,null,null,null,null,null,null,null,null,null,null,null,null,null,null,null,null,null,null,null,"/ Hour "]
[null,null,null,null,null,null,null,null,null,null,null,null,null,null,null,null,null,null,null,null,null,null,null,null,null,null,null,null,null,null,null,null,null,null,null,null,null,null,null,null,null,null,null,null,null,null,null,null,null,null,null,null,null,null,null,null,null,null,null,null,null,"/ Hour "]
[null,null,null,null,null,null,null,null,null,null,null,null,null,null,null,null,null,null,null,null,null,null,null,null,null,null,null,null,null,null,null,null,null,null,null,null,null,null,null,null,null,null,null,null,null,null,null,null,null,null,null,null,null,null,null,null,null,null,null,null,null,"/ Hour "]
[null,null,null,null,null,null,null,null,null,null,null,null,null,null,null,null,null,null,null,null,null,null,null,null,null,null,null,null,null,null,null,null,null,null,null,null,null,null,null,null,null,null,null,null,null,null,null,null,null,null,null,null,null,null,null,null,null,null,null,null,null,"/ Hour "]
[null,null,null,null,null,null,null,null,null,null,null,null,null,null,null,null,null,null,null,null,null,null,null,null,null,null,null,null,null,null,null,null,null,null,null,null,null,null,null,null,null,null,null,null,null,null,null,null,null,null,null,null,null,null,null,null,null,null,null,null,null,"/ Hour "]
[null,null,null,null,null,null,null,null,null,null,null,null,null,null,null,null,null,null,null,null,null,null,null,null,null,null,null,null,null,null,null,null,null,null,null,null,null,null,null,null,null,null,null,null,null,null,null,null,null,null,null,null,null,null,null,null,null,null,null,null,null,"/ Hour "]
[null,null,null,null,null,null,null,null,null,null,null,null,null,null,null,null,null,null,null,null,null,null,null,null,null,null,null,null,null,null,null,null,null,null,null,null,null,null,null,null,null,null,null,null,null,null,null,null,null,null,null,null,null,null,null,null,null,null,null,null,null,"/ Hour "]
[null,null,null,null,null,null,null,null,null,null,null,null,null,null,null,null,null,null,null,null,null,null,null,null,null,null,null,null,null,null,null,null,null,null,null,null,null,null,null,null,null,null,null,null,null,null,null,null,null,null,null,null,null,null,null,null,null,null,null,null,null,"/ Hour "]
[null,null,null,null,null,null,null,null,null,null,null,null,null,null,null,null,null,null,null,null,null,null,null,null,null,null,null,null,null,null,null,null,null,null,null,null,null,null,null,null,null,null,null,null,null,null,null,null,null,null,null,null,null,null,null,null,null,null,null,null,null,"/ Hour "]
[null,null,null,null,null,null,null,null,null,null,null,null,null,null,null,null,null,null,null,null,null,null,null,null,null,null,null,null,null,null,null,null,null,null,null,null,null,null,null,null,null,null,null,null,null,null,null,null,null,null,null,null,null,null,null,null,null,null,null,null,null,"/ Hour "]
[null,null,null,null,null,null,null,null,null,null,null,null,null,null,null,null,null,null,null,null,null,null,null,null,null,null,null,null,null,null,null,null,null,null,null,null,null,null,null,null,null,null,null,null,null,null,null,null,null,null,null,null,null,null,null,null,null,null,null,null,null,"/ Hour "]
[null,null,null,null,null,null,null,null,null,null,null,null,null,null,null,null,null,null,null,null,null,null,null,null,null,null,null,null,null,null,null,null,null,null,null,null,null,null,null,null,null,null,null,null,null,null,null,null,null,null,null,null,null,null,null,null,null,null,null,null,null,"/ Hour "]
[null,null,null,null,null,null,null,null,null,null,null,null,null,null,null,null,null,null,null,null,null,null,null,null,null,null,null,null,null,null,null,null,null,null,null,null,null,null,null,null,null,null,null,null,null,null,null,null,null,null,null,null,null,null,null,null,null,null,null,null,null,"/ Hour "]
[null,null,null,null,null,null,null,null,null,null,null,null,null,null,null,null,null,null,null,null,null,null,null,null,null,null,null,null,null,null,null,null,null,null,null,null,null,null,null,null,null,null,null,null,null,null,null,null,null,null,null,null,null,null,null,null,null,null,null,null,null,"/ Hour "]
[null,null,null,null,null,null,null,null,null,null,null,null,null,null,null,null,null,null,null,null,null,null,null,null,null,null,null,null,null,null,null,null,null,null,null,null,null,null,null,null,null,null,null,null,null,null,null,null,null,null,null,null,null,null,null,null,null,null,null,null,null,"/ Hour "]
[null,null,null,null,null,null,null,null,null,null,null,null,null,null,null,null,null,null,null,null,null,null,null,null,null,null,null,null,null,null,null,null,null,null,null,null,null,null,null,null,null,null,null,null,null,null,null,null,null,null,null,null,null,null,null,null,null,null,null,null,null,"/ Hour "]
[null,null,null,null,null,null,null,null,null,null,null,null,null,null,null,null,null,null,null,null,null,null,null,null,null,null,null,null,null,null,null,null,null,null,null,null,null,null,null,null,null,null,null,null,null,null,null,null,null,null,null,null,null,null,null,null,null,null,null,null,null,"/ Hour "]
[null,null,null,null,null,null,null,null,null,null,null,null,null,null,null,null,null,null,null,null,null,null,null,null,null,null,null,null,null,null,null,null,null,null,null,null,null,null,null,null,null,null,null,null,null,null,null,null,null,null,null,null,null,null,null,null,null,null,null,null,null,"/ Hour "]
[null,null,null,null,null,null,null,null,null,null,null,null,null,null,null,null,null,null,null,null,null,null,null,null,null,null,null,null,null,null,null,null,null,null,null,null,null,null,null,null,null,null,null,null,null,null,null,null,null,null,null,null,null,null,null,null,null,null,null,null,null,"/ Hour "]
[null,null,null,null,null,null,null,null,null,null,null,null,null,null,null,null,null,null,null,null,null,null,null,null,null,null,null,null,null,null,null,null,null,null,null,null,null,null,null,null,null,null,null,null,null,null,null,null,null,null,null,null,null,null,null,null,null,null,null,null,null,"/ Hour "]
[null,null,null,null,null,null,null,null,null,null,null,null,null,null,null,null,null,null,null,null,null,null,null,null,null,null,null,null,null,null,null,null,null,null,null,null,null,null,null,null,null,null,null,null,null,null,null,null,null,null,null,null,null,null,null,null,null,null,null,null,null,"/ Hour "]
[null,null,null,null,null,null,null,null,null,null,null,null,null,null,null,null,null,null,null,null,null,null,null,null,null,null,null,null,null,null,null,null,null,null,null,null,null,null,null,null,null,null,null,null,null,null,null,null,null,null,null,null,null,null,null,null,null,null,null,null,null,"/ Hour "]

{"sheet":"Results from eQuest","index":9,"n_rows":15,"n_cols":76,"rows_kept":15,"cut":false,"hidden":false,"merged":[[5,64,5,65],[5,66,5,69],[5,70,5,75],[3,0,3,23],[5,11,5,23],[5,24,5,35],[5,36,5,48],[5,49,5,61],[5,62,5,63]]}
["Results from eQuest Parms.csv File(s)"]
[]
[]
["Instructions\n1) Open Parms.csv file(s) that include results for baseline and proposed models\n2) Copy baseline runs from the appropriate Parms.csv file and paste values into rows 8-11 below. For projects that were not rotated, paste the lone baseline run into row 8. \n3) Copy the proposed run from the appropriate Parms.csv file and paste values into row 13 below. \n4) Copy all parametric runs including the proposed run, but not including baseline run(s), and paste values in rows 16 and below. \n5) Energy use must be separated into regulated and un-regulated components. Refer to instructions on the Compliance Calculations tab Table 2 in the Compliace Form for the relevant 90.1 requirements. By default, all modeled systems and components are assumed to be regulated except the Misc. Equipment. However, many systems that were traditionally included in the Misc. Equipment category, including but not limited to elevators and refrigerated cases, are now regulated by 90.1 and must be reported as such. Lighting exempt from 90.1 (Section 9.1.1, 9.2.2.3, or 9.4.2) must be modeled identically in the baseline and proposed models. Exempt lighting must be treated as unregulated load. Please do not model exempt lighting with the Ambient Lights, but rather model as a process load so that it may be reported separately."]
["Run Type","Internal Loads","Case #s","Short Name","Carry Fwd","Incremental First Cost ($)","Incremental Annual Maint. ($)","Date & Time of Run","File Name","Case Description","Peak Cooling Coil Load \nkBtu","Ambient Lights kWh","Task Lights kWh","Misc Equip kWh","Space Heating kWh","Space Cooling kWh","Heat Reject kWh","Pumps & Aux kWh","Ventilation Fans kWh","Refrig Display kWh","Heat Pump Supplement kWh","Domestic Hot Water kWh","Exterior Usage kWh","Total kWh","Ambient Lights Non-CI kW","Task Lights Non-CI kW","Misc Equip Non-CI kW","Space Heating Non-CI kW","Space Cooling Non-CI kW","Heat Reject Non-CI kW","Pumps & Aux Non-CI kW","Ventilation Fans Non-CI kW","Refrig Display Non-CI kW","Heat Pump Supplement Non-CI kW","Domestic Hot Water Non-CI kW","Exterior Usage Non-CI kW","Ambient Lights CI kW","Task Lights CI kW","Misc Equip CI kW","Space Heating CI kW","Space Cooling CI kW","Heat Reject CI kW","Pumps & Aux CI kW","Ventilation Fans CI kW","Refrig Display CI kW","Heat Pump Supplement CI kW","Domestic Hot Water CI kW","Exterior Usage CI kW","Bldg Total CI kW","Ambient Lights Therms","Task Lights Therms","Misc Equip Therms","Space Heating Therms","Space Cooling Therms","Heat Reject Therms","Pumps & Aux Therms","Ventilation Fans Therms","Refrig Display Therms","Heat Pump Supplement Therms","Domestic Hot Water Therms","Exterior Usage Therms","Total Therms","\nBldg Energy \nMbtu","\nBldg EUI \nkBtu/sf/yr","\nBldg Energy \nTDV-Mbtu","\nBldg EUI \nTDV-kBtu/sf/yr","Total Electric $","Total Fuel $","\nElectric kWh $","Electric kW $","\nZone Outside Thrtlng Rng \n% hrs","\nPlant Ld Not Met \n% hrs","\nHours Fan On \n# hrs","Zone Outside Thrtlng Rng# hrs","Cool Loads Not Met # hrs","Heat Loads Not Met # hrs"]
[null,null,null,null,null,null,null,null,null,null,null,"Electric Usage:",null,null,null,null,null,null,null,null,null,null,null,null,"Non-Coincident Peak Demand:",null,null,null,null,null,null,null,null,null,null,null,"Coincident Peak Demand:",null,null,null,null,null,null,null,null,null,null,null,null,"Fuel Usage:",null,null,null,null,null,null,null,null,null,null,null,null,"Source Energy:",null,"TDV Energy:",null,"Annual Utility Costs:",null,null,null,"Hours Outside Throttling Range:"]
["Run Type","Internal Loads","Case #s","Short Name","Carry Fwd","Incremental First Cost ($)","Incremental Annual Maint. ($)","Date & Time of Run","File Name","Case Description","SS-D\nPeak Cooling Coil Load\nkBtu","PS-E\nAmbient Lights\nkWh","PS-E\nTask Lights\nkWh","PS-E\nMisc Equip\nkWh","PS-E\nSpace Heating\nkWh","PS-E\nSpace Cooling\nkWh","PS-E\nHeat Reject\nkWh","PS-E\nPumps & Aux\nkWh","PS-E\nVentilation Fans\nkWh","PS-E\nRefrig Display\nkWh","PS-E\nHeat Pump Supplement\nkWh","PS-E\nDomestic Hot Water\nkWh","PS-E\nExterior Usage\nkWh","PS-E\nTotal\nkWh","PS-E\nAmbient Lights\nkW","PS-E\nTask Lights\nkW","PS-E\nMisc Equip\nkW","PS-E\nSpace Heating\nkW","PS-E\nSpace Cooling\nkW","PS-E\nHeat Reject\nkW","PS-E\nPumps & Aux\nkW","PS-E\nVentilation Fans\nkW","PS-E\nRefrig Display\nkW","PS-E\nHeat Pump Supplement\nkW","PS-E\nDomestic Hot Water\nkW","PS-E\nExterior Usage\nkW","PS-E\nAmbient Lights\nkW","PS-E\nTask Lights\nkW","PS-E\nMisc Equip\nkW","PS-E\nSpace Heating\nkW","PS-E\nSpace Cooling\nkW","PS-E\nHeat Reject\nkW","PS-E\nPumps & Aux\nkW","PS-E\nVentilation Fans\nkW","PS-E\nRefrig Display\nkW","PS-E\nHeat Pump Supplement\nkW","PS-E\nDomestic Hot Water\nkW","PS-E\nExterior Usage\nkW","PS-E\nBldg Total\nkW","PS-E\nAmbient Lights\nTherms","PS-E\nTask Lights\nTherms","PS-E\nMisc Equip\nTherms","PS-E\nSpace Heating\nTherms","PS-E\nSpace Cooling\nTherms","PS-E\nHeat Reject\nTherms","PS-E\nPumps & Aux\nTherms","PS-E\nVentilation Fans\nTherms","PS-E\nRefrig Display\nTherms","PS-E\nHeat Pump Supplement\nTherms","PS-E\nDomestic Hot Water\nTherms","PS-E\nExterior Usage\nTherms","PS-E\nTotal\nTherms","BEPS\nBldg Energy\nMbtu","BEPS\nBldg EUI\nkBtu/sf/yr","TDV1\nBldg Energy\nTDV-Mbtu","TDV1\nBldg EUI\nTDV-kBtu/sf/yr","ES-E\nTotal Electric\n$","ES-E\nTotal Fuel\n$","ES-E\nElectric kWh\n$","ES-E\nElectric kW\n$","BEPS\nZone Outsd Thrtlng Rng\n% hrs","BEPS\nPlant Ld Not Met\n% hrs","SS-E\nHours Fan On\n# hrs","\nZone Outsd Thrtlng Rng\n# hrs","BEPS\nCool Loads Not Met\n# hrs","BEPS\nHeat Loads Not Met\n# hrs"]
[]
[]
[]
[]
["Average Baseline/Budget",null,null,null,null,null,null,null,null,null,{"$f":"IF(K8=\"\",\"\",AVERAGE(K8:K11))","v":""},"","","","","","","","","","","","","","","","","","","","","","","","","","","","","","","","","","","","","","","","","","","","","","","","","","","","","","","","","","","","","","","","",""]
[]
[]
["Step 4, Copy all parametric runs including the proposed run, but not including baseline run(s), and paste values in rows 16 and below. "]

{"sheet":"Hourly Input","index":10,"n_rows":8765,"n_cols":107,"rows_kept":1125,"cut":true,"hidden":false,"merged":[[2,3,3,5],[12,89,12,93],[12,94,12,98],[42,89,42,93],[42,94,42,98],[2,7,2,44],[2,45,2,82],[3,7,3,25],[3,26,3,44],[3,45,3,63],[3,64,3,82]],"bounds":{"rows_first":500,"rows_last":125,"rows_between":500,"halvings":2}}
[null,null,{"$f":"5/0","v":{"$error":"#DIV/0!"}},null,null,null,1,{"$f":"IF(AND('Demand Savings Customization'!$AB$13=FALSE,'Demand Savings Customization'!$AB$14=FALSE,'Demand Savings Customization'!$AB$15=FALSE), 0, IF('Demand Savings Customization'!$AB$14=TRUE,0,1))","v":1},{"$f":"IF(AND('Demand Savings Customization'!$AB$13=FALSE,'Demand Savings Customization'!$AB$14=FALSE,'Demand Savings Customization'!$AB$15=FALSE), 0, IF('Demand Savings Customization'!$AB$14=TRUE,0,1))","v":1},{"$f":"IF(AND('Demand Savings Customization'!$AB$13=FALSE,'Demand Savings Customization'!$AB$14=FALSE,'Demand Savings Customization'!$AB$15=FALSE), 0, IF('Demand Savings Customization'!$AB$14=TRUE,0,1))","v":1},{"$f":"IF(AND('Demand Savings Customization'!$AB$13=FALSE,'Demand Savings Customization'!$AB$14=FALSE,'Demand Savings Customization'!$AB$15=FALSE), 0, IF('Demand Savings Customization'!$AB$14=TRUE,0,1))","v":1},{"$f":"IF(AND('Demand Savings Customization'!$AB$13=FALSE,'Demand Savings Customization'!$AB$14=FALSE,'Demand Savings Customization'!$AB$15=FALSE), 0, IF('Demand Savings Customization'!$AB$14=TRUE,0,1))","v":1},{"$f":"IF(AND('Demand Savings Customization'!$AB$13=FALSE,'Demand Savings Customization'!$AB$14=FALSE,'Demand Savings Customization'!$AB$15=FALSE), 0, IF('Demand Savings Customization'!$AB$14=TRUE,0,1))","v":1},{"$f":"IF(AND('Demand Savings Customization'!$AB$13=FALSE,'Demand Savings Customization'!$AB$14=FALSE,'Demand Savings Customization'!$AB$15=FALSE), 0, IF('Demand Savings Customization'!$AB$14=TRUE,0,1))","v":1},{"$f":"IF(AND('Demand Savings Customization'!$AB$13=FALSE,'Demand Savings Customization'!$AB$14=FALSE,'Demand Savings Customization'!$AB$15=FALSE), 0, IF('Demand Savings Customization'!$AB$14=TRUE,0,1))","v":1},{"$f":"IF(AND('Demand Savings Customization'!$AB$13=FALSE,'Demand Savings Customization'!$AB$14=FALSE,'Demand Savings Customization'!$AB$15=FALSE), 0, IF('Demand Savings Customization'!$AB$14=TRUE,0,1))","v":1},{"$f":"IF(AND('Demand Savings Customization'!$AB$13=FALSE,'Demand Savings Customization'!$AB$14=FALSE,'Demand Savings Customization'!$AB$15=FALSE), 0, IF('Demand Savings Customization'!$AB$14=TRUE,0,1))","v":1},{"$f":"IF(AND('Demand Savings Customization'!$AB$13=FALSE,'Demand Savings Customization'!$AB$14=FALSE,'Demand Savings Customization'!$AB$15=FALSE), 0, IF('Demand Savings Customization'!$AB$14=TRUE,0,1))","v":1},{"$f":"IF(AND('Demand Savings Customization'!$AB$13=FALSE,'Demand Savings Customization'!$AB$14=FALSE,'Demand Savings Customization'!$AB$15=FALSE), 0, IF('Demand Savings Customization'!$AB$14=TRUE,0,1))","v":1},{"$f":"IF(AND('Demand Savings Customization'!$AB$13=FALSE,'Demand Savings Customization'!$AB$14=FALSE,'Demand Savings Customization'!$AB$15=FALSE), 0, IF('Demand Savings Customization'!$AB$14=TRUE,0,1))","v":1},{"$f":"IF(AND('Demand Savings Customization'!$AB$13=FALSE,'Demand Savings Customization'!$AB$14=FALSE,'Demand Savings Customization'!$AB$15=FALSE), 0, IF('Demand Savings Customization'!$AB$14=TRUE,0,1))","v":1},{"$f":"IF(AND('Demand Savings Customization'!$AB$13=FALSE,'Demand Savings Customization'!$AB$14=FALSE,'Demand Savings Customization'!$AB$15=FALSE), 0, IF('Demand Savings Customization'!$AB$14=TRUE,0,1))","v":1},{"$f":"IF(AND('Demand Savings Customization'!$AB$13=FALSE,'Demand Savings Customization'!$AB$14=FALSE,'Demand Savings Customization'!$AB$15=FALSE), 0, IF('Demand Savings Customization'!$AB$14=TRUE,0,1))","v":1},{"$f":"IF(AND('Demand Savings Customization'!$AB$13=FALSE,'Demand Savings Customization'!$AB$14=FALSE,'Demand Savings Customization'!$AB$15=FALSE), 0, IF('Demand Savings Customization'!$AB$14=TRUE,0,1))","v":1},{"$f":"IF(AND('Demand Savings Customization'!$AB$13=FALSE,'Demand Savings Customization'!$AB$14=FALSE,'Demand Savings Customization'!$AB$15=FALSE), 0, IF('Demand Savings Customization'!$AB$14=TRUE,0,1))","v":1},{"$f":"IF(AND('Demand Savings Customization'!$AB$13=FALSE,'Demand Savings Customization'!$AB$14=FALSE,'Demand Savings Customization'!$AB$15=FALSE), 0,1)","v":1},1,1,1,1,1,1,1,1,1,1,1,1,1,1,1,1,1,1,1,{"$f":"IF(AND('Demand Savings Customization'!$AB$13=FALSE,'Demand Savings Customization'!$AB$14=FALSE,'Demand Savings Customization'!$AB$15=FALSE), 0, IF('Demand Savings Customization'!$AB$14=TRUE,0,1))","v":1},{"$f":"IF(AND('Demand Savings Customization'!$AB$13=FALSE,'Demand Savings Customization'!$AB$14=FALSE,'Demand Savings Customization'!$AB$15=FALSE), 0, IF('Demand Savings Customization'!$AB$14=TRUE,0,1))","v":1},{"$f":"IF(AND('Demand Savings Customization'!$AB$13=FALSE,'Demand Savings Customization'!$AB$14=FALSE,'Demand Savings Customization'!$AB$15=FALSE), 0, IF('Demand Savings Customization'!$AB$14=TRUE,0,1))","v":1},{"$f":"IF(AND('Demand Savings Customization'!$AB$13=FALSE,'Demand Savings Customization'!$AB$14=FALSE,'Demand Savings Customization'!$AB$15=FALSE), 0, IF('Demand Savings Customization'!$AB$14=TRUE,0,1))","v":1},{"$f":"IF(AND('Demand Savings Customization'!$AB$13=FALSE,'Demand Savings Customization'!$AB$14=FALSE,'Demand Savings Customization'!$AB$15=FALSE), 0, IF('Demand Savings Customization'!$AB$14=TRUE,0,1))","v":1},{"$f":"IF(AND('Demand Savings Customization'!$AB$13=FALSE,'Demand Savings Customization'!$AB$14=FALSE,'Demand Savings Customization'!$AB$15=FALSE), 0, IF('Demand Savings Customization'!$AB$14=TRUE,0,1))","v":1},{"$f":"IF(AND('Demand Savings Customization'!$AB$13=FALSE,'Demand Savings Customization'!$AB$14=FALSE,'Demand Savings Customization'!$AB$15=FALSE), 0, IF('Demand Savings Customization'!$AB$14=TRUE,0,1))","v":1},{"$f":"IF(AND('Demand Savings Customization'!$AB$13=FALSE,'Demand Savings Customization'!$AB$14=FALSE,'Demand Savings Customization'!$AB$15=FALSE), 0, IF('Demand Savings Customization'!$AB$14=TRUE,0,1))","v":1},{"$f":"IF(AND('Demand Savings Customization'!$AB$13=FALSE,'Demand Savings Customization'!$AB$14=FALSE,'Demand Savings Customization'!$AB$15=FALSE), 0, IF('Demand Savings Customization'!$AB$14=TRUE,0,1))","v":1},{"$f":"IF(AND('Demand Savings Customization'!$AB$13=FALSE,'Demand Savings Customization'!$AB$14=FALSE,'Demand Savings Customization'!$AB$15=FALSE), 0, IF('Demand Savings Customization'!$AB$14=TRUE,0,1))","v":1},{"$f":"IF(AND('Demand Savings Customization'!$AB$13=FALSE,'Demand Savings Customization'!$AB$14=FALSE,'Demand Savings Customization'!$AB$15=FALSE), 0, IF('Demand Savings Customization'!$AB$14=TRUE,0,1))","v":1},{"$f":"IF(AND('Demand Savings Customization'!$AB$13=FALSE,'Demand Savings Customization'!$AB$14=FALSE,'Demand Savings Customization'!$AB$15=FALSE), 0, IF('Demand Savings Customization'!$AB$14=TRUE,0,1))","v":1},{"$f":"IF(AND('Demand Savings Customization'!$AB$13=FALSE,'Demand Savings Customization'!$AB$14=FALSE,'Demand Savings Customization'!$AB$15=FALSE), 0, IF('Demand Savings Customization'!$AB$14=TRUE,0,1))","v":1},{"$f":"IF(AND('Demand Savings Customization'!$AB$13=FALSE,'Demand Savings Customization'!$AB$14=FALSE,'Demand Savings Customization'!$AB$15=FALSE), 0, IF('Demand Savings Customization'!$AB$14=TRUE,0,1))","v":1},{"$f":"IF(AND('Demand Savings Customization'!$AB$13=FALSE,'Demand Savings Customization'!$AB$14=FALSE,'Demand Savings Customization'!$AB$15=FALSE), 0, IF('Demand Savings Customization'!$AB$14=TRUE,0,1))","v":1},{"$f":"IF(AND('Demand Savings Customization'!$AB$13=FALSE,'Demand Savings Customization'!$AB$14=FALSE,'Demand Savings Customization'!$AB$15=FALSE), 0, IF('Demand Savings Customization'!$AB$14=TRUE,0,1))","v":1},{"$f":"IF(AND('Demand Savings Customization'!$AB$13=FALSE,'Demand Savings Customization'!$AB$14=FALSE,'Demand Savings Customization'!$AB$15=FALSE), 0, IF('Demand Savings Customization'!$AB$14=TRUE,0,1))","v":1},{"$f":"IF(AND('Demand Savings Customization'!$AB$13=FALSE,'Demand Savings Customization'!$AB$14=FALSE,'Demand Savings Customization'!$AB$15=FALSE), 0, IF('Demand Savings Customization'!$AB$14=TRUE,0,1))","v":1},{"$f":"IF(AND('Demand Savings Customization'!$AB$13=FALSE,'Demand Savings Customization'!$AB$14=FALSE,'Demand Savings Customization'!$AB$15=FALSE), 0,1)","v":1},1,1,1,1,1,1,1,1,1,1,1,1,1,1,1,1,1,1,1,null,null,null,1]
[null,null,null,null,null,null,null,null,null,null,null,null,null,null,null,null,null,null,null,null,null,null,null,null,null,null,null,null,null,null,null,null,null,null,null,null,null,null,null,null,null,null,null,null,null,null,null,null,null,null,null,null,null,null,null,null,null,null,null,null,null,null,null,null,null,null,null,null,null,null,null,null,null,null,null,null,null,null,null,null,null,null,null,null,null,null,2]
[null,null,null,"Instructions\n1. Copy and paste hourly data from the simulation tool for electricity (in kW) and fuel (in Btu/h) demand in the yellow cells for the baseline and proposed models. Make manual adjustments as needed.",null,null,null,"Baseline/Budget",null,null,null,null,null,null,null,null,null,null,null,null,null,null,null,null,null,null,null,null,null,null,null,null,null,null,null,null,null,null,null,null,null,null,null,null,null,"Proposed",null,null,null,null,null,null,null,null,null,null,null,null,null,null,null,null,null,null,null,null,null,null,null,null,null,null,null,null,null,null,null,null,null,null,null,null,null,null,null,null,3,null,2,"Start date",{"$f":"INDEX(Demand_Savings_Customization_ElecTable,$CK3,'Demand Savings Customization'!G$23)","v":"2023-06-01"},{"$f":"INDEX(Demand_Savings_Customization_ElecTable,$CK3,'Demand Savings Customization'!H$23)","v":"2023-07-01"},{"$f":"INDEX(Demand_Savings_Customization_ElecTable,$CK3,'Demand Savings Customization'!I$23)","v":"2023-08-01"},{"$f":"INDEX(Demand_Savings_Customization_ElecTable,$CK3,'Demand Savings Customization'!J$23)","v":"2023-12-01"},{"$f":"INDEX(Demand_Savings_Customization_ElecTable,$CK3,'Demand Savings Customization'!K$23)","v":"2023-01-01"},null,"Monday",1,null,null,2,"Start date",{"$f":"INDEX(Demand_Savings_Customization_FuelTable,$CW3,'Demand Savings Customization'!G$23)","v":"00:00:00"},{"$f":"INDEX(Demand_Savings_Customization_FuelTable,$CW3,'Demand Savings Customization'!H$23)","v":"00:00:00"},{"$f":"INDEX(Demand_Savings_Customization_FuelTable,$CW3,'Demand Savings Customization'!I$23)","v":"00:00:00"},{"$f":"INDEX(Demand_Savings_Customization_FuelTable,$CW3,'Demand Savings Customization'!J$23)","v":"00:00:00"},{"$f":"INDEX(Demand_Savings_Customization_FuelTable,$CW3,'Demand Savings Customization'!K$23)","v":"00:00:00"}]
[null,null,null,null,null,null,null,"Electric kW - Hourly Values",null,null,null,null,null,null,null,null,null,null,null,null,null,null,null,null,null,null,"Fuel Btuh - Hourly Values",null,null,null,null,null,null,null,null,null,null,null,null,null,null,null,null,null,null,"Electric kW - Hourly Values",null,null,null,null,null,null,null,null,null,null,null,null,null,null,null,null,null,null,"Fuel Btuh - Hourly Values",null,null,null,null,null,null,null,null,null,null,null,null,null,null,null,null,null,null,null,null,null,4,null,3,"End date",{"$f":"INDEX(Demand_Savings_Customization_ElecTable,$CK4,'Demand Savings Customization'!G$23)","v":"2023-06-30"},{"$f":"INDEX(Demand_Savings_Customization_ElecTable,$CK4,'Demand Savings Customization'!H$23)","v":"2023-07-31"},{"$f":"INDEX(Demand_Savings_Customization_ElecTable,$CK4,'Demand Savings Customization'!I$23)","v":"2023-08-31"},{"$f":"INDEX(Demand_Savings_Customization_ElecTable,$CK4,'Demand Savings Customization'!J$23)","v":"2023-12-31"},{"$f":"INDEX(Demand_Savings_Customization_ElecTable,$CK4,'Demand Savings Customization'!K$23)","v":"2023-01-31"},null,"Tuesday",2,null,null,3,"End date",{"$f":"INDEX(Demand_Savings_Customization_FuelTable,$CW4,'Demand Savings Customization'!G$23)","v":"00:00:00"},{"$f":"INDEX(Demand_Savings_Customization_FuelTable,$CW4,'Demand Savings Customization'!H$23)","v":"00:00:00"},{"$f":"INDEX(Demand_Savings_Customization_FuelTable,$CW4,'Demand Savings Customization'!I$23)","v":"00:00:00"},{"$f":"INDEX(Demand_Savings_Customization_FuelTable,$CW4,'Demand Savings Customization'!J$23)","v":"00:00:00"},{"$f":"INDEX(Demand_Savings_Customization_FuelTable,$CW4,'Demand Savings Customization'!K$23)","v":"00:00:00"}]
["Date","Time","Date and Time","Month","Day","Hour","Type","Interior Lighting","Interior Lighting (unregulated)","Exterior Lighting","Space Heating","Heat Pump Supplemental Heater","Space Cooling","Pumps","Heat Rejection","Fans - Interior Ventilation","Fans - Parking Garage","Service Water Heating","Misc Equipment","Industrial Process","Refrigeration Equipment (regulated)","Refrigeration Equipment (unregulated)","Elevators and Escalators","Other Regulated","Other Unregulated","Total","Interior Lighting","Interior Lighting (unregulated)","Exterior Lighting","Space Heating","Heat Pump Supplemental Heater","Space Cooling","Pumps","Heat Rejection","Fans - Interior Ventilation","Fans - Parking Garage","Service Water Heating","Misc Equipment","Industrial Process","Refrigeration Equipment (regulated)","Refrigeration Equipment (unregulated)","Elevators and Escalators","Other Regulated","Other Unregulated","Total","Interior Lighting","Interior Lighting (unregulated)","Exterior Lighting","Space Heating","Heat Pump Supplemental Heater","Space Cooling","Pumps","Heat Rejection","Fans - Interior Ventilation","Fans - Parking Garage","Service Water Heating","Misc Equipment","Industrial Process","Refrigeration Equipment (regulated)","Refrigeration Equipment (unregulated)","Elevators and Escalators","Other Regulated","Other Unregulated","Total","Interior Lighting","Interior Lighting (unregulated)","Exterior Lighting","Space Heating","Heat Pump Supplemental Heater","Space Cooling","Pumps","Heat Rejection","Fans - Interior Ventilation","Fans - Parking Garage","Service Water Heating","Misc Equipment","Industrial Process","Refrigeration Equipment (regulated)","Refrigeration Equipment (unregulated)","Elevators and Escalators","Other Regulated","Other Unregulated","Total","Month&Day","Date and Hour","Row #",5,null,4,"Start time",{"$f":"INDEX(Demand_Savings_Customization_ElecTable,$CK5,'Demand Savings Customization'!G$23)","v":1},{"$f":"INDEX(Demand_Savings_Customization_ElecTable,$CK5,'Demand Savings Customization'!H$23)","v":1},{"$f":"INDEX(Demand_Savings_Customization_ElecTable,$CK5,'Demand Savings Customization'!I$23)","v":1},{"$f":"INDEX(Demand_Savings_Customization_ElecTable,$CK5,'Demand Savings Customization'!J$23)","v":1},{"$f":"INDEX(Demand_Savings_Customization_ElecTable,$CK5,'Demand Savings Customization'!K$23)","v":1},null,"Wednesday",3,null,null,4,"Start time",{"$f":"INDEX(Demand_Savings_Customization_FuelTable,$CW5,'Demand Savings Customization'!G$23)","v":"00:00:00"},{"$f":"INDEX(Demand_Savings_Customization_FuelTable,$CW5,'Demand Savings Customization'!H$23)","v":"00:00:00"},{"$f":"INDEX(Demand_Savings_Customization_FuelTable,$CW5,'Demand Savings Customization'!I$23)","v":"00:00:00"},{"$f":"INDEX(Demand_Savings_Customization_FuelTable,$CW5,'Demand Savings Customization'!J$23)","v":"00:00:00"},{"$f":"INDEX(Demand_Savings_Customization_FuelTable,$CW5,'Demand Savings Customization'!K$23)","v":"00:00:00"}]
[{"$f":"TEXT(DATE(,D6,E6),\"MM/DD\")","v":"01/01"},{"$f":"TIME(F6,0,0)","v":"01:00:00"},{"$f":"A6+B6","v":"2023-01-01T01:00:00"},1,1,1,8,null,null,null,null,null,null,null,null,null,null,null,null,null,null,null,null,null,null,null,null,null,null,null,null,null,null,null,null,null,null,null,null,null,null,null,null,null,null,null,null,null,null,null,null,null,null,null,null,null,null,null,null,null,null,null,null,null,null,null,null,null,null,null,null,null,null,null,null,null,null,null,null,null,null,null,null,{"$f":"TEXT(D6*29,\"mmm\")&E6","v":"Jan1"},{"$f":"D6&\"/\"&E6&\" Hour \"&F6","v":"1/1 Hour 1"},{"$f":"ROW()-ROW($CH$5)","v":1},6,null,5,"End time",{"$f":"INDEX(Demand_Savings_Customization_ElecTable,$CK6,'Demand Savings Customization'!G$23)","v":24},{"$f":"INDEX(Demand_Savings_Customization_ElecTable,$CK6,'Demand Savings Customization'!H$23)","v":24},{"$f":"INDEX(Demand_Savings_Customization_ElecTable,$CK6,'Demand Savings Customization'!I$23)","v":24},{"$f":"INDEX(Demand_Savings_Customization_ElecTable,$CK6,'Demand Savings Customization'!J$23)","v":24},{"$f":"INDEX(Demand_Savings_Customization_ElecTable,$CK6,'Demand Savings Customization'!K$23)","v":24},null,"Thursday",4,null,null,5,"End time",{"$f":"INDEX(Demand_Savings_Customization_FuelTable,$CW6,'Demand Savings Customization'!G$23)","v":"00:00:00"},{"$f":"INDEX(Demand_Savings_Customization_FuelTable,$CW6,'Demand Savings Customization'!H$23)","v":"00:00:00"},{"$f":"INDEX(Demand_Savings_Customization_FuelTable,$CW6,'Demand Savings Customization'!I$23)","v":"00:00:00"},{"$f":"INDEX(Demand_Savings_Customization_FuelTable,$CW6,'Demand Savings Customization'!J$23)","v":"00:00:00"},{"$f":"INDEX(Demand_Savings_Customization_FuelTable,$CW6,'Demand Savings Customization'!K$23)","v":"00:00:00"}]
[{"$f":"TEXT(DATE(,D7,E7),\"MM/DD\")","v":"01/01"},{"$f":"TIME(F7,0,0)","v":"02:00:00"},"2023-01-01T02:00:00",1,1,2,8,null,null,null,null,null,null,null,null,null,null,null,null,null,null,null,null,null,null,null,null,null,null,null,null,null,null,null,null,null,null,null,null,null,null,null,null,null,null,null,null,null,null,null,null,null,null,null,null,null,null,null,null,null,null,null,null,null,null,null,null,null,null,null,null,null,null,null,null,null,null,null,null,null,null,null,null,{"$f":"TEXT(D7*29,\"mmm\")&E7","v":"Jan1"},{"$f":"D7&\"/\"&E7&\" Hour \"&F7","v":"1/1 Hour 2"},{"$f":"ROW()-ROW($CH$5)","v":2},7,null,6,"Day type",{"$f":"INDEX(Demand_Savings_Customization_ElecTable,$CK7,'Demand Savings Customization'!G$23)","v":"All Days"},{"$f":"INDEX(Demand_Savings_Customization_ElecTable,$CK7,'Demand Savings Customization'!H$23)","v":"All Days"},{"$f":"INDEX(Demand_Savings_Customization_ElecTable,$CK7,'Demand Savings Customization'!I$23)","v":"All Days"},{"$f":"INDEX(Demand_Savings_Customization_ElecTable,$CK7,'Demand Savings Customization'!J$23)","v":"All Days"},{"$f":"INDEX(Demand_Savings_Customization_ElecTable,$CK7,'Demand Savings Customization'!K$23)","v":"All Days"},null,"Friday",5,null,null,6,"Day type",{"$f":"INDEX(Demand_Savings_Customization_FuelTable,$CW7,'Demand Savings Customization'!G$23)","v":"00:00:00"},{"$f":"INDEX(Demand_Savings_Customization_FuelTable,$CW7,'Demand Savings Customization'!H$23)","v":"00:00:00"},{"$f":"INDEX(Demand_Savings_Customization_FuelTable,$CW7,'Demand Savings Customization'!I$23)","v":"00:00:00"},{"$f":"INDEX(Demand_Savings_Customization_FuelTable,$CW7,'Demand Savings Customization'!J$23)","v":"00:00:00"},{"$f":"INDEX(Demand_Savings_Customization_FuelTable,$CW7,'Demand Savings Customization'!K$23)","v":"00:00:00"}]
["01/01","03:00:00","2023-01-01T03:00:00",1,1,3,8,null,null,null,null,null,null,null,null,null,null,null,null,null,null,null,null,null,null,null,null,null,null,null,null,null,null,null,null,null,null,null,null,null,null,null,null,null,null,null,null,null,null,null,null,null,null,null,null,null,null,null,null,null,null,null,null,null,null,null,null,null,null,null,null,null,null,null,null,null,null,null,null,null,null,null,null,"Jan1","1/1 Hour 3",3,8,null,null,"Day type 1",{"$f":"IF(CM7=\"Weekends\",6,1)","v":1},{"$f":"IF(CN7=\"Weekends\",6,1)","v":1},1,1,1,null,"Saturday",6,null,null,null,"Day type 1",{"$f":"IF(CY7=\"Weekends\",6,1)","v":1},{"$f":"IF(CZ7=\"Weekends\",6,1)","v":1},1,1,1]
["01/01","04:00:00","2023-01-01T04:00:00",1,1,4,8,null,null,null,null,null,null,null,null,null,null,null,null,null,null,null,null,null,null,null,null,null,null,null,null,null,null,null,null,null,null,null,null,null,null,null,null,null,null,null,null,null,null,null,null,null,null,null,null,null,null,null,null,null,null,null,null,null,null,null,null,null,null,null,null,null,null,null,null,null,null,null,null,null,null,null,null,"Jan1","1/1 Hour 4",4,9,null,null,"Day type 2",{"$f":"IF(CM7=\"Weekdays\",5,IF(CM7=\"All Days\",8,7))","v":8},{"$f":"IF(CN7=\"Weekdays\",5,IF(CN7=\"All Days\",8,7))","v":8},8,8,8,null,"Sunday",7,null,null,null,"Day type 2",{"$f":"IF(CY7=\"Weekdays\",5,IF(CY7=\"All Days\",8,7))","v":7},{"$f":"IF(CZ7=\"Weekdays\",5,IF(CZ7=\"All Days\",8,7))","v":7},7,7,7]
["01/01","05:00:00","2023-01-01T05:00:00",1,1,5,8,null,null,null,null,null,null,null,null,null,null,null,null,null,null,null,null,null,null,null,null,null,null,null,null,null,null,null,null,null,null,null,null,null,null,null,null,null,null,null,null,null,null,null,null,null,null,null,null,null,null,null,null,null,null,null,null,null,null,null,null,null,null,null,null,null,null,null,null,null,null,null,null,null,null,null,null,"Jan1","1/1 Hour 5",5,10,null,null,"Month start",{"$f":"MONTH(CM3)","v":6},{"$f":"MONTH(CN3)","v":7},{"$f":"MONTH(CO3)","v":8},{"$f":"MONTH(CP3)","v":12},{"$f":"MONTH(CQ3)","v":1},null,"Holiday",8,null,null,null,"Month start",{"$f":"MONTH(CY3)","v":1},{"$f":"MONTH(CZ3)","v":1},{"$f":"MONTH(DA3)","v":1},{"$f":"MONTH(DB3)","v":1},{"$f":"MONTH(DC3)","v":1}]
["01/01","06:00:00","2023-01-01T06:00:00",1,1,6,8,null,null,null,null,null,null,null,null,null,null,null,null,null,null,null,null,null,null,null,null,null,null,null,null,null,null,null,null,null,null,null,null,null,null,null,null,null,null,null,null,null,null,null,null,null,null,null,null,null,null,null,null,null,null,null,null,null,null,null,null,null,null,null,null,null,null,null,null,null,null,null,null,null,null,null,null,"Jan1","1/1 Hour 6",6,11,null,null,"Month end",{"$f":"MONTH(CM4)","v":6},{"$f":"MONTH(CN4)","v":7},8,12,1,null,null,null,null,null,null,"Month end",{"$f":"MONTH(CY4)","v":1},{"$f":"MONTH(CZ4)","v":1},1,1,1]
["01/01","07:00:00","2023-01-01T07:00:00",1,1,7,8,null,null,null,null,null,null,null,null,null,null,null,null,null,null,null,null,null,null,null,null,null,null,null,null,null,null,null,null,null,null,null,null,null,null,null,null,null,null,null,null,null,null,null,null,null,null,null,null,null,null,null,null,null,null,null,null,null,null,null,null,null,null,null,null,null,null,null,null,null,null,null,null,null,null,null,null,"Jan1","1/1 Hour 7",7,12]
["01/01","08:00:00","2023-01-01T08:00:00",1,1,8,8,null,null,null,null,null,null,null,null,null,null,null,null,null,null,null,null,null,null,null,null,null,null,null,null,null,null,null,null,null,null,null,null,null,null,null,null,null,null,null,null,null,null,null,null,null,null,null,null,null,null,null,null,null,null,null,null,null,null,null,null,null,null,null,null,null,null,null,null,null,null,null,null,null,null,null,null,"Jan1","1/1 Hour 8",8,13,null,null,"Baseline/budget",null,null,null,null,"Proposed"]
["01/01","09:00:00","2023-01-01T09:00:00",1,1,9,8,null,null,null,null,null,null,null,null,null,null,null,null,null,null,null,null,null,null,null,null,null,null,null,null,null,null,null,null,null,null,null,null,null,null,null,null,null,null,null,null,null,null,null,null,null,null,null,null,null,null,null,null,null,null,null,null,null,null,null,null,null,null,null,null,null,null,null,null,null,null,null,null,null,null,null,null,"Jan1","1/1 Hour 9",9,14,null,"Range #",1,2,3,4,5,1,2,3,4,5]
["01/01","10:00:00","2023-01-01T10:00:00",1,1,10,8,null,null,null,null,null,null,null,null,null,null,null,null,null,null,null,null,null,null,null,null,null,null,null,null,null,null,null,null,null,null,null,null,null,null,null,null,null,null,null,null,null,null,null,null,null,null,null,null,null,null,null,null,null,null,null,null,null,null,null,null,null,null,null,null,null,null,null,null,null,null,null,null,null,null,null,null,"Jan1","1/1 Hour 10",10,15,null,"Max, kW",{"$f":"_xlfn.MAXIFS($Z$6:$Z$8765,$D$6:$D$8765,\">=\"&CM$10,$D$6:$D$8765,\"<=\"&CM$11,$F$6:$F$8765,\">=\"&CM$5,$F$6:$F$8765,\"<=\"&CM$6,$G$6:$G$8765,\">=\"&CM$8,$G$6:$G$8765,\"<=\"&CM$9)","v":0},{"$f":"_xlfn.MAXIFS($Z$6:$Z$8765,$D$6:$D$8765,\">=\"&CN$10,$D$6:$D$8765,\"<=\"&CN$11,$F$6:$F$8765,\">=\"&CN$5,$F$6:$F$8765,\"<=\"&CN$6,$G$6:$G$8765,\">=\"&CN$8,$G$6:$G$8765,\"<=\"&CN$9)","v":0},0,0,0,{"$f":"_xlfn.MAXIFS($BL$6:$BL$8765,$D$6:$D$8765,\">=\"&CM$10,$D$6:$D$8765,\"<=\"&CM$11,$F$6:$F$8765,\">=\"&CM$5,$F$6:$F$8765,\"<=\"&CM$6,$G$6:$G$8765,\">=\"&CM$8,$G$6:$G$8765,\"<=\"&CM$9)","v":0},{"$f":"_xlfn.MAXIFS($BL$6:$BL$8765,$D$6:$D$8765,\">=\"&CN$10,$D$6:$D$8765,\"<=\"&CN$11,$F$6:$F$8765,\">=\"&CN$5,$F$6:$F$8765,\"<=\"&CN$6,$G$6:$G$8765,\">=\"&CN$8,$G$6:$G$8765,\"<=\"&CN$9)","v":0},0,0,0]
["01/01","11:00:00","2023-01-01T11:00:00",1,1,11,8,null,null,null,null,null,null,null,null,null,null,null,null,null,null,null,null,null,null,null,null,null,null,null,null,null,null,null,null,null,null,null,null,null,null,null,null,null,null,null,null,null,null,null,null,null,null,null,null,null,null,null,null,null,null,null,null,null,null,null,null,null,null,null,null,null,null,null,null,null,null,null,null,null,null,null,null,"Jan1","1/1 Hour 11",11,16,null,"Date and Hour",{"$f":"INDEX($CG$6:$CG$8765,MATCH(SUMPRODUCT(--($Z$6:$Z$8765=CL$15),--($D$6:$D$8765>=CM$10),--($D$6:$D$8765<=CM$11),--($F$6:$F$8765>=CM$5),--($F$6:$F$8765<=CM$6),--($G$6:$G$8765>=CM$8),--($G$6:$G$8765<=CM$9),$CH$6:$CH$8765),$CH$6:$CH$8765,0),1)","v":{"$error":"#N/A"}},{"$f":"INDEX($CG$6:$CG$8765,MATCH(SUMPRODUCT(--($Z$6:$Z$8765=CM$15),--($D$6:$D$8765>=CN$10),--($D$6:$D$8765<=CN$11),--($F$6:$F$8765>=CN$5),--($F$6:$F$8765<=CN$6),--($G$6:$G$8765>=CN$8),--($G$6:$G$8765<=CN$9),$CH$6:$CH$8765),$CH$6:$CH$8765,0),1)","v":{"$error":"#N/A"}},{"$f":"INDEX($CG$6:$CG$8765,MATCH(SUMPRODUCT(--($Z$6:$Z$8765=CN$15),--($D$6:$D$8765>=CO$10),--($D$6:$D$8765<=CO$11),--($F$6:$F$8765>=CO$5),--($F$6:$F$8765<=CO$6),--($G$6:$G$8765>=CO$8),--($G$6:$G$8765<=CO$9),$CH$6:$CH$8765),$CH$6:$CH$8765,0),1)","v":{"$error":"#N/A"}},{"$f":"INDEX($CG$6:$CG$8765,MATCH(SUMPRODUCT(--($Z$6:$Z$8765=CO$15),--($D$6:$D$8765>=CP$10),--($D$6:$D$8765<=CP$11),--($F$6:$F$8765>=CP$5),--($F$6:$F$8765<=CP$6),--($G$6:$G$8765>=CP$8),--($G$6:$G$8765<=CP$9),$CH$6:$CH$8765),$CH$6:$CH$8765,0),1)","v":{"$error":"#N/A"}},{"$f":"INDEX($CG$6:$CG$8765,MATCH(SUMPRODUCT(--($Z$6:$Z$8765=CP$15),--($D$6:$D$8765>=CQ$10),--($D$6:$D$8765<=CQ$11),--($F$6:$F$8765>=CQ$5),--($F$6:$F$8765<=CQ$6),--($G$6:$G$8765>=CQ$8),--($G$6:$G$8765<=CQ$9),$CH$6:$CH$8765),$CH$6:$CH$8765,0),1)","v":{"$error":"#N/A"}},{"$f":"INDEX($CG$6:$CG$8765,MATCH(SUMPRODUCT(--($BL$6:$BL$8765=CQ$15),--($D$6:$D$8765>=CM$10),--($D$6:$D$8765<=CM$11),--($F$6:$F$8765>=CM$5),--($F$6:$F$8765<=CM$6),--($G$6:$G$8765>=CM$8),--($G$6:$G$8765<=CM$9),$CH$6:$CH$8765),$CH$6:$CH$8765,0),1)","v":{"$error":"#N/A"}},{"$f":"INDEX($CG$6:$CG$8765,MATCH(SUMPRODUCT(--($BL$6:$BL$8765=CR$15),--($D$6:$D$8765>=CN$10),--($D$6:$D$8765<=CN$11),--($F$6:$F$8765>=CN$5),--($F$6:$F$8765<=CN$6),--($G$6:$G$8765>=CN$8),--($G$6:$G$8765<=CN$9),$CH$6:$CH$8765),$CH$6:$CH$8765,0),1)","v":{"$error":"#N/A"}},{"$f":"INDEX($CG$6:$CG$8765,MATCH(SUMPRODUCT(--($BL$6:$BL$8765=CS$15),--($D$6:$D$8765>=CO$10),--($D$6:$D$8765<=CO$11),--($F$6:$F$8765>=CO$5),--($F$6:$F$8765<=CO$6),--($G$6:$G$8765>=CO$8),--($G$6:$G$8765<=CO$9),$CH$6:$CH$8765),$CH$6:$CH$8765,0),1)","v":{"$error":"#N/A"}},{"$f":"INDEX($CG$6:$CG$8765,MATCH(SUMPRODUCT(--($BL$6:$BL$8765=CT$15),--($D$6:$D$8765>=CP$10),--($D$6:$D$8765<=CP$11),--($F$6:$F$8765>=CP$5),--($F$6:$F$8765<=CP$6),--($G$6:$G$8765>=CP$8),--($G$6:$G$8765<=CP$9),$CH$6:$CH$8765),$CH$6:$CH$8765,0),1)","v":{"$error":"#N/A"}},{"$f":"INDEX($CG$6:$CG$8765,MATCH(SUMPRODUCT(--($BL$6:$BL$8765=CU$15),--($D$6:$D$8765>=CQ$10),--($D$6:$D$8765<=CQ$11),--($F$6:$F$8765>=CQ$5),--($F$6:$F$8765<=CQ$6),--($G$6:$G$8765>=CQ$8),--($G$6:$G$8765<=CQ$9),$CH$6:$CH$8765),$CH$6:$CH$8765,0),1)","v":{"$error":"#N/A"}}]
["01/01","12:00:00","2023-01-01T12:00:00",1,1,12,8,null,null,null,null,null,null,null,null,null,null,null,null,null,null,null,null,null,null,null,null,null,null,null,null,null,null,null,null,null,null,null,null,null,null,null,null,null,null,null,null,null,null,null,null,null,null,null,null,null,null,null,null,null,null,null,null,null,null,null,null,null,null,null,null,null,null,null,null,null,null,null,null,null,null,null,null,"Jan1","1/1 Hour 12",12,17]
["01/01","13:00:00","2023-01-01T13:00:00",1,1,13,8,null,null,null,null,null,null,null,null,null,null,null,null,null,null,null,null,null,null,null,null,null,null,null,null,null,null,null,null,null,null,null,null,null,null,null,null,null,null,null,null,null,null,null,null,null,null,null,null,null,null,null,null,null,null,null,null,null,null,null,null,null,null,null,null,null,null,null,null,null,null,null,null,null,null,null,null,"Jan1","1/1 Hour 13",13,18,null,null,"Baseline/budget, kW",null,null,null,null,"Proposed, kW"]
["01/01","14:00:00","2023-01-01T14:00:00",1,1,14,8,null,null,null,null,null,null,null,null,null,null,null,null,null,null,null,null,null,null,null,null,null,null,null,null,null,null,null,null,null,null,null,null,null,null,null,null,null,null,null,null,null,null,null,null,null,null,null,null,null,null,null,null,null,null,null,null,null,null,null,null,null,null,null,null,null,null,null,null,null,null,null,null,null,null,null,null,"Jan1","1/1 Hour 14",14,19,null,null,"Max for first date range","Max for second date range","Max for third date range","Max for fourth date range","Max for fifth date range","Max for first date range","Max for second date range","Max for third date range","Max for fourth date range","Max for fifth date range"]
["01/01","15:00:00","2023-01-01T15:00:00",1,1,15,8,null,null,null,null,null,null,null,null,null,null,null,null,null,null,null,null,null,null,null,null,null,null,null,null,null,null,null,null,null,null,null,null,null,null,null,null,null,null,null,null,null,null,null,null,null,null,null,null,null,null,null,null,null,null,null,null,null,null,null,null,null,null,null,null,null,null,null,null,null,null,null,null,null,null,null,null,"Jan1","1/1 Hour 15",15,20,null,"Interior lighting",{"$f":"SUMIF($CG$6:$CG$8765,CL$16,$H$6:$H$8765)","v":0},{"$f":"SUMIF($CG$6:$CG$8765,CM$16,$H$6:$H$8765)","v":0},{"$f":"SUMIF($CG$6:$CG$8765,CN$16,$H$6:$H$8765)","v":0},{"$f":"SUMIF($CG$6:$CG$8765,CO$16,$H$6:$H$8765)","v":0},{"$f":"SUMIF($CG$6:$CG$8765,CP$16,$H$6:$H$8765)","v":0},{"$f":"SUMIF($CG$6:$CG$8765,CQ$16,$AT$6:$AT$8765)","v":0},{"$f":"SUMIF($CG$6:$CG$8765,CR$16,$AT$6:$AT$8765)","v":0},{"$f":"SUMIF($CG$6:$CG$8765,CS$16,$AT$6:$AT$8765)","v":0},{"$f":"SUMIF($CG$6:$CG$8765,CT$16,$AT$6:$AT$8765)","v":0},{"$f":"SUMIF($CG$6:$CG$8765,CU$16,$AT$6:$AT$8765)","v":0}]
["01/01","16:00:00","2023-01-01T16:00:00",1,1,16,8,null,null,null,null,null,null,null,null,null,null,null,null,null,null,null,null,null,null,null,null,null,null,null,null,null,null,null,null,null,null,null,null,null,null,null,null,null,null,null,null,null,null,null,null,null,null,null,null,null,null,null,null,null,null,null,null,null,null,null,null,null,null,null,null,null,null,null,null,null,null,null,null,null,null,null,null,"Jan1","1/1 Hour 16",16,21,null,"Interior lighting (unregulated)",{"$f":"SUMIF($CG$6:$CG$8765,CL$16,$I$6:$I$8765)","v":0},{"$f":"SUMIF($CG$6:$CG$8765,CM$16,$I$6:$I$8765)","v":0},{"$f":"SUMIF($CG$6:$CG$8765,CN$16,$I$6:$I$8765)","v":0},{"$f":"SUMIF($CG$6:$CG$8765,CO$16,$I$6:$I$8765)","v":0},{"$f":"SUMIF($CG$6:$CG$8765,CP$16,$I$6:$I$8765)","v":0},{"$f":"SUMIF($CG$6:$CG$8765,CQ$16,$AU$6:$AU$8765)","v":0},{"$f":"SUMIF($CG$6:$CG$8765,CR$16,$AU$6:$AU$8765)","v":0},{"$f":"SUMIF($CG$6:$CG$8765,CS$16,$AU$6:$AU$8765)","v":0},{"$f":"SUMIF($CG$6:$CG$8765,CT$16,$AU$6:$AU$8765)","v":0},{"$f":"SUMIF($CG$6:$CG$8765,CU$16,$AU$6:$AU$8765)","v":0}]
["01/01","17:00:00","2023-01-01T17:00:00",1,1,17,8,null,null,null,null,null,null,null,null,null,null,null,null,null,null,null,null,null,null,null,null,null,null,null,null,null,null,null,null,null,null,null,null,null,null,null,null,null,null,null,null,null,null,null,null,null,null,null,null,null,null,null,null,null,null,null,null,null,null,null,null,null,null,null,null,null,null,null,null,null,null,null,null,null,null,null,null,"Jan1","1/1 Hour 17",17,22,null,"Exterior lighting",{"$f":"SUMIF($CG$6:$CG$8765,CL$16,$J$6:$J$8765)","v":0},{"$f":"SUMIF($CG$6:$CG$8765,CM$16,$J$6:$J$8765)","v":0},{"$f":"SUMIF($CG$6:$CG$8765,CN$16,$J$6:$J$8765)","v":0},{"$f":"SUMIF($CG$6:$CG$8765,CO$16,$J$6:$J$8765)","v":0},{"$f":"SUMIF($CG$6:$CG$8765,CP$16,$J$6:$J$8765)","v":0},{"$f":"SUMIF($CG$6:$CG$8765,CQ$16,$AV$6:$AV$8765)","v":0},{"$f":"SUMIF($CG$6:$CG$8765,CR$16,$AV$6:$AV$8765)","v":0},{"$f":"SUMIF($CG$6:$CG$8765,CS$16,$AV$6:$AV$8765)","v":0},{"$f":"SUMIF($CG$6:$CG$8765,CT$16,$AV$6:$AV$8765)","v":0},{"$f":"SUMIF($CG$6:$CG$8765,CU$16,$AV$6:$AV$8765)","v":0}]
["01/01","18:00:00","2023-01-01T18:00:00",1,1,18,8,null,null,null,null,null,null,null,null,null,null,null,null,null,null,null,null,null,null,null,null,null,null,null,null,null,null,null,null,null,null,null,null,null,null,null,null,null,null,null,null,null,null,null,null,null,null,null,null,null,null,null,null,null,null,null,null,null,null,null,null,null,null,null,null,null,null,null,null,null,null,null,null,null,null,null,null,"Jan1","1/1 Hour 18",18,23,null,"Space heating",{"$f":"SUMIF($CG$6:$CG$8765,CL$16,$K$6:$K$8765)","v":0},{"$f":"SUMIF($CG$6:$CG$8765,CM$16,$K$6:$K$8765)","v":0},{"$f":"SUMIF($CG$6:$CG$8765,CN$16,$K$6:$K$8765)","v":0},{"$f":"SUMIF($CG$6:$CG$8765,CO$16,$K$6:$K$8765)","v":0},{"$f":"SUMIF($CG$6:$CG$8765,CP$16,$K$6:$K$8765)","v":0},{"$f":"SUMIF($CG$6:$CG$8765,CQ$16,$AW$6:$AW$8765)","v":0},{"$f":"SUMIF($CG$6:$CG$8765,CR$16,$AW$6:$AW$8765)","v":0},{"$f":"SUMIF($CG$6:$CG$8765,CS$16,$AW$6:$AW$8765)","v":0},{"$f":"SUMIF($CG$6:$CG$8765,CT$16,$AW$6:$AW$8765)","v":0},{"$f":"SUMIF($CG$6:$CG$8765,CU$16,$AW$6:$AW$8765)","v":0}]
["01/01","19:00:00","2023-01-01T19:00:00",1,1,19,8,null,null,null,null,null,null,null,null,null,null,null,null,null,null,null,null,null,null,null,null,null,null,null,null,null,null,null,null,null,null,null,null,null,null,null,null,null,null,null,null,null,null,null,null,null,null,null,null,null,null,null,null,null,null,null,null,null,null,null,null,null,null,null,null,null,null,null,null,null,null,null,null,null,null,null,null,"Jan1","1/1 Hour 19",19,24,null,"Heat pump supplemental heater",{"$f":"SUMIF($CG$6:$CG$8765,CL$16,$L$6:$L$8765)","v":0},{"$f":"SUMIF($CG$6:$CG$8765,CM$16,$L$6:$L$8765)","v":0},{"$f":"SUMIF($CG$6:$CG$8765,CN$16,$L$6:$L$8765)","v":0},{"$f":"SUMIF($CG$6:$CG$8765,CO$16,$L$6:$L$8765)","v":0},{"$f":"SUMIF($CG$6:$CG$8765,CP$16,$L$6:$L$8765)","v":0},{"$f":"SUMIF($CG$6:$CG$8765,CQ$16,$AX$6:$AX$8765)","v":0},{"$f":"SUMIF($CG$6:$CG$8765,CR$16,$AX$6:$AX$8765)","v":0},{"$f":"SUMIF($CG$6:$CG$8765,CS$16,$AX$6:$AX$8765)","v":0},{"$f":"SUMIF($CG$6:$CG$8765,CT$16,$AX$6:$AX$8765)","v":0},{"$f":"SUMIF($CG$6:$CG$8765,CU$16,$AX$6:$AX$8765)","v":0}]
["01/01","20:00:00","2023-01-01T20:00:00",1,1,20,8,null,null,null,null,null,null,null,null,null,null,null,null,null,null,null,null,null,null,null,null,null,null,null,null,null,null,null,null,null,null,null,null,null,null,null,null,null,null,null,null,null,null,null,null,null,null,null,null,null,null,null,null,null,null,null,null,null,null,null,null,null,null,null,null,null,null,null,null,null,null,null,null,null,null,null,null,"Jan1","1/1 Hour 20",20,25,null,"Space cooling",{"$f":"SUMIF($CG$6:$CG$8765,CL$16,$M$6:$M$8765)","v":0},{"$f":"SUMIF($CG$6:$CG$8765,CM$16,$M$6:$M$8765)","v":0},{"$f":"SUMIF($CG$6:$CG$8765,CN$16,$M$6:$M$8765)","v":0},{"$f":"SUMIF($CG$6:$CG$8765,CO$16,$M$6:$M$8765)","v":0},{"$f":"SUMIF($CG$6:$CG$8765,CP$16,$M$6:$M$8765)","v":0},{"$f":"SUMIF($CG$6:$CG$8765,CQ$16,$AY$6:$AY$8765)","v":0},{"$f":"SUMIF($CG$6:$CG$8765,CR$16,$AY$6:$AY$8765)","v":0},{"$f":"SUMIF($CG$6:$CG$8765,CS$16,$AY$6:$AY$8765)","v":0},{"$f":"SUMIF($CG$6:$CG$8765,CT$16,$AY$6:$AY$8765)","v":0},{"$f":"SUMIF($CG$6:$CG$8765,CU$16,$AY$6:$AY$8765)","v":0}]
["01/01","21:00:00","2023-01-01T21:00:00",1,1,21,8,null,null,null,null,null,null,null,null,null,null,null,null,null,null,null,null,null,null,null,null,null,null,null,null,null,null,null,null,null,null,null,null,null,null,null,null,null,null,null,null,null,null,null,null,null,null,null,null,null,null,null,null,null,null,null,null,null,null,null,null,null,null,null,null,null,null,null,null,null,null,null,null,null,null,null,null,"Jan1","1/1 Hour 21",21,26,null,"Pumps",{"$f":"SUMIF($CG$6:$CG$8765,CL$16,$N$6:$N$8765)","v":0},{"$f":"SUMIF($CG$6:$CG$8765,CM$16,$N$6:$N$8765)","v":0},{"$f":"SUMIF($CG$6:$CG$8765,CN$16,$N$6:$N$8765)","v":0},{"$f":"SUMIF($CG$6:$CG$8765,CO$16,$N$6:$N$8765)","v":0},{"$f":"SUMIF($CG$6:$CG$8765,CP$16,$N$6:$N$8765)","v":0},{"$f":"SUMIF($CG$6:$CG$8765,CQ$16,$AZ$6:$AZ$8765)","v":0},{"$f":"SUMIF($CG$6:$CG$8765,CR$16,$AZ$6:$AZ$8765)","v":0},{"$f":"SUMIF($CG$6:$CG$8765,CS$16,$AZ$6:$AZ$8765)","v":0},{"$f":"SUMIF($CG$6:$CG$8765,CT$16,$AZ$6:$AZ$8765)","v":0},{"$f":"SUMIF($CG$6:$CG$8765,CU$16,$AZ$6:$AZ$8765)","v":0}]
["01/01","22:00:00","2023-01-01T22:00:00",1,1,22,8,null,null,null,null,null,null,null,null,null,null,null,null,null,null,null,null,null,null,null,null,null,null,null,null,null,null,null,null,null,null,null,null,null,null,null,null,null,null,null,null,null,null,null,null,null,null,null,null,null,null,null,null,null,null,null,null,null,null,null,null,null,null,null,null,null,null,null,null,null,null,null,null,null,null,null,null,"Jan1","1/1 Hour 22",22,27,null,"Heat rejection",{"$f":"SUMIF($CG$6:$CG$8765,CL$16,$O$6:$O$8765)","v":0},{"$f":"SUMIF($CG$6:$CG$8765,CM$16,$O$6:$O$8765)","v":0},{"$f":"SUMIF($CG$6:$CG$8765,CN$16,$O$6:$O$8765)","v":0},{"$f":"SUMIF($CG$6:$CG$8765,CO$16,$O$6:$O$8765)","v":0},{"$f":"SUMIF($CG$6:$CG$8765,CP$16,$O$6:$O$8765)","v":0},{"$f":"SUMIF($CG$6:$CG$8765,CQ$16,$BA$6:$BA$8765)","v":0},{"$f":"SUMIF($CG$6:$CG$8765,CR$16,$BA$6:$BA$8765)","v":0},{"$f":"SUMIF($CG$6:$CG$8765,CS$16,$BA$6:$BA$8765)","v":0},{"$f":"SUMIF($CG$6:$CG$8765,CT$16,$BA$6:$BA$8765)","v":0},{"$f":"SUMIF($CG$6:$CG$8765,CU$16,$BA$6:$BA$8765)","v":0}]
["01/01","23:00:00","2023-01-01T23:00:00",1,1,23,8,null,null,null,null,null,null,null,null,null,null,null,null,null,null,null,null,null,null,null,null,null,null,null,null,null,null,null,null,null,null,null,null,null,null,null,null,null,null,null,null,null,null,null,null,null,null,null,null,null,null,null,null,null,null,null,null,null,null,null,null,null,null,null,null,null,null,null,null,null,null,null,null,null,null,null,null,"Jan1","1/1 Hour 23",23,28,null,"Fans - interior ventilation",{"$f":"SUMIF($CG$6:$CG$8765,CL$16,$P$6:$P$8765)","v":0},{"$f":"SUMIF($CG$6:$CG$8765,CM$16,$P$6:$P$8765)","v":0},{"$f":"SUMIF($CG$6:$CG$8765,CN$16,$P$6:$P$8765)","v":0},{"$f":"SUMIF($CG$6:$CG$8765,CO$16,$P$6:$P$8765)","v":0},{"$f":"SUMIF($CG$6:$CG$8765,CP$16,$P$6:$P$8765)","v":0},{"$f":"SUMIF($CG$6:$CG$8765,CQ$16,$BB$6:$BB$8765)","v":0},{"$f":"SUMIF($CG$6:$CG$8765,CR$16,$BB$6:$BB$8765)","v":0},{"$f":"SUMIF($CG$6:$CG$8765,CS$16,$BB$6:$BB$8765)","v":0},{"$f":"SUMIF($CG$6:$CG$8765,CT$16,$BB$6:$BB$8765)","v":0},{"$f":"SUMIF($CG$6:$CG$8765,CU$16,$BB$6:$BB$8765)","v":0}]
["01/01","00:00:00","2023-01-01",1,1,24,8,null,null,null,null,null,null,null,null,null,null,null,null,null,null,null,null,null,null,null,null,null,null,null,null,null,null,null,null,null,null,null,null,null,null,null,null,null,null,null,null,null,null,null,null,null,null,null,null,null,null,null,null,null,null,null,null,null,null,null,null,null,null,null,null,null,null,null,null,null,null,null,null,null,null,null,null,"Jan1","1/1 Hour 24",24,29,null,"Fans - parking garage",{"$f":"SUMIF($CG$6:$CG$8765,CL$16,$Q$6:$Q$8765)","v":0},{"$f":"SUMIF($CG$6:$CG$8765,CM$16,$Q$6:$Q$8765)","v":0},{"$f":"SUMIF($CG$6:$CG$8765,CN$16,$Q$6:$Q$8765)","v":0},{"$f":"SUMIF($CG$6:$CG$8765,CO$16,$Q$6:$Q$8765)","v":0},{"$f":"SUMIF($CG$6:$CG$8765,CP$16,$Q$6:$Q$8765)","v":0},{"$f":"SUMIF($CG$6:$CG$8765,CQ$16,$BC$6:$BC$8765)","v":0},{"$f":"SUMIF($CG$6:$CG$8765,CR$16,$BC$6:$BC$8765)","v":0},{"$f":"SUMIF($CG$6:$CG$8765,CS$16,$BC$6:$BC$8765)","v":0},{"$f":"SUMIF($CG$6:$CG$8765,CT$16,$BC$6:$BC$8765)","v":0},{"$f":"SUMIF($CG$6:$CG$8765,CU$16,$BC$6:$BC$8765)","v":0}]
["01/02","01:00:00","2023-01-02T01:00:00",1,2,1,6,null,null,null,null,null,null,null,null,null,null,null,null,null,null,null,null,null,null,null,null,null,null,null,null,null,null,null,null,null,null,null,null,null,null,null,null,null,null,null,null,null,null,null,null,null,null,null,null,null,null,null,null,null,null,null,null,null,null,null,null,null,null,null,null,null,null,null,null,null,null,null,null,null,null,null,null,"Jan2","1/2 Hour 1",25,30,null,"Service water heating",{"$f":"SUMIF($CG$6:$CG$8765,CL$16,$R$6:$R$8765)","v":0},{"$f":"SUMIF($CG$6:$CG$8765,CM$16,$R$6:$R$8765)","v":0},{"$f":"SUMIF($CG$6:$CG$8765,CN$16,$R$6:$R$8765)","v":0},{"$f":"SUMIF($CG$6:$CG$8765,CO$16,$R$6:$R$8765)","v":0},{"$f":"SUMIF($CG$6:$CG$8765,CP$16,$R$6:$R$8765)","v":0},{"$f":"SUMIF($CG$6:$CG$8765,CQ$16,$BD$6:$BD$8765)","v":0},{"$f":"SUMIF($CG$6:$CG$8765,CR$16,$BD$6:$BD$8765)","v":0},{"$f":"SUMIF($CG$6:$CG$8765,CS$16,$BD$6:$BD$8765)","v":0},{"$f":"SUMIF($CG$6:$CG$8765,CT$16,$BD$6:$BD$8765)","v":0},{"$f":"SUMIF($CG$6:$CG$8765,CU$16,$BD$6:$BD$8765)","v":0}]
["01/02","02:00:00","2023-01-02T02:00:00",1,2,2,6,null,null,null,null,null,null,null,null,null,null,null,null,null,null,null,null,null,null,null,null,null,null,null,null,null,null,null,null,null,null,null,null,null,null,null,null,null,null,null,null,null,null,null,null,null,null,null,null,null,null,null,null,null,null,null,null,null,null,null,null,null,null,null,null,null,null,null,null,null,null,null,null,null,null,null,null,"Jan2","1/2 Hour 2",26,31,null,"Misc equipment",{"$f":"SUMIF($CG$6:$CG$8765,CL$16,$S$6:$S$8765)","v":0},{"$f":"SUMIF($CG$6:$CG$8765,CM$16,$S$6:$S$8765)","v":0},{"$f":"SUMIF($CG$6:$CG$8765,CN$16,$S$6:$S$8765)","v":0},{"$f":"SUMIF($CG$6:$CG$8765,CO$16,$S$6:$S$8765)","v":0},{"$f":"SUMIF($CG$6:$CG$8765,CP$16,$S$6:$S$8765)","v":0},{"$f":"SUMIF($CG$6:$CG$8765,CQ$16,$BE$6:$BE$8765)","v":0},{"$f":"SUMIF($CG$6:$CG$8765,CR$16,$BE$6:$BE$8765)","v":0},{"$f":"SUMIF($CG$6:$CG$8765,CS$16,$BE$6:$BE$8765)","v":0},{"$f":"SUMIF($CG$6:$CG$8765,CT$16,$BE$6:$BE$8765)","v":0},{"$f":"SUMIF($CG$6:$CG$8765,CU$16,$BE$6:$BE$8765)","v":0}]
["01/02","03:00:00","2023-01-02T03:00:00",1,2,3,6,null,null,null,null,null,null,null,null,null,null,null,null,null,null,null,null,null,null,null,null,null,null,null,null,null,null,null,null,null,null,null,null,null,null,null,null,null,null,null,null,null,null,null,null,null,null,null,null,null,null,null,null,null,null,null,null,null,null,null,null,null,null,null,null,null,null,null,null,null,null,null,null,null,null,null,null,"Jan2","1/2 Hour 3",27,32,null,"Industrial process",{"$f":"SUMIF($CG$6:$CG$8765,CL$16,$T$6:$T$8765)","v":0},{"$f":"SUMIF($CG$6:$CG$8765,CM$16,$T$6:$T$8765)","v":0},{"$f":"SUMIF($CG$6:$CG$8765,CN$16,$T$6:$T$8765)","v":0},{"$f":"SUMIF($CG$6:$CG$8765,CO$16,$T$6:$T$8765)","v":0},{"$f":"SUMIF($CG$6:$CG$8765,CP$16,$T$6:$T$8765)","v":0},{"$f":"SUMIF($CG$6:$CG$8765,CQ$16,$BF$6:$BF$8765)","v":0},{"$f":"SUMIF($CG$6:$CG$8765,CR$16,$BF$6:$BF$8765)","v":0},{"$f":"SUMIF($CG$6:$CG$8765,CS$16,$BF$6:$BF$8765)","v":0},{"$f":"SUMIF($CG$6:$CG$8765,CT$16,$BF$6:$BF$8765)","v":0},{"$f":"SUMIF($CG$6:$CG$8765,CU$16,$BF$6:$BF$8765)","v":0}]
["01/02","04:00:00","2023-01-02T04:00:00",1,2,4,6,null,null,null,null,null,null,null,null,null,null,null,null,null,null,null,null,null,null,null,null,null,null,null,null,null,null,null,null,null,null,null,null,null,null,null,null,null,null,null,null,null,null,null,null,null,null,null,null,null,null,null,null,null,null,null,null,null,null,null,null,null,null,null,null,null,null,null,null,null,null,null,null,null,null,null,null,"Jan2","1/2 Hour 4",28,33,null,"Refrigeration equipment (regulated)",{"$f":"SUMIF($CG$6:$CG$8765,CL$16,$U$6:$U$8765)","v":0},{"$f":"SUMIF($CG$6:$CG$8765,CM$16,$U$6:$U$8765)","v":0},{"$f":"SUMIF($CG$6:$CG$8765,CN$16,$U$6:$U$8765)","v":0},{"$f":"SUMIF($CG$6:$CG$8765,CO$16,$U$6:$U$8765)","v":0},{"$f":"SUMIF($CG$6:$CG$8765,CP$16,$U$6:$U$8765)","v":0},{"$f":"SUMIF($CG$6:$CG$8765,CQ$16,$BG$6:$BG$8765)","v":0},{"$f":"SUMIF($CG$6:$CG$8765,CR$16,$BG$6:$BG$8765)","v":0},{"$f":"SUMIF($CG$6:$CG$8765,CS$16,$BG$6:$BG$8765)","v":0},{"$f":"SUMIF($CG$6:$CG$8765,CT$16,$BG$6:$BG$8765)","v":0},{"$f":"SUMIF($CG$6:$CG$8765,CU$16,$BG$6:$BG$8765)","v":0}]
["01/02","05:00:00","2023-01-02T05:00:00",1,2,5,6,null,null,null,null,null,null,null,null,null,null,null,null,null,null,null,null,null,null,null,null,null,null,null,null,null,null,null,null,null,null,null,null,null,null,null,null,null,null,null,null,null,null,null,null,null,null,null,null,null,null,null,null,null,null,null,null,null,null,null,null,null,null,null,null,null,null,null,null,null,null,null,null,null,null,null,null,"Jan2","1/2 Hour 5",29,34,null,"Refrigeration equipment (unregulated)",{"$f":"SUMIF($CG$6:$CG$8765,CL$16,$V$6:$V$8765)","v":0},{"$f":"SUMIF($CG$6:$CG$8765,CM$16,$V$6:$V$8765)","v":0},{"$f":"SUMIF($CG$6:$CG$8765,CN$16,$V$6:$V$8765)","v":0},{"$f":"SUMIF($CG$6:$CG$8765,CO$16,$V$6:$V$8765)","v":0},{"$f":"SUMIF($CG$6:$CG$8765,CP$16,$V$6:$V$8765)","v":0},{"$f":"SUMIF($CG$6:$CG$8765,CQ$16,$BH$6:$BH$8765)","v":0},{"$f":"SUMIF($CG$6:$CG$8765,CR$16,$BH$6:$BH$8765)","v":0},{"$f":"SUMIF($CG$6:$CG$8765,CS$16,$BH$6:$BH$8765)","v":0},{"$f":"SUMIF($CG$6:$CG$8765,CT$16,$BH$6:$BH$8765)","v":0},{"$f":"SUMIF($CG$6:$CG$8765,CU$16,$BH$6:$BH$8765)","v":0}]
["01/02","06:00:00","2023-01-02T06:00:00",1,2,6,6,null,null,null,null,null,null,null,null,null,null,null,null,null,null,null,null,null,null,null,null,null,null,null,null,null,null,null,null,null,null,null,null,null,null,null,null,null,null,null,null,null,null,null,null,null,null,null,null,null,null,null,null,null,null,null,null,null,null,null,null,null,null,null,null,null,null,null,null,null,null,null,null,null,null,null,null,"Jan2","1/2 Hour 6",30,35,null,"Elevators and escalators",{"$f":"SUMIF($CG$6:$CG$8765,CL$16,$W$6:$W$8765)","v":0},{"$f":"SUMIF($CG$6:$CG$8765,CM$16,$W$6:$W$8765)","v":0},{"$f":"SUMIF($CG$6:$CG$8765,CN$16,$W$6:$W$8765)","v":0},{"$f":"SUMIF($CG$6:$CG$8765,CO$16,$W$6:$W$8765)","v":0},{"$f":"SUMIF($CG$6:$CG$8765,CP$16,$W$6:$W$8765)","v":0},{"$f":"SUMIF($CG$6:$CG$8765,CQ$16,$BI$6:$BI$8765)","v":0},{"$f":"SUMIF($CG$6:$CG$8765,CR$16,$BI$6:$BI$8765)","v":0},{"$f":"SUMIF($CG$6:$CG$8765,CS$16,$BI$6:$BI$8765)","v":0},{"$f":"SUMIF($CG$6:$CG$8765,CT$16,$BI$6:$BI$8765)","v":0},{"$f":"SUMIF($CG$6:$CG$8765,CU$16,$BI$6:$BI$8765)","v":0}]
["01/02","07:00:00","2023-01-02T07:00:00",1,2,7,6,null,null,null,null,null,null,null,null,null,null,null,null,null,null,null,null,null,null,null,null,null,null,null,null,null,null,null,null,null,null,null,null,null,null,null,null,null,null,null,null,null,null,null,null,null,null,null,null,null,null,null,null,null,null,null,null,null,null,null,null,null,null,null,null,null,null,null,null,null,null,null,null,null,null,null,null,"Jan2","1/2 Hour 7",31,36,null,"Other regulated",{"$f":"SUMIF($CG$6:$CG$8765,CL$16,$X$6:$X$8765)","v":0},{"$f":"SUMIF($CG$6:$CG$8765,CM$16,$X$6:$X$8765)","v":0},{"$f":"SUMIF($CG$6:$CG$8765,CN$16,$X$6:$X$8765)","v":0},{"$f":"SUMIF($CG$6:$CG$8765,CO$16,$X$6:$X$8765)","v":0},{"$f":"SUMIF($CG$6:$CG$8765,CP$16,$X$6:$X$8765)","v":0},{"$f":"SUMIF($CG$6:$CG$8765,CQ$16,$BJ$6:$BJ$8765)","v":0},{"$f":"SUMIF($CG$6:$CG$8765,CR$16,$BJ$6:$BJ$8765)","v":0},{"$f":"SUMIF($CG$6:$CG$8765,CS$16,$BJ$6:$BJ$8765)","v":0},{"$f":"SUMIF($CG$6:$CG$8765,CT$16,$BJ$6:$BJ$8765)","v":0},{"$f":"SUMIF($CG$6:$CG$8765,CU$16,$BJ$6:$BJ$8765)","v":0}]
["01/02","08:00:00","2023-01-02T08:00:00",1,2,8,6,null,null,null,null,null,null,null,null,null,null,null,null,null,null,null,null,null,null,null,null,null,null,null,null,null,null,null,null,null,null,null,null,null,null,null,null,null,null,null,null,null,null,null,null,null,null,null,null,null,null,null,null,null,null,null,null,null,null,null,null,null,null,null,null,null,null,null,null,null,null,null,null,null,null,null,null,"Jan2","1/2 Hour 8",32,37,null,"Other unregulated",{"$f":"SUMIF($CG$6:$CG$8765,CL$16,$Y$6:$Y$8765)","v":0},{"$f":"SUMIF($CG$6:$CG$8765,CM$16,$Y$6:$Y$8765)","v":0},{"$f":"SUMIF($CG$6:$CG$8765,CN$16,$Y$6:$Y$8765)","v":0},{"$f":"SUMIF($CG$6:$CG$8765,CO$16,$Y$6:$Y$8765)","v":0},{"$f":"SUMIF($CG$6:$CG$8765,CP$16,$Y$6:$Y$8765)","v":0},{"$f":"SUMIF($CG$6:$CG$8765,CQ$16,$BK$6:$BK$8765)","v":0},{"$f":"SUMIF($CG$6:$CG$8765,CR$16,$BK$6:$BK$8765)","v":0},{"$f":"SUMIF($CG$6:$CG$8765,CS$16,$BK$6:$BK$8765)","v":0},{"$f":"SUMIF($CG$6:$CG$8765,CT$16,$BK$6:$BK$8765)","v":0},{"$f":"SUMIF($CG$6:$CG$8765,CU$16,$BK$6:$BK$8765)","v":0}]
["01/02","09:00:00","2023-01-02T09:00:00",1,2,9,6,null,null,null,null,null,null,null,null,null,null,null,null,null,null,null,null,null,null,null,null,null,null,null,null,null,null,null,null,null,null,null,null,null,null,null,null,null,null,null,null,null,null,null,null,null,null,null,null,null,null,null,null,null,null,null,null,null,null,null,null,null,null,null,null,null,null,null,null,null,null,null,null,null,null,null,null,"Jan2","1/2 Hour 9",33,38,null,"Whole building",{"$f":"SUMIF($CG$6:$CG$8765,CL$16,$Z$6:$Z$8765)","v":0},{"$f":"SUMIF($CG$6:$CG$8765,CM$16,$Z$6:$Z$8765)","v":0},{"$f":"SUMIF($CG$6:$CG$8765,CN$16,$Z$6:$Z$8765)","v":0},{"$f":"SUMIF($CG$6:$CG$8765,CO$16,$Z$6:$Z$8765)","v":0},{"$f":"SUMIF($CG$6:$CG$8765,CP$16,$Z$6:$Z$8765)","v":0},{"$f":"SUMIF($CG$6:$CG$8765,CQ$16,$BL$6:$BL$8765)","v":0},{"$f":"SUMIF($CG$6:$CG$8765,CR$16,$BL$6:$BL$8765)","v":0},{"$f":"SUMIF($CG$6:$CG$8765,CS$16,$BL$6:$BL$8765)","v":0},{"$f":"SUMIF($CG$6:$CG$8765,CT$16,$BL$6:$BL$8765)","v":0},{"$f":"SUMIF($CG$6:$CG$8765,CU$16,$BL$6:$BL$8765)","v":0}]
["01/02","10:00:00","2023-01-02T10:00:00",1,2,10,6,null,null,null,null,null,null,null,null,null,null,null,null,null,null,null,null,null,null,null,null,null,null,null,null,null,null,null,null,null,null,null,null,null,null,null,null,null,null,null,null,null,null,null,null,null,null,null,null,null,null,null,null,null,null,null,null,null,null,null,null,null,null,null,null,null,null,null,null,null,null,null,null,null,null,null,null,"Jan2","1/2 Hour 10",34,39]
["01/02","11:00:00","2023-01-02T11:00:00",1,2,11,6,null,null,null,null,null,null,null,null,null,null,null,null,null,null,null,null,null,null,null,null,null,null,null,null,null,null,null,null,null,null,null,null,null,null,null,null,null,null,null,null,null,null,null,null,null,null,null,null,null,null,null,null,null,null,null,null,null,null,null,null,null,null,null,null,null,null,null,null,null,null,null,null,null,null,null,null,"Jan2","1/2 Hour 11",35,40,null,null,"NOTE: Formulas can fill across but not down. Do not pull the formula down. Baseline and proposed formulas aren't the same. Do not pull those across to one another"]
["01/02","12:00:00","2023-01-02T12:00:00",1,2,12,6,null,null,null,null,null,null,null,null,null,null,null,null,null,null,null,null,null,null,null,null,null,null,null,null,null,null,null,null,null,null,null,null,null,null,null,null,null,null,null,null,null,null,null,null,null,null,null,null,null,null,null,null,null,null,null,null,null,null,null,null,null,null,null,null,null,null,null,null,null,null,null,null,null,null,null,null,"Jan2","1/2 Hour 12",36,41]
["01/02","13:00:00","2023-01-02T13:00:00",1,2,13,6,null,null,null,null,null,null,null,null,null,null,null,null,null,null,null,null,null,null,null,null,null,null,null,null,null,null,null,null,null,null,null,null,null,null,null,null,null,null,null,null,null,null,null,null,null,null,null,null,null,null,null,null,null,null,null,null,null,null,null,null,null,null,null,null,null,null,null,null,null,null,null,null,null,null,null,null,"Jan2","1/2 Hour 13",37,42]
["01/02","14:00:00","2023-01-02T14:00:00",1,2,14,6,null,null,null,null,null,null,null,null,null,null,null,null,null,null,null,null,null,null,null,null,null,null,null,null,null,null,null,null,null,null,null,null,null,null,null,null,null,null,null,null,null,null,null,null,null,null,null,null,null,null,null,null,null,null,null,null,null,null,null,null,null,null,null,null,null,null,null,null,null,null,null,null,null,null,null,null,"Jan2","1/2 Hour 14",38,43,null,null,"Baseline/budget",null,null,null,null,"Proposed"]
["01/02","15:00:00","2023-01-02T15:00:00",1,2,15,6,null,null,null,null,null,null,null,null,null,null,null,null,null,null,null,null,null,null,null,null,null,null,null,null,null,null,null,null,null,null,null,null,null,null,null,null,null,null,null,null,null,null,null,null,null,null,null,null,null,null,null,null,null,null,null,null,null,null,null,null,null,null,null,null,null,null,null,null,null,null,null,null,null,null,null,null,"Jan2","1/2 Hour 15",39,44,null,"Range #",1,2,3,4,5,1,2,3,4,5]
["01/02","16:00:00","2023-01-02T16:00:00",1,2,16,6,null,null,null,null,null,null,null,null,null,null,null,null,null,null,null,null,null,null,null,null,null,null,null,null,null,null,null,null,null,null,null,null,null,null,null,null,null,null,null,null,null,null,null,null,null,null,null,null,null,null,null,null,null,null,null,null,null,null,null,null,null,null,null,null,null,null,null,null,null,null,null,null,null,null,null,null,"Jan2","1/2 Hour 16",40,45,null,"Max, Btuh",{"$f":"_xlfn.MAXIFS($AS$6:$AS$8765,$D$6:$D$8765,\">=\"&CY$10,$D$6:$D$8765,\"<=\"&CY$11,$F$6:$F$8765,\">=\"&CY$5,$F$6:$F$8765,\"<=\"&CY$6,$G$6:$G$8765,\">=\"&CY$8,$G$6:$G$8765,\"<=\"&CY$9)","v":0},{"$f":"_xlfn.MAXIFS($AS$6:$AS$8765,$D$6:$D$8765,\">=\"&CZ$10,$D$6:$D$8765,\"<=\"&CZ$11,$F$6:$F$8765,\">=\"&CZ$5,$F$6:$F$8765,\"<=\"&CZ$6,$G$6:$G$8765,\">=\"&CZ$8,$G$6:$G$8765,\"<=\"&CZ$9)","v":0},0,0,0,{"$f":"_xlfn.MAXIFS($CE$6:$CE$8765,$D$6:$D$8765,\">=\"&CY$10,$D$6:$D$8765,\"<=\"&CY$11,$F$6:$F$8765,\">=\"&CY$5,$F$6:$F$8765,\"<=\"&CY$6,$G$6:$G$8765,\">=\"&CY$8,$G$6:$G$8765,\"<=\"&CY$9)","v":0},{"$f":"_xlfn.MAXIFS($CE$6:$CE$8765,$D$6:$D$8765,\">=\"&CZ$10,$D$6:$D$8765,\"<=\"&CZ$11,$F$6:$F$8765,\">=\"&CZ$5,$F$6:$F$8765,\"<=\"&CZ$6,$G$6:$G$8765,\">=\"&CZ$8,$G$6:$G$8765,\"<=\"&CZ$9)","v":0},0,0,0]
["01/02","17:00:00","2023-01-02T17:00:00",1,2,17,6,null,null,null,null,null,null,null,null,null,null,null,null,null,null,null,null,null,null,null,null,null,null,null,null,null,null,null,null,null,null,null,null,null,null,null,null,null,null,null,null,null,null,null,null,null,null,null,null,null,null,null,null,null,null,null,null,null,null,null,null,null,null,null,null,null,null,null,null,null,null,null,null,null,null,null,null,"Jan2","1/2 Hour 17",41,46,null,"Date and Hour",{"$f":"INDEX($CG$6:$CG$8765,MATCH(SUMPRODUCT(--($AS$6:$AS$8765=CL$45),--($D$6:$D$8765>=CY$10),--($D$6:$D$8765<=CY$11),--($F$6:$F$8765>=CY$5),--($F$6:$F$8765<=CY$6),--($G$6:$G$8765>=CY$8),--($G$6:$G$8765<=CY$9),$CH$6:$CH$8765),$CH$6:$CH$8765,0),1)","v":{"$error":"#N/A"}},{"$f":"INDEX($CG$6:$CG$8765,MATCH(SUMPRODUCT(--($AS$6:$AS$8765=CM$45),--($D$6:$D$8765>=CZ$10),--($D$6:$D$8765<=CZ$11),--($F$6:$F$8765>=CZ$5),--($F$6:$F$8765<=CZ$6),--($G$6:$G$8765>=CZ$8),--($G$6:$G$8765<=CZ$9),$CH$6:$CH$8765),$CH$6:$CH$8765,0),1)","v":{"$error":"#N/A"}},{"$f":"INDEX($CG$6:$CG$8765,MATCH(SUMPRODUCT(--($AS$6:$AS$8765=CN$45),--($D$6:$D$8765>=DA$10),--($D$6:$D$8765<=DA$11),--($F$6:$F$8765>=DA$5),--($F$6:$F$8765<=DA$6),--($G$6:$G$8765>=DA$8),--($G$6:$G$8765<=DA$9),$CH$6:$CH$8765),$CH$6:$CH$8765,0),1)","v":{"$error":"#N/A"}},{"$f":"INDEX($CG$6:$CG$8765,MATCH(SUMPRODUCT(--($AS$6:$AS$8765=CO$45),--($D$6:$D$8765>=DB$10),--($D$6:$D$8765<=DB$11),--($F$6:$F$8765>=DB$5),--($F$6:$F$8765<=DB$6),--($G$6:$G$8765>=DB$8),--($G$6:$G$8765<=DB$9),$CH$6:$CH$8765),$CH$6:$CH$8765,0),1)","v":{"$error":"#N/A"}},{"$f":"INDEX($CG$6:$CG$8765,MATCH(SUMPRODUCT(--($AS$6:$AS$8765=CP$45),--($D$6:$D$8765>=DC$10),--($D$6:$D$8765<=DC$11),--($F$6:$F$8765>=DC$5),--($F$6:$F$8765<=DC$6),--($G$6:$G$8765>=DC$8),--($G$6:$G$8765<=DC$9),$CH$6:$CH$8765),$CH$6:$CH$8765,0),1)","v":{"$error":"#N/A"}},{"$f":"INDEX($CG$6:$CG$8765,MATCH(SUMPRODUCT(--($CE$6:$CE$8765=CQ$45),--($D$6:$D$8765>=CY$10),--($D$6:$D$8765<=CY$11),--($F$6:$F$8765>=CY$5),--($F$6:$F$8765<=CY$6),--($G$6:$G$8765>=CY$8),--($G$6:$G$8765<=CY$9),$CH$6:$CH$8765),$CH$6:$CH$8765,0),1)","v":{"$error":"#N/A"}},{"$f":"INDEX($CG$6:$CG$8765,MATCH(SUMPRODUCT(--($CE$6:$CE$8765=CR$45),--($D$6:$D$8765>=CZ$10),--($D$6:$D$8765<=CZ$11),--($F$6:$F$8765>=CZ$5),--($F$6:$F$8765<=CZ$6),--($G$6:$G$8765>=CZ$8),--($G$6:$G$8765<=CZ$9),$CH$6:$CH$8765),$CH$6:$CH$8765,0),1)","v":{"$error":"#N/A"}},{"$f":"INDEX($CG$6:$CG$8765,MATCH(SUMPRODUCT(--($CE$6:$CE$8765=CS$45),--($D$6:$D$8765>=DA$10),--($D$6:$D$8765<=DA$11),--($F$6:$F$8765>=DA$5),--($F$6:$F$8765<=DA$6),--($G$6:$G$8765>=DA$8),--($G$6:$G$8765<=DA$9),$CH$6:$CH$8765),$CH$6:$CH$8765,0),1)","v":{"$error":"#N/A"}},{"$f":"INDEX($CG$6:$CG$8765,MATCH(SUMPRODUCT(--($CE$6:$CE$8765=CT$45),--($D$6:$D$8765>=DB$10),--($D$6:$D$8765<=DB$11),--($F$6:$F$8765>=DB$5),--($F$6:$F$8765<=DB$6),--($G$6:$G$8765>=DB$8),--($G$6:$G$8765<=DB$9),$CH$6:$CH$8765),$CH$6:$CH$8765,0),1)","v":{"$error":"#N/A"}},{"$f":"INDEX($CG$6:$CG$8765,MATCH(SUMPRODUCT(--($CE$6:$CE$8765=CU$45),--($D$6:$D$8765>=DC$10),--($D$6:$D$8765<=DC$11),--($F$6:$F$8765>=DC$5),--($F$6:$F$8765<=DC$6),--($G$6:$G$8765>=DC$8),--($G$6:$G$8765<=DC$9),$CH$6:$CH$8765),$CH$6:$CH$8765,0),1)","v":{"$error":"#N/A"}}]
["01/02","18:00:00","2023-01-02T18:00:00",1,2,18,6,null,null,null,null,null,null,null,null,null,null,null,null,null,null,null,null,null,null,null,null,null,null,null,null,null,null,null,null,null,null,null,null,null,null,null,null,null,null,null,null,null,null,null,null,null,null,null,null,null,null,null,null,null,null,null,null,null,null,null,null,null,null,null,null,null,null,null,null,null,null,null,null,null,null,null,null,"Jan2","1/2 Hour 18",42,47]
["01/02","19:00:00","2023-01-02T19:00:00",1,2,19,6,null,null,null,null,null,null,null,null,null,null,null,null,null,null,null,null,null,null,null,null,null,null,null,null,null,null,null,null,null,null,null,null,null,null,null,null,null,null,null,null,null,null,null,null,null,null,null,null,null,null,null,null,null,null,null,null,null,null,null,null,null,null,null,null,null,null,null,null,null,null,null,null,null,null,null,null,"Jan2","1/2 Hour 19",43,48,null,null,"Baseline/budget, Btuh",null,null,null,null,"Proposed, Btuh"]
["01/02","20:00:00","2023-01-02T20:00:00",1,2,20,6,null,null,null,null,null,null,null,null,null,null,null,null,null,null,null,null,null,null,null,null,null,null,null,null,null,null,null,null,null,null,null,null,null,null,null,null,null,null,null,null,null,null,null,null,null,null,null,null,null,null,null,null,null,null,null,null,null,null,null,null,null,null,null,null,null,null,null,null,null,null,null,null,null,null,null,null,"Jan2","1/2 Hour 20",44,49,null,null,"Max for first date range","Max for second date range","Max for third date range","Max for fourth date range","Max for fifth date range","Max for first date range","Max for second date range","Max for third date range","Max for fourth date range","Max for fifth date range"]
["01/02","21:00:00","2023-01-02T21:00:00",1,2,21,6,null,null,null,null,null,null,null,null,null,null,null,null,null,null,null,null,null,null,null,null,null,null,null,null,null,null,null,null,null,null,null,null,null,null,null,null,null,null,null,null,null,null,null,null,null,null,null,null,null,null,null,null,null,null,null,null,null,null,null,null,null,null,null,null,null,null,null,null,null,null,null,null,null,null,null,null,"Jan2","1/2 Hour 21",45,50,null,"Interior lighting",{"$f":"SUMIF($CG$6:$CG$8765,CL$46,$AA$6:$AA$8765)","v":0},{"$f":"SUMIF($CG$6:$CG$8765,CM$46,$AA$6:$AA$8765)","v":0},{"$f":"SUMIF($CG$6:$CG$8765,CN$46,$AA$6:$AA$8765)","v":0},{"$f":"SUMIF($CG$6:$CG$8765,CO$46,$AA$6:$AA$8765)","v":0},{"$f":"SUMIF($CG$6:$CG$8765,CP$46,$AA$6:$AA$8765)","v":0},{"$f":"SUMIF($CG$6:$CG$8765,CQ$46,$BM$6:$BM$8765)","v":0},{"$f":"SUMIF($CG$6:$CG$8765,CR$46,$BM$6:$BM$8765)","v":0},{"$f":"SUMIF($CG$6:$CG$8765,CS$46,$BM$6:$BM$8765)","v":0},{"$f":"SUMIF($CG$6:$CG$8765,CT$46,$BM$6:$BM$8765)","v":0},{"$f":"SUMIF($CG$6:$CG$8765,CU$46,$BM$6:$BM$8765)","v":0}]
["01/02","22:00:00","2023-01-02T22:00:00",1,2,22,6,null,null,null,null,null,null,null,null,null,null,null,null,null,null,null,null,null,null,null,null,null,null,null,null,null,null,null,null,null,null,null,null,null,null,null,null,null,null,null,null,null,null,null,null,null,null,null,null,null,null,null,null,null,null,null,null,null,null,null,null,null,null,null,null,null,null,null,null,null,null,null,null,null,null,null,null,"Jan2","1/2 Hour 22",46,51,null,"Interior lighting (unregulated)",{"$f":"SUMIF($CG$6:$CG$8765,CL$46,$AB$6:$AB$8765)","v":0},{"$f":"SUMIF($CG$6:$CG$8765,CM$46,$AB$6:$AB$8765)","v":0},{"$f":"SUMIF($CG$6:$CG$8765,CN$46,$AB$6:$AB$8765)","v":0},{"$f":"SUMIF($CG$6:$CG$8765,CO$46,$AB$6:$AB$8765)","v":0},{"$f":"SUMIF($CG$6:$CG$8765,CP$46,$AB$6:$AB$8765)","v":0},{"$f":"SUMIF($CG$6:$CG$8765,CQ$46,$BN$6:$BN$8765)","v":0},{"$f":"SUMIF($CG$6:$CG$8765,CR$46,$BN$6:$BN$8765)","v":0},{"$f":"SUMIF($CG$6:$CG$8765,CS$46,$BN$6:$BN$8765)","v":0},{"$f":"SUMIF($CG$6:$CG$8765,CT$46,$BN$6:$BN$8765)","v":0},{"$f":"SUMIF($CG$6:$CG$8765,CU$46,$BN$6:$BN$8765)","v":0}]
["01/02","23:00:00","2023-01-02T23:00:00",1,2,23,6,null,null,null,null,null,null,null,null,null,null,null,null,null,null,null,null,null,null,null,null,null,null,null,null,null,null,null,null,null,null,null,null,null,null,null,null,null,null,null,null,null,null,null,null,null,null,null,null,null,null,null,null,null,null,null,null,null,null,null,null,null,null,null,null,null,null,null,null,null,null,null,null,null,null,null,null,"Jan2","1/2 Hour 23",47,52,null,"Exterior lighting",{"$f":"SUMIF($CG$6:$CG$8765,CL$46,$AC$6:$AC$8765)","v":0},{"$f":"SUMIF($CG$6:$CG$8765,CM$46,$AC$6:$AC$8765)","v":0},{"$f":"SUMIF($CG$6:$CG$8765,CN$46,$AC$6:$AC$8765)","v":0},{"$f":"SUMIF($CG$6:$CG$8765,CO$46,$AC$6:$AC$8765)","v":0},{"$f":"SUMIF($CG$6:$CG$8765,CP$46,$AC$6:$AC$8765)","v":0},{"$f":"SUMIF($CG$6:$CG$8765,CQ$46,$BO$6:$BO$8765)","v":0},{"$f":"SUMIF($CG$6:$CG$8765,CR$46,$BO$6:$BO$8765)","v":0},{"$f":"SUMIF($CG$6:$CG$8765,CS$46,$BO$6:$BO$8765)","v":0},{"$f":"SUMIF($CG$6:$CG$8765,CT$46,$BO$6:$BO$8765)","v":0},{"$f":"SUMIF($CG$6:$CG$8765,CU$46,$BO$6:$BO$8765)","v":0}]
["01/02","00:00:00","2023-01-02",1,2,24,6,null,null,null,null,null,null,null,null,null,null,null,null,null,null,null,null,null,null,null,null,null,null,null,null,null,null,null,null,null,null,null,null,null,null,null,null,null,null,null,null,null,null,null,null,null,null,null,null,null,null,null,null,null,null,null,null,null,null,null,null,null,null,null,null,null,null,null,null,null,null,null,null,null,null,null,null,"Jan2","1/2 Hour 24",48,53,null,"Space heating",{"$f":"SUMIF($CG$6:$CG$8765,CL$46,$AD$6:$AD$8765)","v":0},{"$f":"SUMIF($CG$6:$CG$8765,CM$46,$AD$6:$AD$8765)","v":0},{"$f":"SUMIF($CG$6:$CG$8765,CN$46,$AD$6:$AD$8765)","v":0},{"$f":"SUMIF($CG$6:$CG$8765,CO$46,$AD$6:$AD$8765)","v":0},{"$f":"SUMIF($CG$6:$CG$8765,CP$46,$AD$6:$AD$8765)","v":0},{"$f":"SUMIF($CG$6:$CG$8765,CQ$46,$BP$6:$BP$8765)","v":0},{"$f":"SUMIF($CG$6:$CG$8765,CR$46,$BP$6:$BP$8765)","v":0},{"$f":"SUMIF($CG$6:$CG$8765,CS$46,$BP$6:$BP$8765)","v":0},{"$f":"SUMIF($CG$6:$CG$8765,CT$46,$BP$6:$BP$8765)","v":0},{"$f":"SUMIF($CG$6:$CG$8765,CU$46,$BP$6:$BP$8765)","v":0}]
["01/03","01:00:00","2023-01-03T01:00:00",1,3,1,7,null,null,null,null,null,null,null,null,null,null,null,null,null,null,null,null,null,null,null,null,null,null,null,null,null,null,null,null,null,null,null,null,null,null,null,null,null,null,null,null,null,null,null,null,null,null,null,null,null,null,null,null,null,null,null,null,null,null,null,null,null,null,null,null,null,null,null,null,null,null,null,null,null,null,null,null,"Jan3","1/3 Hour 1",49,54,null,"Heat pump supplemental heater",{"$f":"SUMIF($CG$6:$CG$8765,CL$46,$AE$6:$AE$8765)","v":0},{"$f":"SUMIF($CG$6:$CG$8765,CM$46,$AE$6:$AE$8765)","v":0},{"$f":"SUMIF($CG$6:$CG$8765,CN$46,$AE$6:$AE$8765)","v":0},{"$f":"SUMIF($CG$6:$CG$8765,CO$46,$AE$6:$AE$8765)","v":0},{"$f":"SUMIF($CG$6:$CG$8765,CP$46,$AE$6:$AE$8765)","v":0},{"$f":"SUMIF($CG$6:$CG$8765,CQ$46,$BQ$6:$BQ$8765)","v":0},{"$f":"SUMIF($CG$6:$CG$8765,CR$46,$BQ$6:$BQ$8765)","v":0},{"$f":"SUMIF($CG$6:$CG$8765,CS$46,$BQ$6:$BQ$8765)","v":0},{"$f":"SUMIF($CG$6:$CG$8765,CT$46,$BQ$6:$BQ$8765)","v":0},{"$f":"SUMIF($CG$6:$CG$8765,CU$46,$BQ$6:$BQ$8765)","v":0}]
["01/03","02:00:00","2023-01-03T02:00:00",1,3,2,7,null,null,null,null,null,null,null,null,null,null,null,null,null,null,null,null,null,null,null,null,null,null,null,null,null,null,null,null,null,null,null,null,null,null,null,null,null,null,null,null,null,null,null,null,null,null,null,null,null,null,null,null,null,null,null,null,null,null,null,null,null,null,null,null,null,null,null,null,null,null,null,null,null,null,null,null,"Jan3","1/3 Hour 2",50,55,null,"Space cooling",{"$f":"SUMIF($CG$6:$CG$8765,CL$46,$AF$6:$AF$8765)","v":0},{"$f":"SUMIF($CG$6:$CG$8765,CM$46,$AF$6:$AF$8765)","v":0},{"$f":"SUMIF($CG$6:$CG$8765,CN$46,$AF$6:$AF$8765)","v":0},{"$f":"SUMIF($CG$6:$CG$8765,CO$46,$AF$6:$AF$8765)","v":0},{"$f":"SUMIF($CG$6:$CG$8765,CP$46,$AF$6:$AF$8765)","v":0},{"$f":"SUMIF($CG$6:$CG$8765,CQ$46,$BR$6:$BR$8765)","v":0},{"$f":"SUMIF($CG$6:$CG$8765,CR$46,$BR$6:$BR$8765)","v":0},{"$f":"SUMIF($CG$6:$CG$8765,CS$46,$BR$6:$BR$8765)","v":0},{"$f":"SUMIF($CG$6:$CG$8765,CT$46,$BR$6:$BR$8765)","v":0},{"$f":"SUMIF($CG$6:$CG$8765,CU$46,$BR$6:$BR$8765)","v":0}]
["01/03","03:00:00","2023-01-03T03:00:00",1,3,3,7,null,null,null,null,null,null,null,null,null,null,null,null,null,null,null,null,null,null,null,null,null,null,null,null,null,null,null,null,null,null,null,null,null,null,null,null,null,null,null,null,null,null,null,null,null,null,null,null,null,null,null,null,null,null,null,null,null,null,null,null,null,null,null,null,null,null,null,null,null,null,null,null,null,null,null,null,"Jan3","1/3 Hour 3",51,56,null,"Pumps",{"$f":"SUMIF($CG$6:$CG$8765,CL$46,$AG$6:$AG$8765)","v":0},{"$f":"SUMIF($CG$6:$CG$8765,CM$46,$AG$6:$AG$8765)","v":0},{"$f":"SUMIF($CG$6:$CG$8765,CN$46,$AG$6:$AG$8765)","v":0},{"$f":"SUMIF($CG$6:$CG$8765,CO$46,$AG$6:$AG$8765)","v":0},{"$f":"SUMIF($CG$6:$CG$8765,CP$46,$AG$6:$AG$8765)","v":0},{"$f":"SUMIF($CG$6:$CG$8765,CQ$46,$BS$6:$BS$8765)","v":0},{"$f":"SUMIF($CG$6:$CG$8765,CR$46,$BS$6:$BS$8765)","v":0},{"$f":"SUMIF($CG$6:$CG$8765,CS$46,$BS$6:$BS$8765)","v":0},{"$f":"SUMIF($CG$6:$CG$8765,CT$46,$BS$6:$BS$8765)","v":0},{"$f":"SUMIF($CG$6:$CG$8765,CU$46,$BS$6:$BS$8765)","v":0}]
["01/03","04:00:00","2023-01-03T04:00:00",1,3,4,7,null,null,null,null,null,null,null,null,null,null,null,null,null,null,null,null,null,null,null,null,null,null,null,null,null,null,null,null,null,null,null,null,null,null,null,null,null,null,null,null,null,null,null,null,null,null,null,null,null,null,null,null,null,null,null,null,null,null,null,null,null,null,null,null,null,null,null,null,null,null,null,null,null,null,null,null,"Jan3","1/3 Hour 4",52,57,null,"Heat rejection",{"$f":"SUMIF($CG$6:$CG$8765,CL$46,$AH$6:$AH$8765)","v":0},{"$f":"SUMIF($CG$6:$CG$8765,CM$46,$AH$6:$AH$8765)","v":0},{"$f":"SUMIF($CG$6:$CG$8765,CN$46,$AH$6:$AH$8765)","v":0},{"$f":"SUMIF($CG$6:$CG$8765,CO$46,$AH$6:$AH$8765)","v":0},{"$f":"SUMIF($CG$6:$CG$8765,CP$46,$AH$6:$AH$8765)","v":0},{"$f":"SUMIF($CG$6:$CG$8765,CQ$46,$BT$6:$BT$8765)","v":0},{"$f":"SUMIF($CG$6:$CG$8765,CR$46,$BT$6:$BT$8765)","v":0},{"$f":"SUMIF($CG$6:$CG$8765,CS$46,$BT$6:$BT$8765)","v":0},{"$f":"SUMIF($CG$6:$CG$8765,CT$46,$BT$6:$BT$8765)","v":0},{"$f":"SUMIF($CG$6:$CG$8765,CU$46,$BT$6:$BT$8765)","v":0}]
["01/03","05:00:00","2023-01-03T05:00:00",1,3,5,7,null,null,null,null,null,null,null,null,null,null,null,null,null,null,null,null,null,null,null,null,null,null,null,null,null,null,null,null,null,null,null,null,null,null,null,null,null,null,null,null,null,null,null,null,null,null,null,null,null,null,null,null,null,null,null,null,null,null,null,null,null,null,null,null,null,null,null,null,null,null,null,null,null,null,null,null,"Jan3","1/3 Hour 5",53,58,null,"Fans - interior ventilation",{"$f":"SUMIF($CG$6:$CG$8765,CL$46,$AI$6:$AI$8765)","v":0},{"$f":"SUMIF($CG$6:$CG$8765,CM$46,$AI$6:$AI$8765)","v":0},{"$f":"SUMIF($CG$6:$CG$8765,CN$46,$AI$6:$AI$8765)","v":0},{"$f":"SUMIF($CG$6:$CG$8765,CO$46,$AI$6:$AI$8765)","v":0},{"$f":"SUMIF($CG$6:$CG$8765,CP$46,$AI$6:$AI$8765)","v":0},{"$f":"SUMIF($CG$6:$CG$8765,CQ$46,$BU$6:$BU$8765)","v":0},{"$f":"SUMIF($CG$6:$CG$8765,CR$46,$BU$6:$BU$8765)","v":0},{"$f":"SUMIF($CG$6:$CG$8765,CS$46,$BU$6:$BU$8765)","v":0},{"$f":"SUMIF($CG$6:$CG$8765,CT$46,$BU$6:$BU$8765)","v":0},{"$f":"SUMIF($CG$6:$CG$8765,CU$46,$BU$6:$BU$8765)","v":0}]
["01/03","06:00:00","2023-01-03T06:00:00",1,3,6,7,null,null,null,null,null,null,null,null,null,null,null,null,null,null,null,null,null,null,null,null,null,null,null,null,null,null,null,null,null,null,null,null,null,null,null,null,null,null,null,null,null,null,null,null,null,null,null,null,null,null,null,null,null,null,null,null,null,null,null,null,null,null,null,null,null,null,null,null,null,null,null,null,null,null,null,null,"Jan3","1/3 Hour 6",54,59,null,"Fans - parking garage",{"$f":"SUMIF($CG$6:$CG$8765,CL$46,$AJ$6:$AJ$8765)","v":0},{"$f":"SUMIF($CG$6:$CG$8765,CM$46,$AJ$6:$AJ$8765)","v":0},{"$f":"SUMIF($CG$6:$CG$8765,CN$46,$AJ$6:$AJ$8765)","v":0},{"$f":"SUMIF($CG$6:$CG$8765,CO$46,$AJ$6:$AJ$8765)","v":0},{"$f":"SUMIF($CG$6:$CG$8765,CP$46,$AJ$6:$AJ$8765)","v":0},{"$f":"SUMIF($CG$6:$CG$8765,CQ$46,$BV$6:$BV$8765)","v":0},{"$f":"SUMIF($CG$6:$CG$8765,CR$46,$BV$6:$BV$8765)","v":0},{"$f":"SUMIF($CG$6:$CG$8765,CS$46,$BV$6:$BV$8765)","v":0},{"$f":"SUMIF($CG$6:$CG$8765,CT$46,$BV$6:$BV$8765)","v":0},{"$f":"SUMIF($CG$6:$CG$8765,CU$46,$BV$6:$BV$8765)","v":0}]
["01/03","07:00:00","2023-01-03T07:00:00",1,3,7,7,null,null,null,null,null,null,null,null,null,null,null,null,null,null,null,null,null,null,null,null,null,null,null,null,null,null,null,null,null,null,null,null,null,null,null,null,null,null,null,null,null,null,null,null,null,null,null,null,null,null,null,null,null,null,null,null,null,null,null,null,null,null,null,null,null,null,null,null,null,null,null,null,null,null,null,null,"Jan3","1/3 Hour 7",55,60,null,"Service water heating",{"$f":"SUMIF($CG$6:$CG$8765,CL$46,$AK$6:$AK$8765)","v":0},{"$f":"SUMIF($CG$6:$CG$8765,CM$46,$AK$6:$AK$8765)","v":0},{"$f":"SUMIF($CG$6:$CG$8765,CN$46,$AK$6:$AK$8765)","v":0},{"$f":"SUMIF($CG$6:$CG$8765,CO$46,$AK$6:$AK$8765)","v":0},{"$f":"SUMIF($CG$6:$CG$8765,CP$46,$AK$6:$AK$8765)","v":0},{"$f":"SUMIF($CG$6:$CG$8765,CQ$46,$BW$6:$BW$8765)","v":0},{"$f":"SUMIF($CG$6:$CG$8765,CR$46,$BW$6:$BW$8765)","v":0},{"$f":"SUMIF($CG$6:$CG$8765,CS$46,$BW$6:$BW$8765)","v":0},{"$f":"SUMIF($CG$6:$CG$8765,CT$46,$BW$6:$BW$8765)","v":0},{"$f":"SUMIF($CG$6:$CG$8765,CU$46,$BW$6:$BW$8765)","v":0}]
["01/03","08:00:00","2023-01-03T08:00:00",1,3,8,7,null,null,null,null,null,null,null,null,null,null,null,null,null,null,null,null,null,null,null,null,null,null,null,null,null,null,null,null,null,null,null,null,null,null,null,null,null,null,null,null,null,null,null,null,null,null,null,null,null,null,null,null,null,null,null,null,null,null,null,null,null,null,null,null,null,null,null,null,null,null,null,null,null,null,null,null,"Jan3","1/3 Hour 8",56,61,null,"Misc equipment",{"$f":"SUMIF($CG$6:$CG$8765,CL$46,$AL$6:$AL$8765)","v":0},{"$f":"SUMIF($CG$6:$CG$8765,CM$46,$AL$6:$AL$8765)","v":0},{"$f":"SUMIF($CG$6:$CG$8765,CN$46,$AL$6:$AL$8765)","v":0},{"$f":"SUMIF($CG$6:$CG$8765,CO$46,$AL$6:$AL$8765)","v":0},{"$f":"SUMIF($CG$6:$CG$8765,CP$46,$AL$6:$AL$8765)","v":0},{"$f":"SUMIF($CG$6:$CG$8765,CQ$46,$BX$6:$BX$8765)","v":0},{"$f":"SUMIF($CG$6:$CG$8765,CR$46,$BX$6:$BX$8765)","v":0},{"$f":"SUMIF($CG$6:$CG$8765,CS$46,$BX$6:$BX$8765)","v":0},{"$f":"SUMIF($CG$6:$CG$8765,CT$46,$BX$6:$BX$8765)","v":0},{"$f":"SUMIF($CG$6:$CG$8765,CU$46,$BX$6:$BX$8765)","v":0}]
["01/03","09:00:00","2023-01-03T09:00:00",1,3,9,7,null,null,null,null,null,null,null,null,null,null,null,null,null,null,null,null,null,null,null,null,null,null,null,null,null,null,null,null,null,null,null,null,null,null,null,null,null,null,null,null,null,null,null,null,null,null,null,null,null,null,null,null,null,null,null,null,null,null,null,null,null,null,null,null,null,null,null,null,null,null,null,null,null,null,null,null,"Jan3","1/3 Hour 9",57,62,null,"Industrial process",{"$f":"SUMIF($CG$6:$CG$8765,CL$46,$AM$6:$AM$8765)","v":0},{"$f":"SUMIF($CG$6:$CG$8765,CM$46,$AM$6:$AM$8765)","v":0},{"$f":"SUMIF($CG$6:$CG$8765,CN$46,$AM$6:$AM$8765)","v":0},{"$f":"SUMIF($CG$6:$CG$8765,CO$46,$AM$6:$AM$8765)","v":0},{"$f":"SUMIF($CG$6:$CG$8765,CP$46,$AM$6:$AM$8765)","v":0},{"$f":"SUMIF($CG$6:$CG$8765,CQ$46,$BY$6:$BY$8765)","v":0},{"$f":"SUMIF($CG$6:$CG$8765,CR$46,$BY$6:$BY$8765)","v":0},{"$f":"SUMIF($CG$6:$CG$8765,CS$46,$BY$6:$BY$8765)","v":0},{"$f":"SUMIF($CG$6:$CG$8765,CT$46,$BY$6:$BY$8765)","v":0},{"$f":"SUMIF($CG$6:$CG$8765,CU$46,$BY$6:$BY$8765)","v":0}]
["01/03","10:00:00","2023-01-03T10:00:00",1,3,10,7,null,null,null,null,null,null,null,null,null,null,null,null,null,null,null,null,null,null,null,null,null,null,null,null,null,null,null,null,null,null,null,null,null,null,null,null,null,null,null,null,null,null,null,null,null,null,null,null,null,null,null,null,null,null,null,null,null,null,null,null,null,null,null,null,null,null,null,null,null,null,null,null,null,null,null,null,"Jan3","1/3 Hour 10",58,63,null,"Refrigeration equipment (regulated)",{"$f":"SUMIF($CG$6:$CG$8765,CL$46,$AN$6:$AN$8765)","v":0},{"$f":"SUMIF($CG$6:$CG$8765,CM$46,$AN$6:$AN$8765)","v":0},{"$f":"SUMIF($CG$6:$CG$8765,CN$46,$AN$6:$AN$8765)","v":0},{"$f":"SUMIF($CG$6:$CG$8765,CO$46,$AN$6:$AN$8765)","v":0},{"$f":"SUMIF($CG$6:$CG$8765,CP$46,$AN$6:$AN$8765)","v":0},{"$f":"SUMIF($CG$6:$CG$8765,CQ$46,$BZ$6:$BZ$8765)","v":0},{"$f":"SUMIF($CG$6:$CG$8765,CR$46,$BZ$6:$BZ$8765)","v":0},{"$f":"SUMIF($CG$6:$CG$8765,CS$46,$BZ$6:$BZ$8765)","v":0},{"$f":"SUMIF($CG$6:$CG$8765,CT$46,$BZ$6:$BZ$8765)","v":0},{"$f":"SUMIF($CG$6:$CG$8765,CU$46,$BZ$6:$BZ$8765)","v":0}]
["01/03","11:00:00","2023-01-03T11:00:00",1,3,11,7,null,null,null,null,null,null,null,null,null,null,null,null,null,null,null,null,null,null,null,null,null,null,null,null,null,null,null,null,null,null,null,null,null,null,null,null,null,null,null,null,null,null,null,null,null,null,null,null,null,null,null,null,null,null,null,null,null,null,null,null,null,null,null,null,null,null,null,null,null,null,null,null,null,null,null,null,"Jan3","1/3 Hour 11",59,64,null,"Refrigeration equipment (unregulated)",{"$f":"SUMIF($CG$6:$CG$8765,CL$46,$AO$6:$AO$8765)","v":0},{"$f":"SUMIF($CG$6:$CG$8765,CM$46,$AO$6:$AO$8765)","v":0},{"$f":"SUMIF($CG$6:$CG$8765,CN$46,$AO$6:$AO$8765)","v":0},{"$f":"SUMIF($CG$6:$CG$8765,CO$46,$AO$6:$AO$8765)","v":0},{"$f":"SUMIF($CG$6:$CG$8765,CP$46,$AO$6:$AO$8765)","v":0},{"$f":"SUMIF($CG$6:$CG$8765,CQ$46,$CA$6:$CA$8765)","v":0},{"$f":"SUMIF($CG$6:$CG$8765,CR$46,$CA$6:$CA$8765)","v":0},{"$f":"SUMIF($CG$6:$CG$8765,CS$46,$CA$6:$CA$8765)","v":0},{"$f":"SUMIF($CG$6:$CG$8765,CT$46,$CA$6:$CA$8765)","v":0},{"$f":"SUMIF($CG$6:$CG$8765,CU$46,$CA$6:$CA$8765)","v":0}]
["01/03","12:00:00","2023-01-03T12:00:00",1,3,12,7,null,null,null,null,null,null,null,null,null,null,null,null,null,null,null,null,null,null,null,null,null,null,null,null,null,null,null,null,null,null,null,null,null,null,null,null,null,null,null,null,null,null,null,null,null,null,null,null,null,null,null,null,null,null,null,null,null,null,null,null,null,null,null,null,null,null,null,null,null,null,null,null,null,null,null,null,"Jan3","1/3 Hour 12",60,65,null,"Elevators and escalators",{"$f":"SUMIF($CG$6:$CG$8765,CL$46,$AP$6:$AP$8765)","v":0},{"$f":"SUMIF($CG$6:$CG$8765,CM$46,$AP$6:$AP$8765)","v":0},{"$f":"SUMIF($CG$6:$CG$8765,CN$46,$AP$6:$AP$8765)","v":0},{"$f":"SUMIF($CG$6:$CG$8765,CO$46,$AP$6:$AP$8765)","v":0},{"$f":"SUMIF($CG$6:$CG$8765,CP$46,$AP$6:$AP$8765)","v":0},{"$f":"SUMIF($CG$6:$CG$8765,CQ$46,$CB$6:$CB$8765)","v":0},{"$f":"SUMIF($CG$6:$CG$8765,CR$46,$CB$6:$CB$8765)","v":0},{"$f":"SUMIF($CG$6:$CG$8765,CS$46,$CB$6:$CB$8765)","v":0},{"$f":"SUMIF($CG$6:$CG$8765,CT$46,$CB$6:$CB$8765)","v":0},{"$f":"SUMIF($CG$6:$CG$8765,CU$46,$CB$6:$CB$8765)","v":0}]
["01/03","13:00:00","2023-01-03T13:00:00",1,3,13,7,null,null,null,null,null,null,null,null,null,null,null,null,null,null,null,null,null,null,null,null,null,null,null,null,null,null,null,null,null,null,null,null,null,null,null,null,null,null,null,null,null,null,null,null,null,null,null,null,null,null,null,null,null,null,null,null,null,null,null,null,null,null,null,null,null,null,null,null,null,null,null,null,null,null,null,null,"Jan3","1/3 Hour 13",61,66,null,"Other regulated",{"$f":"SUMIF($CG$6:$CG$8765,CL$46,$AQ$6:$AQ$8765)","v":0},{"$f":"SUMIF($CG$6:$CG$8765,CM$46,$AQ$6:$AQ$8765)","v":0},{"$f":"SUMIF($CG$6:$CG$8765,CN$46,$AQ$6:$AQ$8765)","v":0},{"$f":"SUMIF($CG$6:$CG$8765,CO$46,$AQ$6:$AQ$8765)","v":0},{"$f":"SUMIF($CG$6:$CG$8765,CP$46,$AQ$6:$AQ$8765)","v":0},{"$f":"SUMIF($CG$6:$CG$8765,CQ$46,$CC$6:$CC$8765)","v":0},{"$f":"SUMIF($CG$6:$CG$8765,CR$46,$CC$6:$CC$8765)","v":0},{"$f":"SUMIF($CG$6:$CG$8765,CS$46,$CC$6:$CC$8765)","v":0},{"$f":"SUMIF($CG$6:$CG$8765,CT$46,$CC$6:$CC$8765)","v":0},{"$f":"SUMIF($CG$6:$CG$8765,CU$46,$CC$6:$CC$8765)","v":0}]
["01/03","14:00:00","2023-01-03T14:00:00",1,3,14,7,null,null,null,null,null,null,null,null,null,null,null,null,null,null,null,null,null,null,null,null,null,null,null,null,null,null,null,null,null,null,null,null,null,null,null,null,null,null,null,null,null,null,null,null,null,null,null,null,null,null,null,null,null,null,null,null,null,null,null,null,null,null,null,null,null,null,null,null,null,null,null,null,null,null,null,null,"Jan3","1/3 Hour 14",62,67,null,"Other unregulated",{"$f":"SUMIF($CG$6:$CG$8765,CL$46,$AR$6:$AR$8765)","v":0},{"$f":"SUMIF($CG$6:$CG$8765,CM$46,$AR$6:$AR$8765)","v":0},{"$f":"SUMIF($CG$6:$CG$8765,CN$46,$AR$6:$AR$8765)","v":0},{"$f":"SUMIF($CG$6:$CG$8765,CO$46,$AR$6:$AR$8765)","v":0},{"$f":"SUMIF($CG$6:$CG$8765,CP$46,$AR$6:$AR$8765)","v":0},{"$f":"SUMIF($CG$6:$CG$8765,CQ$46,$CD$6:$CD$8765)","v":0},{"$f":"SUMIF($CG$6:$CG$8765,CR$46,$CD$6:$CD$8765)","v":0},{"$f":"SUMIF($CG$6:$CG$8765,CS$46,$CD$6:$CD$8765)","v":0},{"$f":"SUMIF($CG$6:$CG$8765,CT$46,$CD$6:$CD$8765)","v":0},{"$f":"SUMIF($CG$6:$CG$8765,CU$46,$CD$6:$CD$8765)","v":0}]
["01/03","15:00:00","2023-01-03T15:00:00",1,3,15,7,null,null,null,null,null,null,null,null,null,null,null,null,null,null,null,null,null,null,null,null,null,null,null,null,null,null,null,null,null,null,null,null,null,null,null,null,null,null,null,null,null,null,null,null,null,null,null,null,null,null,null,null,null,null,null,null,null,null,null,null,null,null,null,null,null,null,null,null,null,null,null,null,null,null,null,null,"Jan3","1/3 Hour 15",63,68,null,"Whole building",{"$f":"SUMIF($CG$6:$CG$8765,CL$46,$AS$6:$AS$8765)","v":0},{"$f":"SUMIF($CG$6:$CG$8765,CM$46,$AS$6:$AS$8765)","v":0},{"$f":"SUMIF($CG$6:$CG$8765,CN$46,$AS$6:$AS$8765)","v":0},{"$f":"SUMIF($CG$6:$CG$8765,CO$46,$AS$6:$AS$8765)","v":0},{"$f":"SUMIF($CG$6:$CG$8765,CP$46,$AS$6:$AS$8765)","v":0},{"$f":"SUMIF($CG$6:$CG$8765,CQ$46,$CE$6:$CE$8765)","v":0},{"$f":"SUMIF($CG$6:$CG$8765,CR$46,$CE$6:$CE$8765)","v":0},{"$f":"SUMIF($CG$6:$CG$8765,CS$46,$CE$6:$CE$8765)","v":0},{"$f":"SUMIF($CG$6:$CG$8765,CT$46,$CE$6:$CE$8765)","v":0},{"$f":"SUMIF($CG$6:$CG$8765,CU$46,$CE$6:$CE$8765)","v":0}]
["01/03","16:00:00","2023-01-03T16:00:00",1,3,16,7,null,null,null,null,null,null,null,null,null,null,null,null,null,null,null,null,null,null,null,null,null,null,null,null,null,null,null,null,null,null,null,null,null,null,null,null,null,null,null,null,null,null,null,null,null,null,null,null,null,null,null,null,null,null,null,null,null,null,null,null,null,null,null,null,null,null,null,null,null,null,null,null,null,null,null,null,"Jan3","1/3 Hour 16",64,69]
["01/03","17:00:00",{"$f":"A70+B70","v":"2023-01-03T17:00:00"},1,3,17,7,null,null,null,null,null,null,null,null,null,null,null,null,null,null,null,null,null,null,null,null,null,null,null,null,null,null,null,null,null,null,null,null,null,null,null,null,null,null,null,null,null,null,null,null,null,null,null,null,null,null,null,null,null,null,null,null,null,null,null,null,null,null,null,null,null,null,null,null,null,null,null,null,null,null,null,null,"Jan3","1/3 Hour 17",65,70,null,null,"NOTE: Formulas can fill across but not down. Do not pull the formula down. Baseline and proposed formulas aren't the same. Do not pull those across to one another"]
[{"$f":"TEXT(DATE(,D71,E71),\"MM/DD\")","v":"01/03"},{"$f":"TIME(F71,0,0)","v":"18:00:00"},"2023-01-03T18:00:00",1,3,18,7,null,null,null,null,null,null,null,null,null,null,null,null,null,null,null,null,null,null,null,null,null,null,null,null,null,null,null,null,null,null,null,null,null,null,null,null,null,null,null,null,null,null,null,null,null,null,null,null,null,null,null,null,null,null,null,null,null,null,null,null,null,null,null,null,null,null,null,null,null,null,null,null,null,null,null,null,{"$f":"TEXT(D71*29,\"mmm\")&E71","v":"Jan3"},{"$f":"D71&\"/\"&E71&\" Hour \"&F71","v":"1/3 Hour 18"},{"$f":"ROW()-ROW($CH$5)","v":66},71]
["01/03","19:00:00","2023-01-03T19:00:00",1,3,19,7,null,null,null,null,null,null,null,null,null,null,null,null,null,null,null,null,null,null,null,null,null,null,null,null,null,null,null,null,null,null,null,null,null,null,null,null,null,null,null,null,null,null,null,null,null,null,null,null,null,null,null,null,null,null,null,null,null,null,null,null,null,null,null,null,null,null,null,null,null,null,null,null,null,null,null,null,"Jan3","1/3 Hour 19",67,72]
["01/03","20:00:00","2023-01-03T20:00:00",1,3,20,7,null,null,null,null,null,null,null,null,null,null,null,null,null,null,null,null,null,null,null,null,null,null,null,null,null,null,null,null,null,null,null,null,null,null,null,null,null,null,null,null,null,null,null,null,null,null,null,null,null,null,null,null,null,null,null,null,null,null,null,null,null,null,null,null,null,null,null,null,null,null,null,null,null,null,null,null,"Jan3","1/3 Hour 20",68,73]
["01/03","21:00:00","2023-01-03T21:00:00",1,3,21,7,null,null,null,null,null,null,null,null,null,null,null,null,null,null,null,null,null,null,null,null,null,null,null,null,null,null,null,null,null,null,null,null,null,null,null,null,null,null,null,null,null,null,null,null,null,null,null,null,null,null,null,null,null,null,null,null,null,null,null,null,null,null,null,null,null,null,null,null,null,null,null,null,null,null,null,null,"Jan3","1/3 Hour 21",69,74]
["01/03","22:00:00","2023-01-03T22:00:00",1,3,22,7,null,null,null,null,null,null,null,null,null,null,null,null,null,null,null,null,null,null,null,null,null,null,null,null,null,null,null,null,null,null,null,null,null,null,null,null,null,null,null,null,null,null,null,null,null,null,null,null,null,null,null,null,null,null,null,null,null,null,null,null,null,null,null,null,null,null,null,null,null,null,null,null,null,null,null,null,"Jan3","1/3 Hour 22",70,75]
["01/03","23:00:00","2023-01-03T23:00:00",1,3,23,7,null,null,null,null,null,null,null,null,null,null,null,null,null,null,null,null,null,null,null,null,null,null,null,null,null,null,null,null,null,null,null,null,null,null,null,null,null,null,null,null,null,null,null,null,null,null,null,null,null,null,null,null,null,null,null,null,null,null,null,null,null,null,null,null,null,null,null,null,null,null,null,null,null,null,null,null,"Jan3","1/3 Hour 23",71,76]
["01/03","00:00:00","2023-01-03",1,3,24,7,null,null,null,null,null,null,null,null,null,null,null,null,null,null,null,null,null,null,null,null,null,null,null,null,null,null,null,null,null,null,null,null,null,null,null,null,null,null,null,null,null,null,null,null,null,null,null,null,null,null,null,null,null,null,null,null,null,null,null,null,null,null,null,null,null,null,null,null,null,null,null,null,null,null,null,null,"Jan3","1/3 Hour 24",72,77]
["01/04","01:00:00","2023-01-04T01:00:00",1,4,1,1,null,null,null,null,null,null,null,null,null,null,null,null,null,null,null,null,null,null,null,null,null,null,null,null,null,null,null,null,null,null,null,null,null,null,null,null,null,null,null,null,null,null,null,null,null,null,null,null,null,null,null,null,null,null,null,null,null,null,null,null,null,null,null,null,null,null,null,null,null,null,null,null,null,null,null,null,"Jan4","1/4 Hour 1",73,78]
["01/04","02:00:00","2023-01-04T02:00:00",1,4,2,1,null,null,null,null,null,null,null,null,null,null,null,null,null,null,null,null,null,null,null,null,null,null,null,null,null,null,null,null,null,null,null,null,null,null,null,null,null,null,null,null,null,null,null,null,null,null,null,null,null,null,null,null,null,null,null,null,null,null,null,null,null,null,null,null,null,null,null,null,null,null,null,null,null,null,null,null,"Jan4","1/4 Hour 2",74,79]
["01/04","03:00:00","2023-01-04T03:00:00",1,4,3,1,null,null,null,null,null,null,null,null,null,null,null,null,null,null,null,null,null,null,null,null,null,null,null,null,null,null,null,null,null,null,null,null,null,null,null,null,null,null,null,null,null,null,null,null,null,null,null,null,null,null,null,null,null,null,null,null,null,null,null,null,null,null,null,null,null,null,null,null,null,null,null,null,null,null,null,null,"Jan4","1/4 Hour 3",75,80]
["01/04","04:00:00","2023-01-04T04:00:00",1,4,4,1,null,null,null,null,null,null,null,null,null,null,null,null,null,null,null,null,null,null,null,null,null,null,null,null,null,null,null,null,null,null,null,null,null,null,null,null,null,null,null,null,null,null,null,null,null,null,null,null,null,null,null,null,null,null,null,null,null,null,null,null,null,null,null,null,null,null,null,null,null,null,null,null,null,null,null,null,"Jan4","1/4 Hour 4",76,81]
["01/04","05:00:00","2023-01-04T05:00:00",1,4,5,1,null,null,null,null,null,null,null,null,null,null,null,null,null,null,null,null,null,null,null,null,null,null,null,null,null,null,null,null,null,null,null,null,null,null,null,null,null,null,null,null,null,null,null,null,null,null,null,null,null,null,null,null,null,null,null,null,null,null,null,null,null,null,null,null,null,null,null,null,null,null,null,null,null,null,null,null,"Jan4","1/4 Hour 5",77,82]
["01/04","06:00:00","2023-01-04T06:00:00",1,4,6,1,null,null,null,null,null,null,null,null,null,null,null,null,null,null,null,null,null,null,null,null,null,null,null,null,null,null,null,null,null,null,null,null,null,null,null,null,null,null,null,null,null,null,null,null,null,null,null,null,null,null,null,null,null,null,null,null,null,null,null,null,null,null,null,null,null,null,null,null,null,null,null,null,null,null,null,null,"Jan4","1/4 Hour 6",78,83]
["01/04","07:00:00","2023-01-04T07:00:00",1,4,7,1,null,null,null,null,null,null,null,null,null,null,null,null,null,null,null,null,null,null,null,null,null,null,null,null,null,null,null,null,null,null,null,null,null,null,null,null,null,null,null,null,null,null,null,null,null,null,null,null,null,null,null,null,null,null,null,null,null,null,null,null,null,null,null,null,null,null,null,null,null,null,null,null,null,null,null,null,"Jan4","1/4 Hour 7",79,84]
["01/04","08:00:00","2023-01-04T08:00:00",1,4,8,1,null,null,null,null,null,null,null,null,null,null,null,null,null,null,null,null,null,null,null,null,null,null,null,null,null,null,null,null,null,null,null,null,null,null,null,null,null,null,null,null,null,null,null,null,null,null,null,null,null,null,null,null,null,null,null,null,null,null,null,null,null,null,null,null,null,null,null,null,null,null,null,null,null,null,null,null,"Jan4","1/4 Hour 8",80,85]
["01/04","09:00:00","2023-01-04T09:00:00",1,4,9,1,null,null,null,null,null,null,null,null,null,null,null,null,null,null,null,null,null,null,null,null,null,null,null,null,null,null,null,null,null,null,null,null,null,null,null,null,null,null,null,null,null,null,null,null,null,null,null,null,null,null,null,null,null,null,null,null,null,null,null,null,null,null,null,null,null,null,null,null,null,null,null,null,null,null,null,null,"Jan4","1/4 Hour 9",81,86]
["01/04","10:00:00","2023-01-04T10:00:00",1,4,10,1,null,null,null,null,null,null,null,null,null,null,null,null,null,null,null,null,null,null,null,null,null,null,null,null,null,null,null,null,null,null,null,null,null,null,null,null,null,null,null,null,null,null,null,null,null,null,null,null,null,null,null,null,null,null,null,null,null,null,null,null,null,null,null,null,null,null,null,null,null,null,null,null,null,null,null,null,"Jan4","1/4 Hour 10",82,87]
["01/04","11:00:00","2023-01-04T11:00:00",1,4,11,1,null,null,null,null,null,null,null,null,null,null,null,null,null,null,null,null,null,null,null,null,null,null,null,null,null,null,null,null,null,null,null,null,null,null,null,null,null,null,null,null,null,null,null,null,null,null,null,null,null,null,null,null,null,null,null,null,null,null,null,null,null,null,null,null,null,null,null,null,null,null,null,null,null,null,null,null,"Jan4","1/4 Hour 11",83,88]
["01/04","12:00:00","2023-01-04T12:00:00",1,4,12,1,null,null,null,null,null,null,null,null,null,null,null,null,null,null,null,null,null,null,null,null,null,null,null,null,null,null,null,null,null,null,null,null,null,null,null,null,null,null,null,null,null,null,null,null,null,null,null,null,null,null,null,null,null,null,null,null,null,null,null,null,null,null,null,null,null,null,null,null,null,null,null,null,null,null,null,null,"Jan4","1/4 Hour 12",84,89]
["01/04","13:00:00","2023-01-04T13:00:00",1,4,13,1,null,null,null,null,null,null,null,null,null,null,null,null,null,null,null,null,null,null,null,null,null,null,null,null,null,null,null,null,null,null,null,null,null,null,null,null,null,null,null,null,null,null,null,null,null,null,null,null,null,null,null,null,null,null,null,null,null,null,null,null,null,null,null,null,null,null,null,null,null,null,null,null,null,null,null,null,"Jan4","1/4 Hour 13",85,90]
["01/04","14:00:00","2023-01-04T14:00:00",1,4,14,1,null,null,null,null,null,null,null,null,null,null,null,null,null,null,null,null,null,null,null,null,null,null,null,null,null,null,null,null,null,null,null,null,null,null,null,null,null,null,null,null,null,null,null,null,null,null,null,null,null,null,null,null,null,null,null,null,null,null,null,null,null,null,null,null,null,null,null,null,null,null,null,null,null,null,null,null,"Jan4","1/4 Hour 14",86,91]
["01/04","15:00:00","2023-01-04T15:00:00",1,4,15,1,null,null,null,null,null,null,null,null,null,null,null,null,null,null,null,null,null,null,null,null,null,null,null,null,null,null,null,null,null,null,null,null,null,null,null,null,null,null,null,null,null,null,null,null,null,null,null,null,null,null,null,null,null,null,null,null,null,null,null,null,null,null,null,null,null,null,null,null,null,null,null,null,null,null,null,null,"Jan4","1/4 Hour 15",87,92]
["01/04","16:00:00","2023-01-04T16:00:00",1,4,16,1,null,null,null,null,null,null,null,null,null,null,null,null,null,null,null,null,null,null,null,null,null,null,null,null,null,null,null,null,null,null,null,null,null,null,null,null,null,null,null,null,null,null,null,null,null,null,null,null,null,null,null,null,null,null,null,null,null,null,null,null,null,null,null,null,null,null,null,null,null,null,null,null,null,null,null,null,"Jan4","1/4 Hour 16",88,93]
["01/04","17:00:00","2023-01-04T17:00:00",1,4,17,1,null,null,null,null,null,null,null,null,null,null,null,null,null,null,null,null,null,null,null,null,null,null,null,null,null,null,null,null,null,null,null,null,null,null,null,null,null,null,null,null,null,null,null,null,null,null,null,null,null,null,null,null,null,null,null,null,null,null,null,null,null,null,null,null,null,null,null,null,null,null,null,null,null,null,null,null,"Jan4","1/4 Hour 17",89,94]
["01/04","18:00:00","2023-01-04T18:00:00",1,4,18,1,null,null,null,null,null,null,null,null,null,null,null,null,null,null,null,null,null,null,null,null,null,null,null,null,null,null,null,null,null,null,null,null,null,null,null,null,null,null,null,null,null,null,null,null,null,null,null,null,null,null,null,null,null,null,null,null,null,null,null,null,null,null,null,null,null,null,null,null,null,null,null,null,null,null,null,null,"Jan4","1/4 Hour 18",90,95]
["01/04","19:00:00","2023-01-04T19:00:00",1,4,19,1,null,null,null,null,null,null,null,null,null,null,null,null,null,null,null,null,null,null,null,null,null,null,null,null,null,null,null,null,null,null,null,null,null,null,null,null,null,null,null,null,null,null,null,null,null,null,null,null,null,null,null,null,null,null,null,null,null,null,null,null,null,null,null,null,null,null,null,null,null,null,null,null,null,null,null,null,"Jan4","1/4 Hour 19",91,96]
["01/04","20:00:00","2023-01-04T20:00:00",1,4,20,1,null,null,null,null,null,null,null,null,null,null,null,null,null,null,null,null,null,null,null,null,null,null,null,null,null,null,null,null,null,null,null,null,null,null,null,null,null,null,null,null,null,null,null,null,null,null,null,null,null,null,null,null,null,null,null,null,null,null,null,null,null,null,null,null,null,null,null,null,null,null,null,null,null,null,null,null,"Jan4","1/4 Hour 20",92,97]
["01/04","21:00:00","2023-01-04T21:00:00",1,4,21,1,null,null,null,null,null,null,null,null,null,null,null,null,null,null,null,null,null,null,null,null,null,null,null,null,null,null,null,null,null,null,null,null,null,null,null,null,null,null,null,null,null,null,null,null,null,null,null,null,null,null,null,null,null,null,null,null,null,null,null,null,null,null,null,null,null,null,null,null,null,null,null,null,null,null,null,null,"Jan4","1/4 Hour 21",93,98]
["01/04","22:00:00","2023-01-04T22:00:00",1,4,22,1,null,null,null,null,null,null,null,null,null,null,null,null,null,null,null,null,null,null,null,null,null,null,null,null,null,null,null,null,null,null,null,null,null,null,null,null,null,null,null,null,null,null,null,null,null,null,null,null,null,null,null,null,null,null,null,null,null,null,null,null,null,null,null,null,null,null,null,null,null,null,null,null,null,null,null,null,"Jan4","1/4 Hour 22",94,99]
["01/04","23:00:00","2023-01-04T23:00:00",1,4,23,1,null,null,null,null,null,null,null,null,null,null,null,null,null,null,null,null,null,null,null,null,null,null,null,null,null,null,null,null,null,null,null,null,null,null,null,null,null,null,null,null,null,null,null,null,null,null,null,null,null,null,null,null,null,null,null,null,null,null,null,null,null,null,null,null,null,null,null,null,null,null,null,null,null,null,null,null,"Jan4","1/4 Hour 23",95,100]
["01/04","00:00:00","2023-01-04",1,4,24,1,null,null,null,null,null,null,null,null,null,null,null,null,null,null,null,null,null,null,null,null,null,null,null,null,null,null,null,null,null,null,null,null,null,null,null,null,null,null,null,null,null,null,null,null,null,null,null,null,null,null,null,null,null,null,null,null,null,null,null,null,null,null,null,null,null,null,null,null,null,null,null,null,null,null,null,null,"Jan4","1/4 Hour 24",96,101]
["01/05","01:00:00","2023-01-05T01:00:00",1,5,1,2,null,null,null,null,null,null,null,null,null,null,null,null,null,null,null,null,null,null,null,null,null,null,null,null,null,null,null,null,null,null,null,null,null,null,null,null,null,null,null,null,null,null,null,null,null,null,null,null,null,null,null,null,null,null,null,null,null,null,null,null,null,null,null,null,null,null,null,null,null,null,null,null,null,null,null,null,"Jan5","1/5 Hour 1",97,102]
["01/05","02:00:00","2023-01-05T02:00:00",1,5,2,2,null,null,null,null,null,null,null,null,null,null,null,null,null,null,null,null,null,null,null,null,null,null,null,null,null,null,null,null,null,null,null,null,null,null,null,null,null,null,null,null,null,null,null,null,null,null,null,null,null,null,null,null,null,null,null,null,null,null,null,null,null,null,null,null,null,null,null,null,null,null,null,null,null,null,null,null,"Jan5","1/5 Hour 2",98,103]
["01/05","03:00:00","2023-01-05T03:00:00",1,5,3,2,null,null,null,null,null,null,null,null,null,null,null,null,null,null,null,null,null,null,null,null,null,null,null,null,null,null,null,null,null,null,null,null,null,null,null,null,null,null,null,null,null,null,null,null,null,null,null,null,null,null,null,null,null,null,null,null,null,null,null,null,null,null,null,null,null,null,null,null,null,null,null,null,null,null,null,null,"Jan5","1/5 Hour 3",99,104]
["01/05","04:00:00","2023-01-05T04:00:00",1,5,4,2,null,null,null,null,null,null,null,null,null,null,null,null,null,null,null,null,null,null,null,null,null,null,null,null,null,null,null,null,null,null,null,null,null,null,null,null,null,null,null,null,null,null,null,null,null,null,null,null,null,null,null,null,null,null,null,null,null,null,null,null,null,null,null,null,null,null,null,null,null,null,null,null,null,null,null,null,"Jan5","1/5 Hour 4",100,105]
["01/05","05:00:00","2023-01-05T05:00:00",1,5,5,2,null,null,null,null,null,null,null,null,null,null,null,null,null,null,null,null,null,null,null,null,null,null,null,null,null,null,null,null,null,null,null,null,null,null,null,null,null,null,null,null,null,null,null,null,null,null,null,null,null,null,null,null,null,null,null,null,null,null,null,null,null,null,null,null,null,null,null,null,null,null,null,null,null,null,null,null,"Jan5","1/5 Hour 5",101,106]
["01/05","06:00:00","2023-01-05T06:00:00",1,5,6,2,null,null,null,null,null,null,null,null,null,null,null,null,null,null,null,null,null,null,null,null,null,null,null,null,null,null,null,null,null,null,null,null,null,null,null,null,null,null,null,null,null,null,null,null,null,null,null,null,null,null,null,null,null,null,null,null,null,null,null,null,null,null,null,null,null,null,null,null,null,null,null,null,null,null,null,null,"Jan5","1/5 Hour 6",102,107]
["01/05","07:00:00","2023-01-05T07:00:00",1,5,7,2,null,null,null,null,null,null,null,null,null,null,null,null,null,null,null,null,null,null,null,null,null,null,null,null,null,null,null,null,null,null,null,null,null,null,null,null,null,null,null,null,null,null,null,null,null,null,null,null,null,null,null,null,null,null,null,null,null,null,null,null,null,null,null,null,null,null,null,null,null,null,null,null,null,null,null,null,"Jan5","1/5 Hour 7",103,108]
["01/05","08:00:00","2023-01-05T08:00:00",1,5,8,2,null,null,null,null,null,null,null,null,null,null,null,null,null,null,null,null,null,null,null,null,null,null,null,null,null,null,null,null,null,null,null,null,null,null,null,null,null,null,null,null,null,null,null,null,null,null,null,null,null,null,null,null,null,null,null,null,null,null,null,null,null,null,null,null,null,null,null,null,null,null,null,null,null,null,null,null,"Jan5","1/5 Hour 8",104,109]
["01/05","09:00:00","2023-01-05T09:00:00",1,5,9,2,null,null,null,null,null,null,null,null,null,null,null,null,null,null,null,null,null,null,null,null,null,null,null,null,null,null,null,null,null,null,null,null,null,null,null,null,null,null,null,null,null,null,null,null,null,null,null,null,null,null,null,null,null,null,null,null,null,null,null,null,null,null,null,null,null,null,null,null,null,null,null,null,null,null,null,null,"Jan5","1/5 Hour 9",105,110]
["01/05","10:00:00","2023-01-05T10:00:00",1,5,10,2,null,null,null,null,null,null,null,null,null,null,null,null,null,null,null,null,null,null,null,null,null,null,null,null,null,null,null,null,null,null,null,null,null,null,null,null,null,null,null,null,null,null,null,null,null,null,null,null,null,null,null,null,null,null,null,null,null,null,null,null,null,null,null,null,null,null,null,null,null,null,null,null,null,null,null,null,"Jan5","1/5 Hour 10",106,111]
["01/05","11:00:00","2023-01-05T11:00:00",1,5,11,2,null,null,null,null,null,null,null,null,null,null,null,null,null,null,null,null,null,null,null,null,null,null,null,null,null,null,null,null,null,null,null,null,null,null,null,null,null,null,null,null,null,null,null,null,null,null,null,null,null,null,null,null,null,null,null,null,null,null,null,null,null,null,null,null,null,null,null,null,null,null,null,null,null,null,null,null,"Jan5","1/5 Hour 11",107,112]
["01/05","12:00:00","2023-01-05T12:00:00",1,5,12,2,null,null,null,null,null,null,null,null,null,null,null,null,null,null,null,null,null,null,null,null,null,null,null,null,null,null,null,null,null,null,null,null,null,null,null,null,null,null,null,null,null,null,null,null,null,null,null,null,null,null,null,null,null,null,null,null,null,null,null,null,null,null,null,null,null,null,null,null,null,null,null,null,null,null,null,null,"Jan5","1/5 Hour 12",108,113]
["01/05","13:00:00","2023-01-05T13:00:00",1,5,13,2,null,null,null,null,null,null,null,null,null,null,null,null,null,null,null,null,null,null,null,null,null,null,null,null,null,null,null,null,null,null,null,null,null,null,null,null,null,null,null,null,null,null,null,null,null,null,null,null,null,null,null,null,null,null,null,null,null,null,null,null,null,null,null,null,null,null,null,null,null,null,null,null,null,null,null,null,"Jan5","1/5 Hour 13",109,114]
["01/05","14:00:00","2023-01-05T14:00:00",1,5,14,2,null,null,null,null,null,null,null,null,null,null,null,null,null,null,null,null,null,null,null,null,null,null,null,null,null,null,null,null,null,null,null,null,null,null,null,null,null,null,null,null,null,null,null,null,null,null,null,null,null,null,null,null,null,null,null,null,null,null,null,null,null,null,null,null,null,null,null,null,null,null,null,null,null,null,null,null,"Jan5","1/5 Hour 14",110,115]
["01/05","15:00:00","2023-01-05T15:00:00",1,5,15,2,null,null,null,null,null,null,null,null,null,null,null,null,null,null,null,null,null,null,null,null,null,null,null,null,null,null,null,null,null,null,null,null,null,null,null,null,null,null,null,null,null,null,null,null,null,null,null,null,null,null,null,null,null,null,null,null,null,null,null,null,null,null,null,null,null,null,null,null,null,null,null,null,null,null,null,null,"Jan5","1/5 Hour 15",111,116]
["01/05","16:00:00","2023-01-05T16:00:00",1,5,16,2,null,null,null,null,null,null,null,null,null,null,null,null,null,null,null,null,null,null,null,null,null,null,null,null,null,null,null,null,null,null,null,null,null,null,null,null,null,null,null,null,null,null,null,null,null,null,null,null,null,null,null,null,null,null,null,null,null,null,null,null,null,null,null,null,null,null,null,null,null,null,null,null,null,null,null,null,"Jan5","1/5 Hour 16",112,117]
["01/05","17:00:00","2023-01-05T17:00:00",1,5,17,2,null,null,null,null,null,null,null,null,null,null,null,null,null,null,null,null,null,null,null,null,null,null,null,null,null,null,null,null,null,null,null,null,null,null,null,null,null,null,null,null,null,null,null,null,null,null,null,null,null,null,null,null,null,null,null,null,null,null,null,null,null,null,null,null,null,null,null,null,null,null,null,null,null,null,null,null,"Jan5","1/5 Hour 17",113,118]
["01/05","18:00:00","2023-01-05T18:00:00",1,5,18,2,null,null,null,null,null,null,null,null,null,null,null,null,null,null,null,null,null,null,null,null,null,null,null,null,null,null,null,null,null,null,null,null,null,null,null,null,null,null,null,null,null,null,null,null,null,null,null,null,null,null,null,null,null,null,null,null,null,null,null,null,null,null,null,null,null,null,null,null,null,null,null,null,null,null,null,null,"Jan5","1/5 Hour 18",114,119]
["01/05","19:00:00","2023-01-05T19:00:00",1,5,19,2,null,null,null,null,null,null,null,null,null,null,null,null,null,null,null,null,null,null,null,null,null,null,null,null,null,null,null,null,null,null,null,null,null,null,null,null,null,null,null,null,null,null,null,null,null,null,null,null,null,null,null,null,null,null,null,null,null,null,null,null,null,null,null,null,null,null,null,null,null,null,null,null,null,null,null,null,"Jan5","1/5 Hour 19",115,120]
["01/05","20:00:00","2023-01-05T20:00:00",1,5,20,2,null,null,null,null,null,null,null,null,null,null,null,null,null,null,null,null,null,null,null,null,null,null,null,null,null,null,null,null,null,null,null,null,null,null,null,null,null,null,null,null,null,null,null,null,null,null,null,null,null,null,null,null,null,null,null,null,null,null,null,null,null,null,null,null,null,null,null,null,null,null,null,null,null,null,null,null,"Jan5","1/5 Hour 20",116,121]
["01/05","21:00:00","2023-01-05T21:00:00",1,5,21,2,null,null,null,null,null,null,null,null,null,null,null,null,null,null,null,null,null,null,null,null,null,null,null,null,null,null,null,null,null,null,null,null,null,null,null,null,null,null,null,null,null,null,null,null,null,null,null,null,null,null,null,null,null,null,null,null,null,null,null,null,null,null,null,null,null,null,null,null,null,null,null,null,null,null,null,null,"Jan5","1/5 Hour 21",117,122]
["01/05","22:00:00","2023-01-05T22:00:00",1,5,22,2,null,null,null,null,null,null,null,null,null,null,null,null,null,null,null,null,null,null,null,null,null,null,null,null,null,null,null,null,null,null,null,null,null,null,null,null,null,null,null,null,null,null,null,null,null,null,null,null,null,null,null,null,null,null,null,null,null,null,null,null,null,null,null,null,null,null,null,null,null,null,null,null,null,null,null,null,"Jan5","1/5 Hour 22",118,123]
["01/05","23:00:00","2023-01-05T23:00:00",1,5,23,2,null,null,null,null,null,null,null,null,null,null,null,null,null,null,null,null,null,null,null,null,null,null,null,null,null,null,null,null,null,null,null,null,null,null,null,null,null,null,null,null,null,null,null,null,null,null,null,null,null,null,null,null,null,null,null,null,null,null,null,null,null,null,null,null,null,null,null,null,null,null,null,null,null,null,null,null,"Jan5","1/5 Hour 23",119,124]
["01/05","00:00:00","2023-01-05",1,5,24,2,null,null,null,null,null,null,null,null,null,null,null,null,null,null,null,null,null,null,null,null,null,null,null,null,null,null,null,null,null,null,null,null,null,null,null,null,null,null,null,null,null,null,null,null,null,null,null,null,null,null,null,null,null,null,null,null,null,null,null,null,null,null,null,null,null,null,null,null,null,null,null,null,null,null,null,null,"Jan5","1/5 Hour 24",120,125]
["01/06","01:00:00","2023-01-06T01:00:00",1,6,1,3,null,null,null,null,null,null,null,null,null,null,null,null,null,null,null,null,null,null,null,null,null,null,null,null,null,null,null,null,null,null,null,null,null,null,null,null,null,null,null,null,null,null,null,null,null,null,null,null,null,null,null,null,null,null,null,null,null,null,null,null,null,null,null,null,null,null,null,null,null,null,null,null,null,null,null,null,"Jan6","1/6 Hour 1",121,126]
["01/06","02:00:00","2023-01-06T02:00:00",1,6,2,3,null,null,null,null,null,null,null,null,null,null,null,null,null,null,null,null,null,null,null,null,null,null,null,null,null,null,null,null,null,null,null,null,null,null,null,null,null,null,null,null,null,null,null,null,null,null,null,null,null,null,null,null,null,null,null,null,null,null,null,null,null,null,null,null,null,null,null,null,null,null,null,null,null,null,null,null,"Jan6","1/6 Hour 2",122,127]
["01/06","03:00:00","2023-01-06T03:00:00",1,6,3,3,null,null,null,null,null,null,null,null,null,null,null,null,null,null,null,null,null,null,null,null,null,null,null,null,null,null,null,null,null,null,null,null,null,null,null,null,null,null,null,null,null,null,null,null,null,null,null,null,null,null,null,null,null,null,null,null,null,null,null,null,null,null,null,null,null,null,null,null,null,null,null,null,null,null,null,null,"Jan6","1/6 Hour 3",123,128]
["01/06","04:00:00","2023-01-06T04:00:00",1,6,4,3,null,null,null,null,null,null,null,null,null,null,null,null,null,null,null,null,null,null,null,null,null,null,null,null,null,null,null,null,null,null,null,null,null,null,null,null,null,null,null,null,null,null,null,null,null,null,null,null,null,null,null,null,null,null,null,null,null,null,null,null,null,null,null,null,null,null,null,null,null,null,null,null,null,null,null,null,"Jan6","1/6 Hour 4",124,129]
["01/06","05:00:00","2023-01-06T05:00:00",1,6,5,3,null,null,null,null,null,null,null,null,null,null,null,null,null,null,null,null,null,null,null,null,null,null,null,null,null,null,null,null,null,null,null,null,null,null,null,null,null,null,null,null,null,null,null,null,null,null,null,null,null,null,null,null,null,null,null,null,null,null,null,null,null,null,null,null,null,null,null,null,null,null,null,null,null,null,null,null,"Jan6","1/6 Hour 5",125,130]
["01/06","06:00:00","2023-01-06T06:00:00",1,6,6,3,null,null,null,null,null,null,null,null,null,null,null,null,null,null,null,null,null,null,null,null,null,null,null,null,null,null,null,null,null,null,null,null,null,null,null,null,null,null,null,null,null,null,null,null,null,null,null,null,null,null,null,null,null,null,null,null,null,null,null,null,null,null,null,null,null,null,null,null,null,null,null,null,null,null,null,null,"Jan6","1/6 Hour 6",126,131]
["01/06","07:00:00","2023-01-06T07:00:00",1,6,7,3,null,null,null,null,null,null,null,null,null,null,null,null,null,null,null,null,null,null,null,null,null,null,null,null,null,null,null,null,null,null,null,null,null,null,null,null,null,null,null,null,null,null,null,null,null,null,null,null,null,null,null,null,null,null,null,null,null,null,null,null,null,null,null,null,null,null,null,null,null,null,null,null,null,null,null,null,"Jan6","1/6 Hour 7",127,132]
["01/06","08:00:00","2023-01-06T08:00:00",1,6,8,3,null,null,null,null,null,null,null,null,null,null,null,null,null,null,null,null,null,null,null,null,null,null,null,null,null,null,null,null,null,null,null,null,null,null,null,null,null,null,null,null,null,null,null,null,null,null,null,null,null,null,null,null,null,null,null,null,null,null,null,null,null,null,null,null,null,null,null,null,null,null,null,null,null,null,null,null,"Jan6","1/6 Hour 8",128,133]
["01/06","09:00:00",{"$f":"A134+B134","v":"2023-01-06T09:00:00"},1,6,9,3,null,null,null,null,null,null,null,null,null,null,null,null,null,null,null,null,null,null,null,null,null,null,null,null,null,null,null,null,null,null,null,null,null,null,null,null,null,null,null,null,null,null,null,null,null,null,null,null,null,null,null,null,null,null,null,null,null,null,null,null,null,null,null,null,null,null,null,null,null,null,null,null,null,null,null,null,"Jan6","1/6 Hour 9",129,134]
[{"$f":"TEXT(DATE(,D135,E135),\"MM/DD\")","v":"01/06"},{"$f":"TIME(F135,0,0)","v":"10:00:00"},"2023-01-06T10:00:00",1,6,10,3,null,null,null,null,null,null,null,null,null,null,null,null,null,null,null,null,null,null,null,null,null,null,null,null,null,null,null,null,null,null,null,null,null,null,null,null,null,null,null,null,null,null,null,null,null,null,null,null,null,null,null,null,null,null,null,null,null,null,null,null,null,null,null,null,null,null,null,null,null,null,null,null,null,null,null,null,{"$f":"TEXT(D135*29,\"mmm\")&E135","v":"Jan6"},{"$f":"D135&\"/\"&E135&\" Hour \"&F135","v":"1/6 Hour 10"},{"$f":"ROW()-ROW($CH$5)","v":130},135]
["01/06","11:00:00","2023-01-06T11:00:00",1,6,11,3,null,null,null,null,null,null,null,null,null,null,null,null,null,null,null,null,null,null,null,null,null,null,null,null,null,null,null,null,null,null,null,null,null,null,null,null,null,null,null,null,null,null,null,null,null,null,null,null,null,null,null,null,null,null,null,null,null,null,null,null,null,null,null,null,null,null,null,null,null,null,null,null,null,null,null,null,"Jan6","1/6 Hour 11",131,136]
["01/06","12:00:00","2023-01-06T12:00:00",1,6,12,3,null,null,null,null,null,null,null,null,null,null,null,null,null,null,null,null,null,null,null,null,null,null,null,null,null,null,null,null,null,null,null,null,null,null,null,null,null,null,null,null,null,null,null,null,null,null,null,null,null,null,null,null,null,null,null,null,null,null,null,null,null,null,null,null,null,null,null,null,null,null,null,null,null,null,null,null,"Jan6","1/6 Hour 12",132,137]
["01/06","13:00:00","2023-01-06T13:00:00",1,6,13,3,null,null,null,null,null,null,null,null,null,null,null,null,null,null,null,null,null,null,null,null,null,null,null,null,null,null,null,null,null,null,null,null,null,null,null,null,null,null,null,null,null,null,null,null,null,null,null,null,null,null,null,null,null,null,null,null,null,null,null,null,null,null,null,null,null,null,null,null,null,null,null,null,null,null,null,null,"Jan6","1/6 Hour 13",133,138]
["01/06","14:00:00","2023-01-06T14:00:00",1,6,14,3,null,null,null,null,null,null,null,null,null,null,null,null,null,null,null,null,null,null,null,null,null,null,null,null,null,null,null,null,null,null,null,null,null,null,null,null,null,null,null,null,null,null,null,null,null,null,null,null,null,null,null,null,null,null,null,null,null,null,null,null,null,null,null,null,null,null,null,null,null,null,null,null,null,null,null,null,"Jan6","1/6 Hour 14",134,139]
["01/06","15:00:00","2023-01-06T15:00:00",1,6,15,3,null,null,null,null,null,null,null,null,null,null,null,null,null,null,null,null,null,null,null,null,null,null,null,null,null,null,null,null,null,null,null,null,null,null,null,null,null,null,null,null,null,null,null,null,null,null,null,null,null,null,null,null,null,null,null,null,null,null,null,null,null,null,null,null,null,null,null,null,null,null,null,null,null,null,null,null,"Jan6","1/6 Hour 15",135,140]
["01/06","16:00:00","2023-01-06T16:00:00",1,6,16,3,null,null,null,null,null,null,null,null,null,null,null,null,null,null,null,null,null,null,null,null,null,null,null,null,null,null,null,null,null,null,null,null,null,null,null,null,null,null,null,null,null,null,null,null,null,null,null,null,null,null,null,null,null,null,null,null,null,null,null,null,null,null,null,null,null,null,null,null,null,null,null,null,null,null,null,null,"Jan6","1/6 Hour 16",136,141]
["01/06","17:00:00","2023-01-06T17:00:00",1,6,17,3,null,null,null,null,null,null,null,null,null,null,null,null,null,null,null,null,null,null,null,null,null,null,null,null,null,null,null,null,null,null,null,null,null,null,null,null,null,null,null,null,null,null,null,null,null,null,null,null,null,null,null,null,null,null,null,null,null,null,null,null,null,null,null,null,null,null,null,null,null,null,null,null,null,null,null,null,"Jan6","1/6 Hour 17",137,142]
["01/06","18:00:00","2023-01-06T18:00:00",1,6,18,3,null,null,null,null,null,null,null,null,null,null,null,null,null,null,null,null,null,null,null,null,null,null,null,null,null,null,null,null,null,null,null,null,null,null,null,null,null,null,null,null,null,null,null,null,null,null,null,null,null,null,null,null,null,null,null,null,null,null,null,null,null,null,null,null,null,null,null,null,null,null,null,null,null,null,null,null,"Jan6","1/6 Hour 18",138,143]
["01/06","19:00:00","2023-01-06T19:00:00",1,6,19,3,null,null,null,null,null,null,null,null,null,null,null,null,null,null,null,null,null,null,null,null,null,null,null,null,null,null,null,null,null,null,null,null,null,null,null,null,null,null,null,null,null,null,null,null,null,null,null,null,null,null,null,null,null,null,null,null,null,null,null,null,null,null,null,null,null,null,null,null,null,null,null,null,null,null,null,null,"Jan6","1/6 Hour 19",139,144]
["01/06","20:00:00","2023-01-06T20:00:00",1,6,20,3,null,null,null,null,null,null,null,null,null,null,null,null,null,null,null,null,null,null,null,null,null,null,null,null,null,null,null,null,null,null,null,null,null,null,null,null,null,null,null,null,null,null,null,null,null,null,null,null,null,null,null,null,null,null,null,null,null,null,null,null,null,null,null,null,null,null,null,null,null,null,null,null,null,null,null,null,"Jan6","1/6 Hour 20",140,145]
["01/06","21:00:00","2023-01-06T21:00:00",1,6,21,3,null,null,null,null,null,null,null,null,null,null,null,null,null,null,null,null,null,null,null,null,null,null,null,null,null,null,null,null,null,null,null,null,null,null,null,null,null,null,null,null,null,null,null,null,null,null,null,null,null,null,null,null,null,null,null,null,null,null,null,null,null,null,null,null,null,null,null,null,null,null,null,null,null,null,null,null,"Jan6","1/6 Hour 21",141,146]
["01/06","22:00:00","2023-01-06T22:00:00",1,6,22,3,null,null,null,null,null,null,null,null,null,null,null,null,null,null,null,null,null,null,null,null,null,null,null,null,null,null,null,null,null,null,null,null,null,null,null,null,null,null,null,null,null,null,null,null,null,null,null,null,null,null,null,null,null,null,null,null,null,null,null,null,null,null,null,null,null,null,null,null,null,null,null,null,null,null,null,null,"Jan6","1/6 Hour 22",142,147]
["01/06","23:00:00","2023-01-06T23:00:00",1,6,23,3,null,null,null,null,null,null,null,null,null,null,null,null,null,null,null,null,null,null,null,null,null,null,null,null,null,null,null,null,null,null,null,null,null,null,null,null,null,null,null,null,null,null,null,null,null,null,null,null,null,null,null,null,null,null,null,null,null,null,null,null,null,null,null,null,null,null,null,null,null,null,null,null,null,null,null,null,"Jan6","1/6 Hour 23",143,148]
["01/06","00:00:00","2023-01-06",1,6,24,3,null,null,null,null,null,null,null,null,null,null,null,null,null,null,null,null,null,null,null,null,null,null,null,null,null,null,null,null,null,null,null,null,null,null,null,null,null,null,null,null,null,null,null,null,null,null,null,null,null,null,null,null,null,null,null,null,null,null,null,null,null,null,null,null,null,null,null,null,null,null,null,null,null,null,null,null,"Jan6","1/6 Hour 24",144,149]
["01/07","01:00:00","2023-01-07T01:00:00",1,7,1,4,null,null,null,null,null,null,null,null,null,null,null,null,null,null,null,null,null,null,null,null,null,null,null,null,null,null,null,null,null,null,null,null,null,null,null,null,null,null,null,null,null,null,null,null,null,null,null,null,null,null,null,null,null,null,null,null,null,null,null,null,null,null,null,null,null,null,null,null,null,null,null,null,null,null,null,null,"Jan7","1/7 Hour 1",145,150]
["01/07","02:00:00","2023-01-07T02:00:00",1,7,2,4,null,null,null,null,null,null,null,null,null,null,null,null,null,null,null,null,null,null,null,null,null,null,null,null,null,null,null,null,null,null,null,null,null,null,null,null,null,null,null,null,null,null,null,null,null,null,null,null,null,null,null,null,null,null,null,null,null,null,null,null,null,null,null,null,null,null,null,null,null,null,null,null,null,null,null,null,"Jan7","1/7 Hour 2",146,151]
["01/07","03:00:00","2023-01-07T03:00:00",1,7,3,4,null,null,null,null,null,null,null,null,null,null,null,null,null,null,null,null,null,null,null,null,null,null,null,null,null,null,null,null,null,null,null,null,null,null,null,null,null,null,null,null,null,null,null,null,null,null,null,null,null,null,null,null,null,null,null,null,null,null,null,null,null,null,null,null,null,null,null,null,null,null,null,null,null,null,null,null,"Jan7","1/7 Hour 3",147,152]
["01/07","04:00:00","2023-01-07T04:00:00",1,7,4,4,null,null,null,null,null,null,null,null,null,null,null,null,null,null,null,null,null,null,null,null,null,null,null,null,null,null,null,null,null,null,null,null,null,null,null,null,null,null,null,null,null,null,null,null,null,null,null,null,null,null,null,null,null,null,null,null,null,null,null,null,null,null,null,null,null,null,null,null,null,null,null,null,null,null,null,null,"Jan7","1/7 Hour 4",148,153]
["01/07","05:00:00","2023-01-07T05:00:00",1,7,5,4,null,null,null,null,null,null,null,null,null,null,null,null,null,null,null,null,null,null,null,null,null,null,null,null,null,null,null,null,null,null,null,null,null,null,null,null,null,null,null,null,null,null,null,null,null,null,null,null,null,null,null,null,null,null,null,null,null,null,null,null,null,null,null,null,null,null,null,null,null,null,null,null,null,null,null,null,"Jan7","1/7 Hour 5",149,154]
["01/07","06:00:00","2023-01-07T06:00:00",1,7,6,4,null,null,null,null,null,null,null,null,null,null,null,null,null,null,null,null,null,null,null,null,null,null,null,null,null,null,null,null,null,null,null,null,null,null,null,null,null,null,null,null,null,null,null,null,null,null,null,null,null,null,null,null,null,null,null,null,null,null,null,null,null,null,null,null,null,null,null,null,null,null,null,null,null,null,null,null,"Jan7","1/7 Hour 6",150,155]
["01/07","07:00:00","2023-01-07T07:00:00",1,7,7,4,null,null,null,null,null,null,null,null,null,null,null,null,null,null,null,null,null,null,null,null,null,null,null,null,null,null,null,null,null,null,null,null,null,null,null,null,null,null,null,null,null,null,null,null,null,null,null,null,null,null,null,null,null,null,null,null,null,null,null,null,null,null,null,null,null,null,null,null,null,null,null,null,null,null,null,null,"Jan7","1/7 Hour 7",151,156]
["01/07","08:00:00","2023-01-07T08:00:00",1,7,8,4,null,null,null,null,null,null,null,null,null,null,null,null,null,null,null,null,null,null,null,null,null,null,null,null,null,null,null,null,null,null,null,null,null,null,null,null,null,null,null,null,null,null,null,null,null,null,null,null,null,null,null,null,null,null,null,null,null,null,null,null,null,null,null,null,null,null,null,null,null,null,null,null,null,null,null,null,"Jan7","1/7 Hour 8",152,157]
["01/07","09:00:00","2023-01-07T09:00:00",1,7,9,4,null,null,null,null,null,null,null,null,null,null,null,null,null,null,null,null,null,null,null,null,null,null,null,null,null,null,null,null,null,null,null,null,null,null,null,null,null,null,null,null,null,null,null,null,null,null,null,null,null,null,null,null,null,null,null,null,null,null,null,null,null,null,null,null,null,null,null,null,null,null,null,null,null,null,null,null,"Jan7","1/7 Hour 9",153,158]
["01/07","10:00:00","2023-01-07T10:00:00",1,7,10,4,null,null,null,null,null,null,null,null,null,null,null,null,null,null,null,null,null,null,null,null,null,null,null,null,null,null,null,null,null,null,null,null,null,null,null,null,null,null,null,null,null,null,null,null,null,null,null,null,null,null,null,null,null,null,null,null,null,null,null,null,null,null,null,null,null,null,null,null,null,null,null,null,null,null,null,null,"Jan7","1/7 Hour 10",154,159]
["01/07","11:00:00","2023-01-07T11:00:00",1,7,11,4,null,null,null,null,null,null,null,null,null,null,null,null,null,null,null,null,null,null,null,null,null,null,null,null,null,null,null,null,null,null,null,null,null,null,null,null,null,null,null,null,null,null,null,null,null,null,null,null,null,null,null,null,null,null,null,null,null,null,null,null,null,null,null,null,null,null,null,null,null,null,null,null,null,null,null,null,"Jan7","1/7 Hour 11",155,160]
["01/07","12:00:00","2023-01-07T12:00:00",1,7,12,4,null,null,null,null,null,null,null,null,null,null,null,null,null,null,null,null,null,null,null,null,null,null,null,null,null,null,null,null,null,null,null,null,null,null,null,null,null,null,null,null,null,null,null,null,null,null,null,null,null,null,null,null,null,null,null,null,null,null,null,null,null,null,null,null,null,null,null,null,null,null,null,null,null,null,null,null,"Jan7","1/7 Hour 12",156,161]
["01/07","13:00:00","2023-01-07T13:00:00",1,7,13,4,null,null,null,null,null,null,null,null,null,null,null,null,null,null,null,null,null,null,null,null,null,null,null,null,null,null,null,null,null,null,null,null,null,null,null,null,null,null,null,null,null,null,null,null,null,null,null,null,null,null,null,null,null,null,null,null,null,null,null,null,null,null,null,null,null,null,null,null,null,null,null,null,null,null,null,null,"Jan7","1/7 Hour 13",157,162]
["01/07","14:00:00","2023-01-07T14:00:00",1,7,14,4,null,null,null,null,null,null,null,null,null,null,null,null,null,null,null,null,null,null,null,null,null,null,null,null,null,null,null,null,null,null,null,null,null,null,null,null,null,null,null,null,null,null,null,null,null,null,null,null,null,null,null,null,null,null,null,null,null,null,null,null,null,null,null,null,null,null,null,null,null,null,null,null,null,null,null,null,"Jan7","1/7 Hour 14",158,163]
["01/07","15:00:00","2023-01-07T15:00:00",1,7,15,4,null,null,null,null,null,null,null,null,null,null,null,null,null,null,null,null,null,null,null,null,null,null,null,null,null,null,null,null,null,null,null,null,null,null,null,null,null,null,null,null,null,null,null,null,null,null,null,null,null,null,null,null,null,null,null,null,null,null,null,null,null,null,null,null,null,null,null,null,null,null,null,null,null,null,null,null,"Jan7","1/7 Hour 15",159,164]
["01/07","16:00:00","2023-01-07T16:00:00",1,7,16,4,null,null,null,null,null,null,null,null,null,null,null,null,null,null,null,null,null,null,null,null,null,null,null,null,null,null,null,null,null,null,null,null,null,null,null,null,null,null,null,null,null,null,null,null,null,null,null,null,null,null,null,null,null,null,null,null,null,null,null,null,null,null,null,null,null,null,null,null,null,null,null,null,null,null,null,null,"Jan7","1/7 Hour 16",160,165]
["01/07","17:00:00","2023-01-07T17:00:00",1,7,17,4,null,null,null,null,null,null,null,null,null,null,null,null,null,null,null,null,null,null,null,null,null,null,null,null,null,null,null,null,null,null,null,null,null,null,null,null,null,null,null,null,null,null,null,null,null,null,null,null,null,null,null,null,null,null,null,null,null,null,null,null,null,null,null,null,null,null,null,null,null,null,null,null,null,null,null,null,"Jan7","1/7 Hour 17",161,166]
["01/07","18:00:00","2023-01-07T18:00:00",1,7,18,4,null,null,null,null,null,null,null,null,null,null,null,null,null,null,null,null,null,null,null,null,null,null,null,null,null,null,null,null,null,null,null,null,null,null,null,null,null,null,null,null,null,null,null,null,null,null,null,null,null,null,null,null,null,null,null,null,null,null,null,null,null,null,null,null,null,null,null,null,null,null,null,null,null,null,null,null,"Jan7","1/7 Hour 18",162,167]
["01/07","19:00:00","2023-01-07T19:00:00",1,7,19,4,null,null,null,null,null,null,null,null,null,null,null,null,null,null,null,null,null,null,null,null,null,null,null,null,null,null,null,null,null,null,null,null,null,null,null,null,null,null,null,null,null,null,null,null,null,null,null,null,null,null,null,null,null,null,null,null,null,null,null,null,null,null,null,null,null,null,null,null,null,null,null,null,null,null,null,null,"Jan7","1/7 Hour 19",163,168]
["01/07","20:00:00","2023-01-07T20:00:00",1,7,20,4,null,null,null,null,null,null,null,null,null,null,null,null,null,null,null,null,null,null,null,null,null,null,null,null,null,null,null,null,null,null,null,null,null,null,null,null,null,null,null,null,null,null,null,null,null,null,null,null,null,null,null,null,null,null,null,null,null,null,null,null,null,null,null,null,null,null,null,null,null,null,null,null,null,null,null,null,"Jan7","1/7 Hour 20",164,169]
["01/07","21:00:00","2023-01-07T21:00:00",1,7,21,4,null,null,null,null,null,null,null,null,null,null,null,null,null,null,null,null,null,null,null,null,null,null,null,null,null,null,null,null,null,null,null,null,null,null,null,null,null,null,null,null,null,null,null,null,null,null,null,null,null,null,null,null,null,null,null,null,null,null,null,null,null,null,null,null,null,null,null,null,null,null,null,null,null,null,null,null,"Jan7","1/7 Hour 21",165,170]
["01/07","22:00:00","2023-01-07T22:00:00",1,7,22,4,null,null,null,null,null,null,null,null,null,null,null,null,null,null,null,null,null,null,null,null,null,null,null,null,null,null,null,null,null,null,null,null,null,null,null,null,null,null,null,null,null,null,null,null,null,null,null,null,null,null,null,null,null,null,null,null,null,null,null,null,null,null,null,null,null,null,null,null,null,null,null,null,null,null,null,null,"Jan7","1/7 Hour 22",166,171]
["01/07","23:00:00","2023-01-07T23:00:00",1,7,23,4,null,null,null,null,null,null,null,null,null,null,null,null,null,null,null,null,null,null,null,null,null,null,null,null,null,null,null,null,null,null,null,null,null,null,null,null,null,null,null,null,null,null,null,null,null,null,null,null,null,null,null,null,null,null,null,null,null,null,null,null,null,null,null,null,null,null,null,null,null,null,null,null,null,null,null,null,"Jan7","1/7 Hour 23",167,172]
["01/07","00:00:00","2023-01-07",1,7,24,4,null,null,null,null,null,null,null,null,null,null,null,null,null,null,null,null,null,null,null,null,null,null,null,null,null,null,null,null,null,null,null,null,null,null,null,null,null,null,null,null,null,null,null,null,null,null,null,null,null,null,null,null,null,null,null,null,null,null,null,null,null,null,null,null,null,null,null,null,null,null,null,null,null,null,null,null,"Jan7","1/7 Hour 24",168,173]
["01/08","01:00:00","2023-01-08T01:00:00",1,8,1,5,null,null,null,null,null,null,null,null,null,null,null,null,null,null,null,null,null,null,null,null,null,null,null,null,null,null,null,null,null,null,null,null,null,null,null,null,null,null,null,null,null,null,null,null,null,null,null,null,null,null,null,null,null,null,null,null,null,null,null,null,null,null,null,null,null,null,null,null,null,null,null,null,null,null,null,null,"Jan8","1/8 Hour 1",169,174]
["01/08","02:00:00","2023-01-08T02:00:00",1,8,2,5,null,null,null,null,null,null,null,null,null,null,null,null,null,null,null,null,null,null,null,null,null,null,null,null,null,null,null,null,null,null,null,null,null,null,null,null,null,null,null,null,null,null,null,null,null,null,null,null,null,null,null,null,null,null,null,null,null,null,null,null,null,null,null,null,null,null,null,null,null,null,null,null,null,null,null,null,"Jan8","1/8 Hour 2",170,175]
["01/08","03:00:00","2023-01-08T03:00:00",1,8,3,5,null,null,null,null,null,null,null,null,null,null,null,null,null,null,null,null,null,null,null,null,null,null,null,null,null,null,null,null,null,null,null,null,null,null,null,null,null,null,null,null,null,null,null,null,null,null,null,null,null,null,null,null,null,null,null,null,null,null,null,null,null,null,null,null,null,null,null,null,null,null,null,null,null,null,null,null,"Jan8","1/8 Hour 3",171,176]
["01/08","04:00:00","2023-01-08T04:00:00",1,8,4,5,null,null,null,null,null,null,null,null,null,null,null,null,null,null,null,null,null,null,null,null,null,null,null,null,null,null,null,null,null,null,null,null,null,null,null,null,null,null,null,null,null,null,null,null,null,null,null,null,null,null,null,null,null,null,null,null,null,null,null,null,null,null,null,null,null,null,null,null,null,null,null,null,null,null,null,null,"Jan8","1/8 Hour 4",172,177]
["01/08","05:00:00","2023-01-08T05:00:00",1,8,5,5,null,null,null,null,null,null,null,null,null,null,null,null,null,null,null,null,null,null,null,null,null,null,null,null,null,null,null,null,null,null,null,null,null,null,null,null,null,null,null,null,null,null,null,null,null,null,null,null,null,null,null,null,null,null,null,null,null,null,null,null,null,null,null,null,null,null,null,null,null,null,null,null,null,null,null,null,"Jan8","1/8 Hour 5",173,178]
["01/08","06:00:00","2023-01-08T06:00:00",1,8,6,5,null,null,null,null,null,null,null,null,null,null,null,null,null,null,null,null,null,null,null,null,null,null,null,null,null,null,null,null,null,null,null,null,null,null,null,null,null,null,null,null,null,null,null,null,null,null,null,null,null,null,null,null,null,null,null,null,null,null,null,null,null,null,null,null,null,null,null,null,null,null,null,null,null,null,null,null,"Jan8","1/8 Hour 6",174,179]
["01/08","07:00:00","2023-01-08T07:00:00",1,8,7,5,null,null,null,null,null,null,null,null,null,null,null,null,null,null,null,null,null,null,null,null,null,null,null,null,null,null,null,null,null,null,null,null,null,null,null,null,null,null,null,null,null,null,null,null,null,null,null,null,null,null,null,null,null,null,null,null,null,null,null,null,null,null,null,null,null,null,null,null,null,null,null,null,null,null,null,null,"Jan8","1/8 Hour 7",175,180]
["01/08","08:00:00","2023-01-08T08:00:00",1,8,8,5,null,null,null,null,null,null,null,null,null,null,null,null,null,null,null,null,null,null,null,null,null,null,null,null,null,null,null,null,null,null,null,null,null,null,null,null,null,null,null,null,null,null,null,null,null,null,null,null,null,null,null,null,null,null,null,null,null,null,null,null,null,null,null,null,null,null,null,null,null,null,null,null,null,null,null,null,"Jan8","1/8 Hour 8",176,181]
["01/08","09:00:00","2023-01-08T09:00:00",1,8,9,5,null,null,null,null,null,null,null,null,null,null,null,null,null,null,null,null,null,null,null,null,null,null,null,null,null,null,null,null,null,null,null,null,null,null,null,null,null,null,null,null,null,null,null,null,null,null,null,null,null,null,null,null,null,null,null,null,null,null,null,null,null,null,null,null,null,null,null,null,null,null,null,null,null,null,null,null,"Jan8","1/8 Hour 9",177,182]
["01/08","10:00:00","2023-01-08T10:00:00",1,8,10,5,null,null,null,null,null,null,null,null,null,null,null,null,null,null,null,null,null,null,null,null,null,null,null,null,null,null,null,null,null,null,null,null,null,null,null,null,null,null,null,null,null,null,null,null,null,null,null,null,null,null,null,null,null,null,null,null,null,null,null,null,null,null,null,null,null,null,null,null,null,null,null,null,null,null,null,null,"Jan8","1/8 Hour 10",178,183]
["01/08","11:00:00","2023-01-08T11:00:00",1,8,11,5,null,null,null,null,null,null,null,null,null,null,null,null,null,null,null,null,null,null,null,null,null,null,null,null,null,null,null,null,null,null,null,null,null,null,null,null,null,null,null,null,null,null,null,null,null,null,null,null,null,null,null,null,null,null,null,null,null,null,null,null,null,null,null,null,null,null,null,null,null,null,null,null,null,null,null,null,"Jan8","1/8 Hour 11",179,184]
["01/08","12:00:00","2023-01-08T12:00:00",1,8,12,5,null,null,null,null,null,null,null,null,null,null,null,null,null,null,null,null,null,null,null,null,null,null,null,null,null,null,null,null,null,null,null,null,null,null,null,null,null,null,null,null,null,null,null,null,null,null,null,null,null,null,null,null,null,null,null,null,null,null,null,null,null,null,null,null,null,null,null,null,null,null,null,null,null,null,null,null,"Jan8","1/8 Hour 12",180,185]
["01/08","13:00:00","2023-01-08T13:00:00",1,8,13,5,null,null,null,null,null,null,null,null,null,null,null,null,null,null,null,null,null,null,null,null,null,null,null,null,null,null,null,null,null,null,null,null,null,null,null,null,null,null,null,null,null,null,null,null,null,null,null,null,null,null,null,null,null,null,null,null,null,null,null,null,null,null,null,null,null,null,null,null,null,null,null,null,null,null,null,null,"Jan8","1/8 Hour 13",181,186]
["01/08","14:00:00","2023-01-08T14:00:00",1,8,14,5,null,null,null,null,null,null,null,null,null,null,null,null,null,null,null,null,null,null,null,null,null,null,null,null,null,null,null,null,null,null,null,null,null,null,null,null,null,null,null,null,null,null,null,null,null,null,null,null,null,null,null,null,null,null,null,null,null,null,null,null,null,null,null,null,null,null,null,null,null,null,null,null,null,null,null,null,"Jan8","1/8 Hour 14",182,187]
["01/08","15:00:00","2023-01-08T15:00:00",1,8,15,5,null,null,null,null,null,null,null,null,null,null,null,null,null,null,null,null,null,null,null,null,null,null,null,null,null,null,null,null,null,null,null,null,null,null,null,null,null,null,null,null,null,null,null,null,null,null,null,null,null,null,null,null,null,null,null,null,null,null,null,null,null,null,null,null,null,null,null,null,null,null,null,null,null,null,null,null,"Jan8","1/8 Hour 15",183,188]
["01/08","16:00:00","2023-01-08T16:00:00",1,8,16,5,null,null,null,null,null,null,null,null,null,null,null,null,null,null,null,null,null,null,null,null,null,null,null,null,null,null,null,null,null,null,null,null,null,null,null,null,null,null,null,null,null,null,null,null,null,null,null,null,null,null,null,null,null,null,null,null,null,null,null,null,null,null,null,null,null,null,null,null,null,null,null,null,null,null,null,null,"Jan8","1/8 Hour 16",184,189]
["01/08","17:00:00","2023-01-08T17:00:00",1,8,17,5,null,null,null,null,null,null,null,null,null,null,null,null,null,null,null,null,null,null,null,null,null,null,null,null,null,null,null,null,null,null,null,null,null,null,null,null,null,null,null,null,null,null,null,null,null,null,null,null,null,null,null,null,null,null,null,null,null,null,null,null,null,null,null,null,null,null,null,null,null,null,null,null,null,null,null,null,"Jan8","1/8 Hour 17",185,190]
["01/08","18:00:00","2023-01-08T18:00:00",1,8,18,5,null,null,null,null,null,null,null,null,null,null,null,null,null,null,null,null,null,null,null,null,null,null,null,null,null,null,null,null,null,null,null,null,null,null,null,null,null,null,null,null,null,null,null,null,null,null,null,null,null,null,null,null,null,null,null,null,null,null,null,null,null,null,null,null,null,null,null,null,null,null,null,null,null,null,null,null,"Jan8","1/8 Hour 18",186,191]
["01/08","19:00:00","2023-01-08T19:00:00",1,8,19,5,null,null,null,null,null,null,null,null,null,null,null,null,null,null,null,null,null,null,null,null,null,null,null,null,null,null,null,null,null,null,null,null,null,null,null,null,null,null,null,null,null,null,null,null,null,null,null,null,null,null,null,null,null,null,null,null,null,null,null,null,null,null,null,null,null,null,null,null,null,null,null,null,null,null,null,null,"Jan8","1/8 Hour 19",187,192]
["01/08","20:00:00","2023-01-08T20:00:00",1,8,20,5,null,null,null,null,null,null,null,null,null,null,null,null,null,null,null,null,null,null,null,null,null,null,null,null,null,null,null,null,null,null,null,null,null,null,null,null,null,null,null,null,null,null,null,null,null,null,null,null,null,null,null,null,null,null,null,null,null,null,null,null,null,null,null,null,null,null,null,null,null,null,null,null,null,null,null,null,"Jan8","1/8 Hour 20",188,193]
["01/08","21:00:00","2023-01-08T21:00:00",1,8,21,5,null,null,null,null,null,null,null,null,null,null,null,null,null,null,null,null,null,null,null,null,null,null,null,null,null,null,null,null,null,null,null,null,null,null,null,null,null,null,null,null,null,null,null,null,null,null,null,null,null,null,null,null,null,null,null,null,null,null,null,null,null,null,null,null,null,null,null,null,null,null,null,null,null,null,null,null,"Jan8","1/8 Hour 21",189,194]
["01/08","22:00:00","2023-01-08T22:00:00",1,8,22,5,null,null,null,null,null,null,null,null,null,null,null,null,null,null,null,null,null,null,null,null,null,null,null,null,null,null,null,null,null,null,null,null,null,null,null,null,null,null,null,null,null,null,null,null,null,null,null,null,null,null,null,null,null,null,null,null,null,null,null,null,null,null,null,null,null,null,null,null,null,null,null,null,null,null,null,null,"Jan8","1/8 Hour 22",190,195]
["01/08","23:00:00","2023-01-08T23:00:00",1,8,23,5,null,null,null,null,null,null,null,null,null,null,null,null,null,null,null,null,null,null,null,null,null,null,null,null,null,null,null,null,null,null,null,null,null,null,null,null,null,null,null,null,null,null,null,null,null,null,null,null,null,null,null,null,null,null,null,null,null,null,null,null,null,null,null,null,null,null,null,null,null,null,null,null,null,null,null,null,"Jan8","1/8 Hour 23",191,196]
["01/08","00:00:00","2023-01-08",1,8,24,5,null,null,null,null,null,null,null,null,null,null,null,null,null,null,null,null,null,null,null,null,null,null,null,null,null,null,null,null,null,null,null,null,null,null,null,null,null,null,null,null,null,null,null,null,null,null,null,null,null,null,null,null,null,null,null,null,null,null,null,null,null,null,null,null,null,null,null,null,null,null,null,null,null,null,null,null,"Jan8","1/8 Hour 24",192,197]
["01/09","01:00:00",{"$f":"A198+B198","v":"2023-01-09T01:00:00"},1,9,1,6,null,null,null,null,null,null,null,null,null,null,null,null,null,null,null,null,null,null,null,null,null,null,null,null,null,null,null,null,null,null,null,null,null,null,null,null,null,null,null,null,null,null,null,null,null,null,null,null,null,null,null,null,null,null,null,null,null,null,null,null,null,null,null,null,null,null,null,null,null,null,null,null,null,null,null,null,"Jan9","1/9 Hour 1",193,198]
[{"$f":"TEXT(DATE(,D199,E199),\"MM/DD\")","v":"01/09"},{"$f":"TIME(F199,0,0)","v":"02:00:00"},"2023-01-09T02:00:00",1,9,2,6,null,null,null,null,null,null,null,null,null,null,null,null,null,null,null,null,null,null,null,null,null,null,null,null,null,null,null,null,null,null,null,null,null,null,null,null,null,null,null,null,null,null,null,null,null,null,null,null,null,null,null,null,null,null,null,null,null,null,null,null,null,null,null,null,null,null,null,null,null,null,null,null,null,null,null,null,{"$f":"TEXT(D199*29,\"mmm\")&E199","v":"Jan9"},{"$f":"D199&\"/\"&E199&\" Hour \"&F199","v":"1/9 Hour 2"},{"$f":"ROW()-ROW($CH$5)","v":194},199]
["01/09","03:00:00","2023-01-09T03:00:00",1,9,3,6,null,null,null,null,null,null,null,null,null,null,null,null,null,null,null,null,null,null,null,null,null,null,null,null,null,null,null,null,null,null,null,null,null,null,null,null,null,null,null,null,null,null,null,null,null,null,null,null,null,null,null,null,null,null,null,null,null,null,null,null,null,null,null,null,null,null,null,null,null,null,null,null,null,null,null,null,"Jan9","1/9 Hour 3",195,200]
["01/09","04:00:00","2023-01-09T04:00:00",1,9,4,6,null,null,null,null,null,null,null,null,null,null,null,null,null,null,null,null,null,null,null,null,null,null,null,null,null,null,null,null,null,null,null,null,null,null,null,null,null,null,null,null,null,null,null,null,null,null,null,null,null,null,null,null,null,null,null,null,null,null,null,null,null,null,null,null,null,null,null,null,null,null,null,null,null,null,null,null,"Jan9","1/9 Hour 4",196,201]
["01/09","05:00:00","2023-01-09T05:00:00",1,9,5,6,null,null,null,null,null,null,null,null,null,null,null,null,null,null,null,null,null,null,null,null,null,null,null,null,null,null,null,null,null,null,null,null,null,null,null,null,null,null,null,null,null,null,null,null,null,null,null,null,null,null,null,null,null,null,null,null,null,null,null,null,null,null,null,null,null,null,null,null,null,null,null,null,null,null,null,null,"Jan9","1/9 Hour 5",197,202]
["01/09","06:00:00","2023-01-09T06:00:00",1,9,6,6,null,null,null,null,null,null,null,null,null,null,null,null,null,null,null,null,null,null,null,null,null,null,null,null,null,null,null,null,null,null,null,null,null,null,null,null,null,null,null,null,null,null,null,null,null,null,null,null,null,null,null,null,null,null,null,null,null,null,null,null,null,null,null,null,null,null,null,null,null,null,null,null,null,null,null,null,"Jan9","1/9 Hour 6",198,203]
["01/09","07:00:00","2023-01-09T07:00:00",1,9,7,6,null,null,null,null,null,null,null,null,null,null,null,null,null,null,null,null,null,null,null,null,null,null,null,null,null,null,null,null,null,null,null,null,null,null,null,null,null,null,null,null,null,null,null,null,null,null,null,null,null,null,null,null,null,null,null,null,null,null,null,null,null,null,null,null,null,null,null,null,null,null,null,null,null,null,null,null,"Jan9","1/9 Hour 7",199,204]
["01/09","08:00:00","2023-01-09T08:00:00",1,9,8,6,null,null,null,null,null,null,null,null,null,null,null,null,null,null,null,null,null,null,null,null,null,null,null,null,null,null,null,null,null,null,null,null,null,null,null,null,null,null,null,null,null,null,null,null,null,null,null,null,null,null,null,null,null,null,null,null,null,null,null,null,null,null,null,null,null,null,null,null,null,null,null,null,null,null,null,null,"Jan9","1/9 Hour 8",200,205]
["01/09","09:00:00","2023-01-09T09:00:00",1,9,9,6,null,null,null,null,null,null,null,null,null,null,null,null,null,null,null,null,null,null,null,null,null,null,null,null,null,null,null,null,null,null,null,null,null,null,null,null,null,null,null,null,null,null,null,null,null,null,null,null,null,null,null,null,null,null,null,null,null,null,null,null,null,null,null,null,null,null,null,null,null,null,null,null,null,null,null,null,"Jan9","1/9 Hour 9",201,206]
["01/09","10:00:00","2023-01-09T10:00:00",1,9,10,6,null,null,null,null,null,null,null,null,null,null,null,null,null,null,null,null,null,null,null,null,null,null,null,null,null,null,null,null,null,null,null,null,null,null,null,null,null,null,null,null,null,null,null,null,null,null,null,null,null,null,null,null,null,null,null,null,null,null,null,null,null,null,null,null,null,null,null,null,null,null,null,null,null,null,null,null,"Jan9","1/9 Hour 10",202,207]
["01/09","11:00:00","2023-01-09T11:00:00",1,9,11,6,null,null,null,null,null,null,null,null,null,null,null,null,null,null,null,null,null,null,null,null,null,null,null,null,null,null,null,null,null,null,null,null,null,null,null,null,null,null,null,null,null,null,null,null,null,null,null,null,null,null,null,null,null,null,null,null,null,null,null,null,null,null,null,null,null,null,null,null,null,null,null,null,null,null,null,null,"Jan9","1/9 Hour 11",203,208]
["01/09","12:00:00","2023-01-09T12:00:00",1,9,12,6,null,null,null,null,null,null,null,null,null,null,null,null,null,null,null,null,null,null,null,null,null,null,null,null,null,null,null,null,null,null,null,null,null,null,null,null,null,null,null,null,null,null,null,null,null,null,null,null,null,null,null,null,null,null,null,null,null,null,null,null,null,null,null,null,null,null,null,null,null,null,null,null,null,null,null,null,"Jan9","1/9 Hour 12",204,209]
["01/09","13:00:00","2023-01-09T13:00:00",1,9,13,6,null,null,null,null,null,null,null,null,null,null,null,null,null,null,null,null,null,null,null,null,null,null,null,null,null,null,null,null,null,null,null,null,null,null,null,null,null,null,null,null,null,null,null,null,null,null,null,null,null,null,null,null,null,null,null,null,null,null,null,null,null,null,null,null,null,null,null,null,null,null,null,null,null,null,null,null,"Jan9","1/9 Hour 13",205,210]
["01/09","14:00:00","2023-01-09T14:00:00",1,9,14,6,null,null,null,null,null,null,null,null,null,null,null,null,null,null,null,null,null,null,null,null,null,null,null,null,null,null,null,null,null,null,null,null,null,null,null,null,null,null,null,null,null,null,null,null,null,null,null,null,null,null,null,null,null,null,null,null,null,null,null,null,null,null,null,null,null,null,null,null,null,null,null,null,null,null,null,null,"Jan9","1/9 Hour 14",206,211]
["01/09","15:00:00","2023-01-09T15:00:00",1,9,15,6,null,null,null,null,null,null,null,null,null,null,null,null,null,null,null,null,null,null,null,null,null,null,null,null,null,null,null,null,null,null,null,null,null,null,null,null,null,null,null,null,null,null,null,null,null,null,null,null,null,null,null,null,null,null,null,null,null,null,null,null,null,null,null,null,null,null,null,null,null,null,null,null,null,null,null,null,"Jan9","1/9 Hour 15",207,212]
["01/09","16:00:00","2023-01-09T16:00:00",1,9,16,6,null,null,null,null,null,null,null,null,null,null,null,null,null,null,null,null,null,null,null,null,null,null,null,null,null,null,null,null,null,null,null,null,null,null,null,null,null,null,null,null,null,null,null,null,null,null,null,null,null,null,null,null,null,null,null,null,null,null,null,null,null,null,null,null,null,null,null,null,null,null,null,null,null,null,null,null,"Jan9","1/9 Hour 16",208,213]
["01/09","17:00:00","2023-01-09T17:00:00",1,9,17,6,null,null,null,null,null,null,null,null,null,null,null,null,null,null,null,null,null,null,null,null,null,null,null,null,null,null,null,null,null,null,null,null,null,null,null,null,null,null,null,null,null,null,null,null,null,null,null,null,null,null,null,null,null,null,null,null,null,null,null,null,null,null,null,null,null,null,null,null,null,null,null,null,null,null,null,null,"Jan9","1/9 Hour 17",209,214]
["01/09","18:00:00","2023-01-09T18:00:00",1,9,18,6,null,null,null,null,null,null,null,null,null,null,null,null,null,null,null,null,null,null,null,null,null,null,null,null,null,null,null,null,null,null,null,null,null,null,null,null,null,null,null,null,null,null,null,null,null,null,null,null,null,null,null,null,null,null,null,null,null,null,null,null,null,null,null,null,null,null,null,null,null,null,null,null,null,null,null,null,"Jan9","1/9 Hour 18",210,215]
["01/09","19:00:00","2023-01-09T19:00:00",1,9,19,6,null,null,null,null,null,null,null,null,null,null,null,null,null,null,null,null,null,null,null,null,null,null,null,null,null,null,null,null,null,null,null,null,null,null,null,null,null,null,null,null,null,null,null,null,null,null,null,null,null,null,null,null,null,null,null,null,null,null,null,null,null,null,null,null,null,null,null,null,null,null,null,null,null,null,null,null,"Jan9","1/9 Hour 19",211,216]
["01/09","20:00:00","2023-01-09T20:00:00",1,9,20,6,null,null,null,null,null,null,null,null,null,null,null,null,null,null,null,null,null,null,null,null,null,null,null,null,null,null,null,null,null,null,null,null,null,null,null,null,null,null,null,null,null,null,null,null,null,null,null,null,null,null,null,null,null,null,null,null,null,null,null,null,null,null,null,null,null,null,null,null,null,null,null,null,null,null,null,null,"Jan9","1/9 Hour 20",212,217]
["01/09","21:00:00","2023-01-09T21:00:00",1,9,21,6,null,null,null,null,null,null,null,null,null,null,null,null,null,null,null,null,null,null,null,null,null,null,null,null,null,null,null,null,null,null,null,null,null,null,null,null,null,null,null,null,null,null,null,null,null,null,null,null,null,null,null,null,null,null,null,null,null,null,null,null,null,null,null,null,null,null,null,null,null,null,null,null,null,null,null,null,"Jan9","1/9 Hour 21",213,218]
["01/09","22:00:00","2023-01-09T22:00:00",1,9,22,6,null,null,null,null,null,null,null,null,null,null,null,null,null,null,null,null,null,null,null,null,null,null,null,null,null,null,null,null,null,null,null,null,null,null,null,null,null,null,null,null,null,null,null,null,null,null,null,null,null,null,null,null,null,null,null,null,null,null,null,null,null,null,null,null,null,null,null,null,null,null,null,null,null,null,null,null,"Jan9","1/9 Hour 22",214,219]
["01/09","23:00:00","2023-01-09T23:00:00",1,9,23,6,null,null,null,null,null,null,null,null,null,null,null,null,null,null,null,null,null,null,null,null,null,null,null,null,null,null,null,null,null,null,null,null,null,null,null,null,null,null,null,null,null,null,null,null,null,null,null,null,null,null,null,null,null,null,null,null,null,null,null,null,null,null,null,null,null,null,null,null,null,null,null,null,null,null,null,null,"Jan9","1/9 Hour 23",215,220]
["01/09","00:00:00","2023-01-09",1,9,24,6,null,null,null,null,null,null,null,null,null,null,null,null,null,null,null,null,null,null,null,null,null,null,null,null,null,null,null,null,null,null,null,null,null,null,null,null,null,null,null,null,null,null,null,null,null,null,null,null,null,null,null,null,null,null,null,null,null,null,null,null,null,null,null,null,null,null,null,null,null,null,null,null,null,null,null,null,"Jan9","1/9 Hour 24",216,221]
["01/10","01:00:00","2023-01-10T01:00:00",1,10,1,7,null,null,null,null,null,null,null,null,null,null,null,null,null,null,null,null,null,null,null,null,null,null,null,null,null,null,null,null,null,null,null,null,null,null,null,null,null,null,null,null,null,null,null,null,null,null,null,null,null,null,null,null,null,null,null,null,null,null,null,null,null,null,null,null,null,null,null,null,null,null,null,null,null,null,null,null,"Jan10","1/10 Hour 1",217,222]
["01/10","02:00:00","2023-01-10T02:00:00",1,10,2,7,null,null,null,null,null,null,null,null,null,null,null,null,null,null,null,null,null,null,null,null,null,null,null,null,null,null,null,null,null,null,null,null,null,null,null,null,null,null,null,null,null,null,null,null,null,null,null,null,null,null,null,null,null,null,null,null,null,null,null,null,null,null,null,null,null,null,null,null,null,null,null,null,null,null,null,null,"Jan10","1/10 Hour 2",218,223]
["01/10","03:00:00","2023-01-10T03:00:00",1,10,3,7,null,null,null,null,null,null,null,null,null,null,null,null,null,null,null,null,null,null,null,null,null,null,null,null,null,null,null,null,null,null,null,null,null,null,null,null,null,null,null,null,null,null,null,null,null,null,null,null,null,null,null,null,null,null,null,null,null,null,null,null,null,null,null,null,null,null,null,null,null,null,null,null,null,null,null,null,"Jan10","1/10 Hour 3",219,224]
["01/10","04:00:00","2023-01-10T04:00:00",1,10,4,7,null,null,null,null,null,null,null,null,null,null,null,null,null,null,null,null,null,null,null,null,null,null,null,null,null,null,null,null,null,null,null,null,null,null,null,null,null,null,null,null,null,null,null,null,null,null,null,null,null,null,null,null,null,null,null,null,null,null,null,null,null,null,null,null,null,null,null,null,null,null,null,null,null,null,null,null,"Jan10","1/10 Hour 4",220,225]
["01/10","05:00:00","2023-01-10T05:00:00",1,10,5,7,null,null,null,null,null,null,null,null,null,null,null,null,null,null,null,null,null,null,null,null,null,null,null,null,null,null,null,null,null,null,null,null,null,null,null,null,null,null,null,null,null,null,null,null,null,null,null,null,null,null,null,null,null,null,null,null,null,null,null,null,null,null,null,null,null,null,null,null,null,null,null,null,null,null,null,null,"Jan10","1/10 Hour 5",221,226]
["01/10","06:00:00","2023-01-10T06:00:00",1,10,6,7,null,null,null,null,null,null,null,null,null,null,null,null,null,null,null,null,null,null,null,null,null,null,null,null,null,null,null,null,null,null,null,null,null,null,null,null,null,null,null,null,null,null,null,null,null,null,null,null,null,null,null,null,null,null,null,null,null,null,null,null,null,null,null,null,null,null,null,null,null,null,null,null,null,null,null,null,"Jan10","1/10 Hour 6",222,227]
["01/10","07:00:00","2023-01-10T07:00:00",1,10,7,7,null,null,null,null,null,null,null,null,null,null,null,null,null,null,null,null,null,null,null,null,null,null,null,null,null,null,null,null,null,null,null,null,null,null,null,null,null,null,null,null,null,null,null,null,null,null,null,null,null,null,null,null,null,null,null,null,null,null,null,null,null,null,null,null,null,null,null,null,null,null,null,null,null,null,null,null,"Jan10","1/10 Hour 7",223,228]
["01/10","08:00:00","2023-01-10T08:00:00",1,10,8,7,null,null,null,null,null,null,null,null,null,null,null,null,null,null,null,null,null,null,null,null,null,null,null,null,null,null,null,null,null,null,null,null,null,null,null,null,null,null,null,null,null,null,null,null,null,null,null,null,null,null,null,null,null,null,null,null,null,null,null,null,null,null,null,null,null,null,null,null,null,null,null,null,null,null,null,null,"Jan10","1/10 Hour 8",224,229]
["01/10","09:00:00","2023-01-10T09:00:00",1,10,9,7,null,null,null,null,null,null,null,null,null,null,null,null,null,null,null,null,null,null,null,null,null,null,null,null,null,null,null,null,null,null,null,null,null,null,null,null,null,null,null,null,null,null,null,null,null,null,null,null,null,null,null,null,null,null,null,null,null,null,null,null,null,null,null,null,null,null,null,null,null,null,null,null,null,null,null,null,"Jan10","1/10 Hour 9",225,230]
["01/10","10:00:00","2023-01-10T10:00:00",1,10,10,7,null,null,null,null,null,null,null,null,null,null,null,null,null,null,null,null,null,null,null,null,null,null,null,null,null,null,null,null,null,null,null,null,null,null,null,null,null,null,null,null,null,null,null,null,null,null,null,null,null,null,null,null,null,null,null,null,null,null,null,null,null,null,null,null,null,null,null,null,null,null,null,null,null,null,null,null,"Jan10","1/10 Hour 10",226,231]
["01/10","11:00:00","2023-01-10T11:00:00",1,10,11,7,null,null,null,null,null,null,null,null,null,null,null,null,null,null,null,null,null,null,null,null,null,null,null,null,null,null,null,null,null,null,null,null,null,null,null,null,null,null,null,null,null,null,null,null,null,null,null,null,null,null,null,null,null,null,null,null,null,null,null,null,null,null,null,null,null,null,null,null,null,null,null,null,null,null,null,null,"Jan10","1/10 Hour 11",227,232]
["01/10","12:00:00","2023-01-10T12:00:00",1,10,12,7,null,null,null,null,null,null,null,null,null,null,null,null,null,null,null,null,null,null,null,null,null,null,null,null,null,null,null,null,null,null,null,null,null,null,null,null,null,null,null,null,null,null,null,null,null,null,null,null,null,null,null,null,null,null,null,null,null,null,null,null,null,null,null,null,null,null,null,null,null,null,null,null,null,null,null,null,"Jan10","1/10 Hour 12",228,233]
["01/10","13:00:00","2023-01-10T13:00:00",1,10,13,7,null,null,null,null,null,null,null,null,null,null,null,null,null,null,null,null,null,null,null,null,null,null,null,null,null,null,null,null,null,null,null,null,null,null,null,null,null,null,null,null,null,null,null,null,null,null,null,null,null,null,null,null,null,null,null,null,null,null,null,null,null,null,null,null,null,null,null,null,null,null,null,null,null,null,null,null,"Jan10","1/10 Hour 13",229,234]
["01/10","14:00:00","2023-01-10T14:00:00",1,10,14,7,null,null,null,null,null,null,null,null,null,null,null,null,null,null,null,null,null,null,null,null,null,null,null,null,null,null,null,null,null,null,null,null,null,null,null,null,null,null,null,null,null,null,null,null,null,null,null,null,null,null,null,null,null,null,null,null,null,null,null,null,null,null,null,null,null,null,null,null,null,null,null,null,null,null,null,null,"Jan10","1/10 Hour 14",230,235]
["01/10","15:00:00","2023-01-10T15:00:00",1,10,15,7,null,null,null,null,null,null,null,null,null,null,null,null,null,null,null,null,null,null,null,null,null,null,null,null,null,null,null,null,null,null,null,null,null,null,null,null,null,null,null,null,null,null,null,null,null,null,null,null,null,null,null,null,null,null,null,null,null,null,null,null,null,null,null,null,null,null,null,null,null,null,null,null,null,null,null,null,"Jan10","1/10 Hour 15",231,236]
["01/10","16:00:00","2023-01-10T16:00:00",1,10,16,7,null,null,null,null,null,null,null,null,null,null,null,null,null,null,null,null,null,null,null,null,null,null,null,null,null,null,null,null,null,null,null,null,null,null,null,null,null,null,null,null,null,null,null,null,null,null,null,null,null,null,null,null,null,null,null,null,null,null,null,null,null,null,null,null,null,null,null,null,null,null,null,null,null,null,null,null,"Jan10","1/10 Hour 16",232,237]
["01/10","17:00:00","2023-01-10T17:00:00",1,10,17,7,null,null,null,null,null,null,null,null,null,null,null,null,null,null,null,null,null,null,null,null,null,null,null,null,null,null,null,null,null,null,null,null,null,null,null,null,null,null,null,null,null,null,null,null,null,null,null,null,null,null,null,null,null,null,null,null,null,null,null,null,null,null,null,null,null,null,null,null,null,null,null,null,null,null,null,null,"Jan10","1/10 Hour 17",233,238]
["01/10","18:00:00","2023-01-10T18:00:00",1,10,18,7,null,null,null,null,null,null,null,null,null,null,null,null,null,null,null,null,null,null,null,null,null,null,null,null,null,null,null,null,null,null,null,null,null,null,null,null,null,null,null,null,null,null,null,null,null,null,null,null,null,null,null,null,null,null,null,null,null,null,null,null,null,null,null,null,null,null,null,null,null,null,null,null,null,null,null,null,"Jan10","1/10 Hour 18",234,239]
["01/10","19:00:00","2023-01-10T19:00:00",1,10,19,7,null,null,null,null,null,null,null,null,null,null,null,null,null,null,null,null,null,null,null,null,null,null,null,null,null,null,null,null,null,null,null,null,null,null,null,null,null,null,null,null,null,null,null,null,null,null,null,null,null,null,null,null,null,null,null,null,null,null,null,null,null,null,null,null,null,null,null,null,null,null,null,null,null,null,null,null,"Jan10","1/10 Hour 19",235,240]
["01/10","20:00:00","2023-01-10T20:00:00",1,10,20,7,null,null,null,null,null,null,null,null,null,null,null,null,null,null,null,null,null,null,null,null,null,null,null,null,null,null,null,null,null,null,null,null,null,null,null,null,null,null,null,null,null,null,null,null,null,null,null,null,null,null,null,null,null,null,null,null,null,null,null,null,null,null,null,null,null,null,null,null,null,null,null,null,null,null,null,null,"Jan10","1/10 Hour 20",236,241]
["01/10","21:00:00","2023-01-10T21:00:00",1,10,21,7,null,null,null,null,null,null,null,null,null,null,null,null,null,null,null,null,null,null,null,null,null,null,null,null,null,null,null,null,null,null,null,null,null,null,null,null,null,null,null,null,null,null,null,null,null,null,null,null,null,null,null,null,null,null,null,null,null,null,null,null,null,null,null,null,null,null,null,null,null,null,null,null,null,null,null,null,"Jan10","1/10 Hour 21",237,242]
["01/10","22:00:00","2023-01-10T22:00:00",1,10,22,7,null,null,null,null,null,null,null,null,null,null,null,null,null,null,null,null,null,null,null,null,null,null,null,null,null,null,null,null,null,null,null,null,null,null,null,null,null,null,null,null,null,null,null,null,null,null,null,null,null,null,null,null,null,null,null,null,null,null,null,null,null,null,null,null,null,null,null,null,null,null,null,null,null,null,null,null,"Jan10","1/10 Hour 22",238,243]
["01/10","23:00:00","2023-01-10T23:00:00",1,10,23,7,null,null,null,null,null,null,null,null,null,null,null,null,null,null,null,null,null,null,null,null,null,null,null,null,null,null,null,null,null,null,null,null,null,null,null,null,null,null,null,null,null,null,null,null,null,null,null,null,null,null,null,null,null,null,null,null,null,null,null,null,null,null,null,null,null,null,null,null,null,null,null,null,null,null,null,null,"Jan10","1/10 Hour 23",239,244]
["01/10","00:00:00","2023-01-10",1,10,24,7,null,null,null,null,null,null,null,null,null,null,null,null,null,null,null,null,null,null,null,null,null,null,null,null,null,null,null,null,null,null,null,null,null,null,null,null,null,null,null,null,null,null,null,null,null,null,null,null,null,null,null,null,null,null,null,null,null,null,null,null,null,null,null,null,null,null,null,null,null,null,null,null,null,null,null,null,"Jan10","1/10 Hour 24",240,245]
["01/11","01:00:00","2023-01-11T01:00:00",1,11,1,1,null,null,null,null,null,null,null,null,null,null,null,null,null,null,null,null,null,null,null,null,null,null,null,null,null,null,null,null,null,null,null,null,null,null,null,null,null,null,null,null,null,null,null,null,null,null,null,null,null,null,null,null,null,null,null,null,null,null,null,null,null,null,null,null,null,null,null,null,null,null,null,null,null,null,null,null,"Jan11","1/11 Hour 1",241,246]
["01/11","02:00:00","2023-01-11T02:00:00",1,11,2,1,null,null,null,null,null,null,null,null,null,null,null,null,null,null,null,null,null,null,null,null,null,null,null,null,null,null,null,null,null,null,null,null,null,null,null,null,null,null,null,null,null,null,null,null,null,null,null,null,null,null,null,null,null,null,null,null,null,null,null,null,null,null,null,null,null,null,null,null,null,null,null,null,null,null,null,null,"Jan11","1/11 Hour 2",242,247]
["01/11","03:00:00","2023-01-11T03:00:00",1,11,3,1,null,null,null,null,null,null,null,null,null,null,null,null,null,null,null,null,null,null,null,null,null,null,null,null,null,null,null,null,null,null,null,null,null,null,null,null,null,null,null,null,null,null,null,null,null,null,null,null,null,null,null,null,null,null,null,null,null,null,null,null,null,null,null,null,null,null,null,null,null,null,null,null,null,null,null,null,"Jan11","1/11 Hour 3",243,248]
["01/11","04:00:00","2023-01-11T04:00:00",1,11,4,1,null,null,null,null,null,null,null,null,null,null,null,null,null,null,null,null,null,null,null,null,null,null,null,null,null,null,null,null,null,null,null,null,null,null,null,null,null,null,null,null,null,null,null,null,null,null,null,null,null,null,null,null,null,null,null,null,null,null,null,null,null,null,null,null,null,null,null,null,null,null,null,null,null,null,null,null,"Jan11","1/11 Hour 4",244,249]
["01/11","05:00:00","2023-01-11T05:00:00",1,11,5,1,null,null,null,null,null,null,null,null,null,null,null,null,null,null,null,null,null,null,null,null,null,null,null,null,null,null,null,null,null,null,null,null,null,null,null,null,null,null,null,null,null,null,null,null,null,null,null,null,null,null,null,null,null,null,null,null,null,null,null,null,null,null,null,null,null,null,null,null,null,null,null,null,null,null,null,null,"Jan11","1/11 Hour 5",245,250]
["01/11","06:00:00","2023-01-11T06:00:00",1,11,6,1,null,null,null,null,null,null,null,null,null,null,null,null,null,null,null,null,null,null,null,null,null,null,null,null,null,null,null,null,null,null,null,null,null,null,null,null,null,null,null,null,null,null,null,null,null,null,null,null,null,null,null,null,null,null,null,null,null,null,null,null,null,null,null,null,null,null,null,null,null,null,null,null,null,null,null,null,"Jan11","1/11 Hour 6",246,251]
["01/11","07:00:00","2023-01-11T07:00:00",1,11,7,1,null,null,null,null,null,null,null,null,null,null,null,null,null,null,null,null,null,null,null,null,null,null,null,null,null,null,null,null,null,null,null,null,null,null,null,null,null,null,null,null,null,null,null,null,null,null,null,null,null,null,null,null,null,null,null,null,null,null,null,null,null,null,null,null,null,null,null,null,null,null,null,null,null,null,null,null,"Jan11","1/11 Hour 7",247,252]
["01/11","08:00:00","2023-01-11T08:00:00",1,11,8,1,null,null,null,null,null,null,null,null,null,null,null,null,null,null,null,null,null,null,null,null,null,null,null,null,null,null,null,null,null,null,null,null,null,null,null,null,null,null,null,null,null,null,null,null,null,null,null,null,null,null,null,null,null,null,null,null,null,null,null,null,null,null,null,null,null,null,null,null,null,null,null,null,null,null,null,null,"Jan11","1/11 Hour 8",248,253]
["01/11","09:00:00","2023-01-11T09:00:00",1,11,9,1,null,null,null,null,null,null,null,null,null,null,null,null,null,null,null,null,null,null,null,null,null,null,null,null,null,null,null,null,null,null,null,null,null,null,null,null,null,null,null,null,null,null,null,null,null,null,null,null,null,null,null,null,null,null,null,null,null,null,null,null,null,null,null,null,null,null,null,null,null,null,null,null,null,null,null,null,"Jan11","1/11 Hour 9",249,254]
["01/11","10:00:00","2023-01-11T10:00:00",1,11,10,1,null,null,null,null,null,null,null,null,null,null,null,null,null,null,null,null,null,null,null,null,null,null,null,null,null,null,null,null,null,null,null,null,null,null,null,null,null,null,null,null,null,null,null,null,null,null,null,null,null,null,null,null,null,null,null,null,null,null,null,null,null,null,null,null,null,null,null,null,null,null,null,null,null,null,null,null,"Jan11","1/11 Hour 10",250,255]
["01/11","11:00:00","2023-01-11T11:00:00",1,11,11,1,null,null,null,null,null,null,null,null,null,null,null,null,null,null,null,null,null,null,null,null,null,null,null,null,null,null,null,null,null,null,null,null,null,null,null,null,null,null,null,null,null,null,null,null,null,null,null,null,null,null,null,null,null,null,null,null,null,null,null,null,null,null,null,null,null,null,null,null,null,null,null,null,null,null,null,null,"Jan11","1/11 Hour 11",251,256]
["01/11","12:00:00","2023-01-11T12:00:00",1,11,12,1,null,null,null,null,null,null,null,null,null,null,null,null,null,null,null,null,null,null,null,null,null,null,null,null,null,null,null,null,null,null,null,null,null,null,null,null,null,null,null,null,null,null,null,null,null,null,null,null,null,null,null,null,null,null,null,null,null,null,null,null,null,null,null,null,null,null,null,null,null,null,null,null,null,null,null,null,"Jan11","1/11 Hour 12",252,257]
["01/11","13:00:00","2023-01-11T13:00:00",1,11,13,1,null,null,null,null,null,null,null,null,null,null,null,null,null,null,null,null,null,null,null,null,null,null,null,null,null,null,null,null,null,null,null,null,null,null,null,null,null,null,null,null,null,null,null,null,null,null,null,null,null,null,null,null,null,null,null,null,null,null,null,null,null,null,null,null,null,null,null,null,null,null,null,null,null,null,null,null,"Jan11","1/11 Hour 13",253,258]
["01/11","14:00:00","2023-01-11T14:00:00",1,11,14,1,null,null,null,null,null,null,null,null,null,null,null,null,null,null,null,null,null,null,null,null,null,null,null,null,null,null,null,null,null,null,null,null,null,null,null,null,null,null,null,null,null,null,null,null,null,null,null,null,null,null,null,null,null,null,null,null,null,null,null,null,null,null,null,null,null,null,null,null,null,null,null,null,null,null,null,null,"Jan11","1/11 Hour 14",254,259]
["01/11","15:00:00","2023-01-11T15:00:00",1,11,15,1,null,null,null,null,null,null,null,null,null,null,null,null,null,null,null,null,null,null,null,null,null,null,null,null,null,null,null,null,null,null,null,null,null,null,null,null,null,null,null,null,null,null,null,null,null,null,null,null,null,null,null,null,null,null,null,null,null,null,null,null,null,null,null,null,null,null,null,null,null,null,null,null,null,null,null,null,"Jan11","1/11 Hour 15",255,260]
["01/11","16:00:00","2023-01-11T16:00:00",1,11,16,1,null,null,null,null,null,null,null,null,null,null,null,null,null,null,null,null,null,null,null,null,null,null,null,null,null,null,null,null,null,null,null,null,null,null,null,null,null,null,null,null,null,null,null,null,null,null,null,null,null,null,null,null,null,null,null,null,null,null,null,null,null,null,null,null,null,null,null,null,null,null,null,null,null,null,null,null,"Jan11","1/11 Hour 16",256,261]
["01/11","17:00:00",{"$f":"A262+B262","v":"2023-01-11T17:00:00"},1,11,17,1,null,null,null,null,null,null,null,null,null,null,null,null,null,null,null,null,null,null,null,null,null,null,null,null,null,null,null,null,null,null,null,null,null,null,null,null,null,null,null,null,null,null,null,null,null,null,null,null,null,null,null,null,null,null,null,null,null,null,null,null,null,null,null,null,null,null,null,null,null,null,null,null,null,null,null,null,"Jan11","1/11 Hour 17",257,262]
[{"$f":"TEXT(DATE(,D263,E263),\"MM/DD\")","v":"01/11"},{"$f":"TIME(F263,0,0)","v":"18:00:00"},"2023-01-11T18:00:00",1,11,18,1,null,null,null,null,null,null,null,null,null,null,null,null,null,null,null,null,null,null,null,null,null,null,null,null,null,null,null,null,null,null,null,null,null,null,null,null,null,null,null,null,null,null,null,null,null,null,null,null,null,null,null,null,null,null,null,null,null,null,null,null,null,null,null,null,null,null,null,null,null,null,null,null,null,null,null,null,{"$f":"TEXT(D263*29,\"mmm\")&E263","v":"Jan11"},{"$f":"D263&\"/\"&E263&\" Hour \"&F263","v":"1/11 Hour 18"},{"$f":"ROW()-ROW($CH$5)","v":258},263]
["01/11","19:00:00","2023-01-11T19:00:00",1,11,19,1,null,null,null,null,null,null,null,null,null,null,null,null,null,null,null,null,null,null,null,null,null,null,null,null,null,null,null,null,null,null,null,null,null,null,null,null,null,null,null,null,null,null,null,null,null,null,null,null,null,null,null,null,null,null,null,null,null,null,null,null,null,null,null,null,null,null,null,null,null,null,null,null,null,null,null,null,"Jan11","1/11 Hour 19",259,264]
["01/11","20:00:00","2023-01-11T20:00:00",1,11,20,1,null,null,null,null,null,null,null,null,null,null,null,null,null,null,null,null,null,null,null,null,null,null,null,null,null,null,null,null,null,null,null,null,null,null,null,null,null,null,null,null,null,null,null,null,null,null,null,null,null,null,null,null,null,null,null,null,null,null,null,null,null,null,null,null,null,null,null,null,null,null,null,null,null,null,null,null,"Jan11","1/11 Hour 20",260,265]
["01/11","21:00:00","2023-01-11T21:00:00",1,11,21,1,null,null,null,null,null,null,null,null,null,null,null,null,null,null,null,null,null,null,null,null,null,null,null,null,null,null,null,null,null,null,null,null,null,null,null,null,null,null,null,null,null,null,null,null,null,null,null,null,null,null,null,null,null,null,null,null,null,null,null,null,null,null,null,null,null,null,null,null,null,null,null,null,null,null,null,null,"Jan11","1/11 Hour 21",261,266]
["01/11","22:00:00","2023-01-11T22:00:00",1,11,22,1,null,null,null,null,null,null,null,null,null,null,null,null,null,null,null,null,null,null,null,null,null,null,null,null,null,null,null,null,null,null,null,null,null,null,null,null,null,null,null,null,null,null,null,null,null,null,null,null,null,null,null,null,null,null,null,null,null,null,null,null,null,null,null,null,null,null,null,null,null,null,null,null,null,null,null,null,"Jan11","1/11 Hour 22",262,267]
["01/11","23:00:00","2023-01-11T23:00:00",1,11,23,1,null,null,null,null,null,null,null,null,null,null,null,null,null,null,null,null,null,null,null,null,null,null,null,null,null,null,null,null,null,null,null,null,null,null,null,null,null,null,null,null,null,null,null,null,null,null,null,null,null,null,null,null,null,null,null,null,null,null,null,null,null,null,null,null,null,null,null,null,null,null,null,null,null,null,null,null,"Jan11","1/11 Hour 23",263,268]
["01/11","00:00:00","2023-01-11",1,11,24,1,null,null,null,null,null,null,null,null,null,null,null,null,null,null,null,null,null,null,null,null,null,null,null,null,null,null,null,null,null,null,null,null,null,null,null,null,null,null,null,null,null,null,null,null,null,null,null,null,null,null,null,null,null,null,null,null,null,null,null,null,null,null,null,null,null,null,null,null,null,null,null,null,null,null,null,null,"Jan11","1/11 Hour 24",264,269]
["01/12","01:00:00","2023-01-12T01:00:00",1,12,1,2,null,null,null,null,null,null,null,null,null,null,null,null,null,null,null,null,null,null,null,null,null,null,null,null,null,null,null,null,null,null,null,null,null,null,null,null,null,null,null,null,null,null,null,null,null,null,null,null,null,null,null,null,null,null,null,null,null,null,null,null,null,null,null,null,null,null,null,null,null,null,null,null,null,null,null,null,"Jan12","1/12 Hour 1",265,270]
["01/12","02:00:00","2023-01-12T02:00:00",1,12,2,2,null,null,null,null,null,null,null,null,null,null,null,null,null,null,null,null,null,null,null,null,null,null,null,null,null,null,null,null,null,null,null,null,null,null,null,null,null,null,null,null,null,null,null,null,null,null,null,null,null,null,null,null,null,null,null,null,null,null,null,null,null,null,null,null,null,null,null,null,null,null,null,null,null,null,null,null,"Jan12","1/12 Hour 2",266,271]
["01/12","03:00:00","2023-01-12T03:00:00",1,12,3,2,null,null,null,null,null,null,null,null,null,null,null,null,null,null,null,null,null,null,null,null,null,null,null,null,null,null,null,null,null,null,null,null,null,null,null,null,null,null,null,null,null,null,null,null,null,null,null,null,null,null,null,null,null,null,null,null,null,null,null,null,null,null,null,null,null,null,null,null,null,null,null,null,null,null,null,null,"Jan12","1/12 Hour 3",267,272]
["01/12","04:00:00","2023-01-12T04:00:00",1,12,4,2,null,null,null,null,null,null,null,null,null,null,null,null,null,null,null,null,null,null,null,null,null,null,null,null,null,null,null,null,null,null,null,null,null,null,null,null,null,null,null,null,null,null,null,null,null,null,null,null,null,null,null,null,null,null,null,null,null,null,null,null,null,null,null,null,null,null,null,null,null,null,null,null,null,null,null,null,"Jan12","1/12 Hour 4",268,273]
["01/12","05:00:00","2023-01-12T05:00:00",1,12,5,2,null,null,null,null,null,null,null,null,null,null,null,null,null,null,null,null,null,null,null,null,null,null,null,null,null,null,null,null,null,null,null,null,null,null,null,null,null,null,null,null,null,null,null,null,null,null,null,null,null,null,null,null,null,null,null,null,null,null,null,null,null,null,null,null,null,null,null,null,null,null,null,null,null,null,null,null,"Jan12","1/12 Hour 5",269,274]
["01/12","06:00:00","2023-01-12T06:00:00",1,12,6,2,null,null,null,null,null,null,null,null,null,null,null,null,null,null,null,null,null,null,null,null,null,null,null,null,null,null,null,null,null,null,null,null,null,null,null,null,null,null,null,null,null,null,null,null,null,null,null,null,null,null,null,null,null,null,null,null,null,null,null,null,null,null,null,null,null,null,null,null,null,null,null,null,null,null,null,null,"Jan12","1/12 Hour 6",270,275]
["01/12","07:00:00","2023-01-12T07:00:00",1,12,7,2,null,null,null,null,null,null,null,null,null,null,null,null,null,null,null,null,null,null,null,null,null,null,null,null,null,null,null,null,null,null,null,null,null,null,null,null,null,null,null,null,null,null,null,null,null,null,null,null,null,null,null,null,null,null,null,null,null,null,null,null,null,null,null,null,null,null,null,null,null,null,null,null,null,null,null,null,"Jan12","1/12 Hour 7",271,276]
["01/12","08:00:00","2023-01-12T08:00:00",1,12,8,2,null,null,null,null,null,null,null,null,null,null,null,null,null,null,null,null,null,null,null,null,null,null,null,null,null,null,null,null,null,null,null,null,null,null,null,null,null,null,null,null,null,null,null,null,null,null,null,null,null,null,null,null,null,null,null,null,null,null,null,null,null,null,null,null,null,null,null,null,null,null,null,null,null,null,null,null,"Jan12","1/12 Hour 8",272,277]
["01/12","09:00:00","2023-01-12T09:00:00",1,12,9,2,null,null,null,null,null,null,null,null,null,null,null,null,null,null,null,null,null,null,null,null,null,null,null,null,null,null,null,null,null,null,null,null,null,null,null,null,null,null,null,null,null,null,null,null,null,null,null,null,null,null,null,null,null,null,null,null,null,null,null,null,null,null,null,null,null,null,null,null,null,null,null,null,null,null,null,null,"Jan12","1/12 Hour 9",273,278]
["01/12","10:00:00","2023-01-12T10:00:00",1,12,10,2,null,null,null,null,null,null,null,null,null,null,null,null,null,null,null,null,null,null,null,null,null,null,null,null,null,null,null,null,null,null,null,null,null,null,null,null,null,null,null,null,null,null,null,null,null,null,null,null,null,null,null,null,null,null,null,null,null,null,null,null,null,null,null,null,null,null,null,null,null,null,null,null,null,null,null,null,"Jan12","1/12 Hour 10",274,279]
["01/12","11:00:00","2023-01-12T11:00:00",1,12,11,2,null,null,null,null,null,null,null,null,null,null,null,null,null,null,null,null,null,null,null,null,null,null,null,null,null,null,null,null,null,null,null,null,null,null,null,null,null,null,null,null,null,null,null,null,null,null,null,null,null,null,null,null,null,null,null,null,null,null,null,null,null,null,null,null,null,null,null,null,null,null,null,null,null,null,null,null,"Jan12","1/12 Hour 11",275,280]
["01/12","12:00:00","2023-01-12T12:00:00",1,12,12,2,null,null,null,null,null,null,null,null,null,null,null,null,null,null,null,null,null,null,null,null,null,null,null,null,null,null,null,null,null,null,null,null,null,null,null,null,null,null,null,null,null,null,null,null,null,null,null,null,null,null,null,null,null,null,null,null,null,null,null,null,null,null,null,null,null,null,null,null,null,null,null,null,null,null,null,null,"Jan12","1/12 Hour 12",276,281]
["01/12","13:00:00","2023-01-12T13:00:00",1,12,13,2,null,null,null,null,null,null,null,null,null,null,null,null,null,null,null,null,null,null,null,null,null,null,null,null,null,null,null,null,null,null,null,null,null,null,null,null,null,null,null,null,null,null,null,null,null,null,null,null,null,null,null,null,null,null,null,null,null,null,null,null,null,null,null,null,null,null,null,null,null,null,null,null,null,null,null,null,"Jan12","1/12 Hour 13",277,282]
["01/12","14:00:00","2023-01-12T14:00:00",1,12,14,2,null,null,null,null,null,null,null,null,null,null,null,null,null,null,null,null,null,null,null,null,null,null,null,null,null,null,null,null,null,null,null,null,null,null,null,null,null,null,null,null,null,null,null,null,null,null,null,null,null,null,null,null,null,null,null,null,null,null,null,null,null,null,null,null,null,null,null,null,null,null,null,null,null,null,null,null,"Jan12","1/12 Hour 14",278,283]
["01/12","15:00:00","2023-01-12T15:00:00",1,12,15,2,null,null,null,null,null,null,null,null,null,null,null,null,null,null,null,null,null,null,null,null,null,null,null,null,null,null,null,null,null,null,null,null,null,null,null,null,null,null,null,null,null,null,null,null,null,null,null,null,null,null,null,null,null,null,null,null,null,null,null,null,null,null,null,null,null,null,null,null,null,null,null,null,null,null,null,null,"Jan12","1/12 Hour 15",279,284]
["01/12","16:00:00","2023-01-12T16:00:00",1,12,16,2,null,null,null,null,null,null,null,null,null,null,null,null,null,null,null,null,null,null,null,null,null,null,null,null,null,null,null,null,null,null,null,null,null,null,null,null,null,null,null,null,null,null,null,null,null,null,null,null,null,null,null,null,null,null,null,null,null,null,null,null,null,null,null,null,null,null,null,null,null,null,null,null,null,null,null,null,"Jan12","1/12 Hour 16",280,285]
["01/12","17:00:00","2023-01-12T17:00:00",1,12,17,2,null,null,null,null,null,null,null,null,null,null,null,null,null,null,null,null,null,null,null,null,null,null,null,null,null,null,null,null,null,null,null,null,null,null,null,null,null,null,null,null,null,null,null,null,null,null,null,null,null,null,null,null,null,null,null,null,null,null,null,null,null,null,null,null,null,null,null,null,null,null,null,null,null,null,null,null,"Jan12","1/12 Hour 17",281,286]
["01/12","18:00:00","2023-01-12T18:00:00",1,12,18,2,null,null,null,null,null,null,null,null,null,null,null,null,null,null,null,null,null,null,null,null,null,null,null,null,null,null,null,null,null,null,null,null,null,null,null,null,null,null,null,null,null,null,null,null,null,null,null,null,null,null,null,null,null,null,null,null,null,null,null,null,null,null,null,null,null,null,null,null,null,null,null,null,null,null,null,null,"Jan12","1/12 Hour 18",282,287]
["01/12","19:00:00","2023-01-12T19:00:00",1,12,19,2,null,null,null,null,null,null,null,null,null,null,null,null,null,null,null,null,null,null,null,null,null,null,null,null,null,null,null,null,null,null,null,null,null,null,null,null,null,null,null,null,null,null,null,null,null,null,null,null,null,null,null,null,null,null,null,null,null,null,null,null,null,null,null,null,null,null,null,null,null,null,null,null,null,null,null,null,"Jan12","1/12 Hour 19",283,288]
["01/12","20:00:00","2023-01-12T20:00:00",1,12,20,2,null,null,null,null,null,null,null,null,null,null,null,null,null,null,null,null,null,null,null,null,null,null,null,null,null,null,null,null,null,null,null,null,null,null,null,null,null,null,null,null,null,null,null,null,null,null,null,null,null,null,null,null,null,null,null,null,null,null,null,null,null,null,null,null,null,null,null,null,null,null,null,null,null,null,null,null,"Jan12","1/12 Hour 20",284,289]
["01/12","21:00:00","2023-01-12T21:00:00",1,12,21,2,null,null,null,null,null,null,null,null,null,null,null,null,null,null,null,null,null,null,null,null,null,null,null,null,null,null,null,null,null,null,null,null,null,null,null,null,null,null,null,null,null,null,null,null,null,null,null,null,null,null,null,null,null,null,null,null,null,null,null,null,null,null,null,null,null,null,null,null,null,null,null,null,null,null,null,null,"Jan12","1/12 Hour 21",285,290]
["01/12","22:00:00","2023-01-12T22:00:00",1,12,22,2,null,null,null,null,null,null,null,null,null,null,null,null,null,null,null,null,null,null,null,null,null,null,null,null,null,null,null,null,null,null,null,null,null,null,null,null,null,null,null,null,null,null,null,null,null,null,null,null,null,null,null,null,null,null,null,null,null,null,null,null,null,null,null,null,null,null,null,null,null,null,null,null,null,null,null,null,"Jan12","1/12 Hour 22",286,291]
["01/12","23:00:00","2023-01-12T23:00:00",1,12,23,2,null,null,null,null,null,null,null,null,null,null,null,null,null,null,null,null,null,null,null,null,null,null,null,null,null,null,null,null,null,null,null,null,null,null,null,null,null,null,null,null,null,null,null,null,null,null,null,null,null,null,null,null,null,null,null,null,null,null,null,null,null,null,null,null,null,null,null,null,null,null,null,null,null,null,null,null,"Jan12","1/12 Hour 23",287,292]
["01/12","00:00:00","2023-01-12",1,12,24,2,null,null,null,null,null,null,null,null,null,null,null,null,null,null,null,null,null,null,null,null,null,null,null,null,null,null,null,null,null,null,null,null,null,null,null,null,null,null,null,null,null,null,null,null,null,null,null,null,null,null,null,null,null,null,null,null,null,null,null,null,null,null,null,null,null,null,null,null,null,null,null,null,null,null,null,null,"Jan12","1/12 Hour 24",288,293]
["01/13","01:00:00","2023-01-13T01:00:00",1,13,1,3,null,null,null,null,null,null,null,null,null,null,null,null,null,null,null,null,null,null,null,null,null,null,null,null,null,null,null,null,null,null,null,null,null,null,null,null,null,null,null,null,null,null,null,null,null,null,null,null,null,null,null,null,null,null,null,null,null,null,null,null,null,null,null,null,null,null,null,null,null,null,null,null,null,null,null,null,"Jan13","1/13 Hour 1",289,294]
["01/13","02:00:00","2023-01-13T02:00:00",1,13,2,3,null,null,null,null,null,null,null,null,null,null,null,null,null,null,null,null,null,null,null,null,null,null,null,null,null,null,null,null,null,null,null,null,null,null,null,null,null,null,null,null,null,null,null,null,null,null,null,null,null,null,null,null,null,null,null,null,null,null,null,null,null,null,null,null,null,null,null,null,null,null,null,null,null,null,null,null,"Jan13","1/13 Hour 2",290,295]
["01/13","03:00:00","2023-01-13T03:00:00",1,13,3,3,null,null,null,null,null,null,null,null,null,null,null,null,null,null,null,null,null,null,null,null,null,null,null,null,null,null,null,null,null,null,null,null,null,null,null,null,null,null,null,null,null,null,null,null,null,null,null,null,null,null,null,null,null,null,null,null,null,null,null,null,null,null,null,null,null,null,null,null,null,null,null,null,null,null,null,null,"Jan13","1/13 Hour 3",291,296]
["01/13","04:00:00","2023-01-13T04:00:00",1,13,4,3,null,null,null,null,null,null,null,null,null,null,null,null,null,null,null,null,null,null,null,null,null,null,null,null,null,null,null,null,null,null,null,null,null,null,null,null,null,null,null,null,null,null,null,null,null,null,null,null,null,null,null,null,null,null,null,null,null,null,null,null,null,null,null,null,null,null,null,null,null,null,null,null,null,null,null,null,"Jan13","1/13 Hour 4",292,297]
["01/13","05:00:00","2023-01-13T05:00:00",1,13,5,3,null,null,null,null,null,null,null,null,null,null,null,null,null,null,null,null,null,null,null,null,null,null,null,null,null,null,null,null,null,null,null,null,null,null,null,null,null,null,null,null,null,null,null,null,null,null,null,null,null,null,null,null,null,null,null,null,null,null,null,null,null,null,null,null,null,null,null,null,null,null,null,null,null,null,null,null,"Jan13","1/13 Hour 5",293,298]
["01/13","06:00:00","2023-01-13T06:00:00",1,13,6,3,null,null,null,null,null,null,null,null,null,null,null,null,null,null,null,null,null,null,null,null,null,null,null,null,null,null,null,null,null,null,null,null,null,null,null,null,null,null,null,null,null,null,null,null,null,null,null,null,null,null,null,null,null,null,null,null,null,null,null,null,null,null,null,null,null,null,null,null,null,null,null,null,null,null,null,null,"Jan13","1/13 Hour 6",294,299]
["01/13","07:00:00","2023-01-13T07:00:00",1,13,7,3,null,null,null,null,null,null,null,null,null,null,null,null,null,null,null,null,null,null,null,null,null,null,null,null,null,null,null,null,null,null,null,null,null,null,null,null,null,null,null,null,null,null,null,null,null,null,null,null,null,null,null,null,null,null,null,null,null,null,null,null,null,null,null,null,null,null,null,null,null,null,null,null,null,null,null,null,"Jan13","1/13 Hour 7",295,300]
["01/13","08:00:00","2023-01-13T08:00:00",1,13,8,3,null,null,null,null,null,null,null,null,null,null,null,null,null,null,null,null,null,null,null,null,null,null,null,null,null,null,null,null,null,null,null,null,null,null,null,null,null,null,null,null,null,null,null,null,null,null,null,null,null,null,null,null,null,null,null,null,null,null,null,null,null,null,null,null,null,null,null,null,null,null,null,null,null,null,null,null,"Jan13","1/13 Hour 8",296,301]
["01/13","09:00:00","2023-01-13T09:00:00",1,13,9,3,null,null,null,null,null,null,null,null,null,null,null,null,null,null,null,null,null,null,null,null,null,null,null,null,null,null,null,null,null,null,null,null,null,null,null,null,null,null,null,null,null,null,null,null,null,null,null,null,null,null,null,null,null,null,null,null,null,null,null,null,null,null,null,null,null,null,null,null,null,null,null,null,null,null,null,null,"Jan13","1/13 Hour 9",297,302]
["01/13","10:00:00","2023-01-13T10:00:00",1,13,10,3,null,null,null,null,null,null,null,null,null,null,null,null,null,null,null,null,null,null,null,null,null,null,null,null,null,null,null,null,null,null,null,null,null,null,null,null,null,null,null,null,null,null,null,null,null,null,null,null,null,null,null,null,null,null,null,null,null,null,null,null,null,null,null,null,null,null,null,null,null,null,null,null,null,null,null,null,"Jan13","1/13 Hour 10",298,303]
["01/13","11:00:00","2023-01-13T11:00:00",1,13,11,3,null,null,null,null,null,null,null,null,null,null,null,null,null,null,null,null,null,null,null,null,null,null,null,null,null,null,null,null,null,null,null,null,null,null,null,null,null,null,null,null,null,null,null,null,null,null,null,null,null,null,null,null,null,null,null,null,null,null,null,null,null,null,null,null,null,null,null,null,null,null,null,null,null,null,null,null,"Jan13","1/13 Hour 11",299,304]
["01/13","12:00:00","2023-01-13T12:00:00",1,13,12,3,null,null,null,null,null,null,null,null,null,null,null,null,null,null,null,null,null,null,null,null,null,null,null,null,null,null,null,null,null,null,null,null,null,null,null,null,null,null,null,null,null,null,null,null,null,null,null,null,null,null,null,null,null,null,null,null,null,null,null,null,null,null,null,null,null,null,null,null,null,null,null,null,null,null,null,null,"Jan13","1/13 Hour 12",300,305]
["01/13","13:00:00","2023-01-13T13:00:00",1,13,13,3,null,null,null,null,null,null,null,null,null,null,null,null,null,null,null,null,null,null,null,null,null,null,null,null,null,null,null,null,null,null,null,null,null,null,null,null,null,null,null,null,null,null,null,null,null,null,null,null,null,null,null,null,null,null,null,null,null,null,null,null,null,null,null,null,null,null,null,null,null,null,null,null,null,null,null,null,"Jan13","1/13 Hour 13",301,306]
["01/13","14:00:00","2023-01-13T14:00:00",1,13,14,3,null,null,null,null,null,null,null,null,null,null,null,null,null,null,null,null,null,null,null,null,null,null,null,null,null,null,null,null,null,null,null,null,null,null,null,null,null,null,null,null,null,null,null,null,null,null,null,null,null,null,null,null,null,null,null,null,null,null,null,null,null,null,null,null,null,null,null,null,null,null,null,null,null,null,null,null,"Jan13","1/13 Hour 14",302,307]
["01/13","15:00:00","2023-01-13T15:00:00",1,13,15,3,null,null,null,null,null,null,null,null,null,null,null,null,null,null,null,null,null,null,null,null,null,null,null,null,null,null,null,null,null,null,null,null,null,null,null,null,null,null,null,null,null,null,null,null,null,null,null,null,null,null,null,null,null,null,null,null,null,null,null,null,null,null,null,null,null,null,null,null,null,null,null,null,null,null,null,null,"Jan13","1/13 Hour 15",303,308]
["01/13","16:00:00","2023-01-13T16:00:00",1,13,16,3,null,null,null,null,null,null,null,null,null,null,null,null,null,null,null,null,null,null,null,null,null,null,null,null,null,null,null,null,null,null,null,null,null,null,null,null,null,null,null,null,null,null,null,null,null,null,null,null,null,null,null,null,null,null,null,null,null,null,null,null,null,null,null,null,null,null,null,null,null,null,null,null,null,null,null,null,"Jan13","1/13 Hour 16",304,309]
["01/13","17:00:00","2023-01-13T17:00:00",1,13,17,3,null,null,null,null,null,null,null,null,null,null,null,null,null,null,null,null,null,null,null,null,null,null,null,null,null,null,null,null,null,null,null,null,null,null,null,null,null,null,null,null,null,null,null,null,null,null,null,null,null,null,null,null,null,null,null,null,null,null,null,null,null,null,null,null,null,null,null,null,null,null,null,null,null,null,null,null,"Jan13","1/13 Hour 17",305,310]
["01/13","18:00:00","2023-01-13T18:00:00",1,13,18,3,null,null,null,null,null,null,null,null,null,null,null,null,null,null,null,null,null,null,null,null,null,null,null,null,null,null,null,null,null,null,null,null,null,null,null,null,null,null,null,null,null,null,null,null,null,null,null,null,null,null,null,null,null,null,null,null,null,null,null,null,null,null,null,null,null,null,null,null,null,null,null,null,null,null,null,null,"Jan13","1/13 Hour 18",306,311]
["01/13","19:00:00","2023-01-13T19:00:00",1,13,19,3,null,null,null,null,null,null,null,null,null,null,null,null,null,null,null,null,null,null,null,null,null,null,null,null,null,null,null,null,null,null,null,null,null,null,null,null,null,null,null,null,null,null,null,null,null,null,null,null,null,null,null,null,null,null,null,null,null,null,null,null,null,null,null,null,null,null,null,null,null,null,null,null,null,null,null,null,"Jan13","1/13 Hour 19",307,312]
["01/13","20:00:00","2023-01-13T20:00:00",1,13,20,3,null,null,null,null,null,null,null,null,null,null,null,null,null,null,null,null,null,null,null,null,null,null,null,null,null,null,null,null,null,null,null,null,null,null,null,null,null,null,null,null,null,null,null,null,null,null,null,null,null,null,null,null,null,null,null,null,null,null,null,null,null,null,null,null,null,null,null,null,null,null,null,null,null,null,null,null,"Jan13","1/13 Hour 20",308,313]
["01/13","21:00:00","2023-01-13T21:00:00",1,13,21,3,null,null,null,null,null,null,null,null,null,null,null,null,null,null,null,null,null,null,null,null,null,null,null,null,null,null,null,null,null,null,null,null,null,null,null,null,null,null,null,null,null,null,null,null,null,null,null,null,null,null,null,null,null,null,null,null,null,null,null,null,null,null,null,null,null,null,null,null,null,null,null,null,null,null,null,null,"Jan13","1/13 Hour 21",309,314]
["01/13","22:00:00","2023-01-13T22:00:00",1,13,22,3,null,null,null,null,null,null,null,null,null,null,null,null,null,null,null,null,null,null,null,null,null,null,null,null,null,null,null,null,null,null,null,null,null,null,null,null,null,null,null,null,null,null,null,null,null,null,null,null,null,null,null,null,null,null,null,null,null,null,null,null,null,null,null,null,null,null,null,null,null,null,null,null,null,null,null,null,"Jan13","1/13 Hour 22",310,315]
["01/13","23:00:00","2023-01-13T23:00:00",1,13,23,3,null,null,null,null,null,null,null,null,null,null,null,null,null,null,null,null,null,null,null,null,null,null,null,null,null,null,null,null,null,null,null,null,null,null,null,null,null,null,null,null,null,null,null,null,null,null,null,null,null,null,null,null,null,null,null,null,null,null,null,null,null,null,null,null,null,null,null,null,null,null,null,null,null,null,null,null,"Jan13","1/13 Hour 23",311,316]
["01/13","00:00:00","2023-01-13",1,13,24,3,null,null,null,null,null,null,null,null,null,null,null,null,null,null,null,null,null,null,null,null,null,null,null,null,null,null,null,null,null,null,null,null,null,null,null,null,null,null,null,null,null,null,null,null,null,null,null,null,null,null,null,null,null,null,null,null,null,null,null,null,null,null,null,null,null,null,null,null,null,null,null,null,null,null,null,null,"Jan13","1/13 Hour 24",312,317]
["01/14","01:00:00","2023-01-14T01:00:00",1,14,1,4,null,null,null,null,null,null,null,null,null,null,null,null,null,null,null,null,null,null,null,null,null,null,null,null,null,null,null,null,null,null,null,null,null,null,null,null,null,null,null,null,null,null,null,null,null,null,null,null,null,null,null,null,null,null,null,null,null,null,null,null,null,null,null,null,null,null,null,null,null,null,null,null,null,null,null,null,"Jan14","1/14 Hour 1",313,318]
["01/14","02:00:00","2023-01-14T02:00:00",1,14,2,4,null,null,null,null,null,null,null,null,null,null,null,null,null,null,null,null,null,null,null,null,null,null,null,null,null,null,null,null,null,null,null,null,null,null,null,null,null,null,null,null,null,null,null,null,null,null,null,null,null,null,null,null,null,null,null,null,null,null,null,null,null,null,null,null,null,null,null,null,null,null,null,null,null,null,null,null,"Jan14","1/14 Hour 2",314,319]
["01/14","03:00:00","2023-01-14T03:00:00",1,14,3,4,null,null,null,null,null,null,null,null,null,null,null,null,null,null,null,null,null,null,null,null,null,null,null,null,null,null,null,null,null,null,null,null,null,null,null,null,null,null,null,null,null,null,null,null,null,null,null,null,null,null,null,null,null,null,null,null,null,null,null,null,null,null,null,null,null,null,null,null,null,null,null,null,null,null,null,null,"Jan14","1/14 Hour 3",315,320]
["01/14","04:00:00","2023-01-14T04:00:00",1,14,4,4,null,null,null,null,null,null,null,null,null,null,null,null,null,null,null,null,null,null,null,null,null,null,null,null,null,null,null,null,null,null,null,null,null,null,null,null,null,null,null,null,null,null,null,null,null,null,null,null,null,null,null,null,null,null,null,null,null,null,null,null,null,null,null,null,null,null,null,null,null,null,null,null,null,null,null,null,"Jan14","1/14 Hour 4",316,321]
["01/14","05:00:00","2023-01-14T05:00:00",1,14,5,4,null,null,null,null,null,null,null,null,null,null,null,null,null,null,null,null,null,null,null,null,null,null,null,null,null,null,null,null,null,null,null,null,null,null,null,null,null,null,null,null,null,null,null,null,null,null,null,null,null,null,null,null,null,null,null,null,null,null,null,null,null,null,null,null,null,null,null,null,null,null,null,null,null,null,null,null,"Jan14","1/14 Hour 5",317,322]
["01/14","06:00:00","2023-01-14T06:00:00",1,14,6,4,null,null,null,null,null,null,null,null,null,null,null,null,null,null,null,null,null,null,null,null,null,null,null,null,null,null,null,null,null,null,null,null,null,null,null,null,null,null,null,null,null,null,null,null,null,null,null,null,null,null,null,null,null,null,null,null,null,null,null,null,null,null,null,null,null,null,null,null,null,null,null,null,null,null,null,null,"Jan14","1/14 Hour 6",318,323]
["01/14","07:00:00","2023-01-14T07:00:00",1,14,7,4,null,null,null,null,null,null,null,null,null,null,null,null,null,null,null,null,null,null,null,null,null,null,null,null,null,null,null,null,null,null,null,null,null,null,null,null,null,null,null,null,null,null,null,null,null,null,null,null,null,null,null,null,null,null,null,null,null,null,null,null,null,null,null,null,null,null,null,null,null,null,null,null,null,null,null,null,"Jan14","1/14 Hour 7",319,324]
["01/14","08:00:00","2023-01-14T08:00:00",1,14,8,4,null,null,null,null,null,null,null,null,null,null,null,null,null,null,null,null,null,null,null,null,null,null,null,null,null,null,null,null,null,null,null,null,null,null,null,null,null,null,null,null,null,null,null,null,null,null,null,null,null,null,null,null,null,null,null,null,null,null,null,null,null,null,null,null,null,null,null,null,null,null,null,null,null,null,null,null,"Jan14","1/14 Hour 8",320,325]
["01/14","09:00:00",{"$f":"A326+B326","v":"2023-01-14T09:00:00"},1,14,9,4,null,null,null,null,null,null,null,null,null,null,null,null,null,null,null,null,null,null,null,null,null,null,null,null,null,null,null,null,null,null,null,null,null,null,null,null,null,null,null,null,null,null,null,null,null,null,null,null,null,null,null,null,null,null,null,null,null,null,null,null,null,null,null,null,null,null,null,null,null,null,null,null,null,null,null,null,"Jan14","1/14 Hour 9",321,326]
[{"$f":"TEXT(DATE(,D327,E327),\"MM/DD\")","v":"01/14"},{"$f":"TIME(F327,0,0)","v":"10:00:00"},"2023-01-14T10:00:00",1,14,10,4,null,null,null,null,null,null,null,null,null,null,null,null,null,null,null,null,null,null,null,null,null,null,null,null,null,null,null,null,null,null,null,null,null,null,null,null,null,null,null,null,null,null,null,null,null,null,null,null,null,null,null,null,null,null,null,null,null,null,null,null,null,null,null,null,null,null,null,null,null,null,null,null,null,null,null,null,{"$f":"TEXT(D327*29,\"mmm\")&E327","v":"Jan14"},{"$f":"D327&\"/\"&E327&\" Hour \"&F327","v":"1/14 Hour 10"},{"$f":"ROW()-ROW($CH$5)","v":322},327]
["01/14","11:00:00","2023-01-14T11:00:00",1,14,11,4,null,null,null,null,null,null,null,null,null,null,null,null,null,null,null,null,null,null,null,null,null,null,null,null,null,null,null,null,null,null,null,null,null,null,null,null,null,null,null,null,null,null,null,null,null,null,null,null,null,null,null,null,null,null,null,null,null,null,null,null,null,null,null,null,null,null,null,null,null,null,null,null,null,null,null,null,"Jan14","1/14 Hour 11",323,328]
["01/14","12:00:00","2023-01-14T12:00:00",1,14,12,4,null,null,null,null,null,null,null,null,null,null,null,null,null,null,null,null,null,null,null,null,null,null,null,null,null,null,null,null,null,null,null,null,null,null,null,null,null,null,null,null,null,null,null,null,null,null,null,null,null,null,null,null,null,null,null,null,null,null,null,null,null,null,null,null,null,null,null,null,null,null,null,null,null,null,null,null,"Jan14","1/14 Hour 12",324,329]
["01/14","13:00:00","2023-01-14T13:00:00",1,14,13,4,null,null,null,null,null,null,null,null,null,null,null,null,null,null,null,null,null,null,null,null,null,null,null,null,null,null,null,null,null,null,null,null,null,null,null,null,null,null,null,null,null,null,null,null,null,null,null,null,null,null,null,null,null,null,null,null,null,null,null,null,null,null,null,null,null,null,null,null,null,null,null,null,null,null,null,null,"Jan14","1/14 Hour 13",325,330]
["01/14","14:00:00","2023-01-14T14:00:00",1,14,14,4,null,null,null,null,null,null,null,null,null,null,null,null,null,null,null,null,null,null,null,null,null,null,null,null,null,null,null,null,null,null,null,null,null,null,null,null,null,null,null,null,null,null,null,null,null,null,null,null,null,null,null,null,null,null,null,null,null,null,null,null,null,null,null,null,null,null,null,null,null,null,null,null,null,null,null,null,"Jan14","1/14 Hour 14",326,331]
["01/14","15:00:00","2023-01-14T15:00:00",1,14,15,4,null,null,null,null,null,null,null,null,null,null,null,null,null,null,null,null,null,null,null,null,null,null,null,null,null,null,null,null,null,null,null,null,null,null,null,null,null,null,null,null,null,null,null,null,null,null,null,null,null,null,null,null,null,null,null,null,null,null,null,null,null,null,null,null,null,null,null,null,null,null,null,null,null,null,null,null,"Jan14","1/14 Hour 15",327,332]
["01/14","16:00:00","2023-01-14T16:00:00",1,14,16,4,null,null,null,null,null,null,null,null,null,null,null,null,null,null,null,null,null,null,null,null,null,null,null,null,null,null,null,null,null,null,null,null,null,null,null,null,null,null,null,null,null,null,null,null,null,null,null,null,null,null,null,null,null,null,null,null,null,null,null,null,null,null,null,null,null,null,null,null,null,null,null,null,null,null,null,null,"Jan14","1/14 Hour 16",328,333]
["01/14","17:00:00","2023-01-14T17:00:00",1,14,17,4,null,null,null,null,null,null,null,null,null,null,null,null,null,null,null,null,null,null,null,null,null,null,null,null,null,null,null,null,null,null,null,null,null,null,null,null,null,null,null,null,null,null,null,null,null,null,null,null,null,null,null,null,null,null,null,null,null,null,null,null,null,null,null,null,null,null,null,null,null,null,null,null,null,null,null,null,"Jan14","1/14 Hour 17",329,334]
["01/14","18:00:00","2023-01-14T18:00:00",1,14,18,4,null,null,null,null,null,null,null,null,null,null,null,null,null,null,null,null,null,null,null,null,null,null,null,null,null,null,null,null,null,null,null,null,null,null,null,null,null,null,null,null,null,null,null,null,null,null,null,null,null,null,null,null,null,null,null,null,null,null,null,null,null,null,null,null,null,null,null,null,null,null,null,null,null,null,null,null,"Jan14","1/14 Hour 18",330,335]
["01/14","19:00:00","2023-01-14T19:00:00",1,14,19,4,null,null,null,null,null,null,null,null,null,null,null,null,null,null,null,null,null,null,null,null,null,null,null,null,null,null,null,null,null,null,null,null,null,null,null,null,null,null,null,null,null,null,null,null,null,null,null,null,null,null,null,null,null,null,null,null,null,null,null,null,null,null,null,null,null,null,null,null,null,null,null,null,null,null,null,null,"Jan14","1/14 Hour 19",331,336]
["01/14","20:00:00","2023-01-14T20:00:00",1,14,20,4,null,null,null,null,null,null,null,null,null,null,null,null,null,null,null,null,null,null,null,null,null,null,null,null,null,null,null,null,null,null,null,null,null,null,null,null,null,null,null,null,null,null,null,null,null,null,null,null,null,null,null,null,null,null,null,null,null,null,null,null,null,null,null,null,null,null,null,null,null,null,null,null,null,null,null,null,"Jan14","1/14 Hour 20",332,337]
["01/14","21:00:00","2023-01-14T21:00:00",1,14,21,4,null,null,null,null,null,null,null,null,null,null,null,null,null,null,null,null,null,null,null,null,null,null,null,null,null,null,null,null,null,null,null,null,null,null,null,null,null,null,null,null,null,null,null,null,null,null,null,null,null,null,null,null,null,null,null,null,null,null,null,null,null,null,null,null,null,null,null,null,null,null,null,null,null,null,null,null,"Jan14","1/14 Hour 21",333,338]
["01/14","22:00:00","2023-01-14T22:00:00",1,14,22,4,null,null,null,null,null,null,null,null,null,null,null,null,null,null,null,null,null,null,null,null,null,null,null,null,null,null,null,null,null,null,null,null,null,null,null,null,null,null,null,null,null,null,null,null,null,null,null,null,null,null,null,null,null,null,null,null,null,null,null,null,null,null,null,null,null,null,null,null,null,null,null,null,null,null,null,null,"Jan14","1/14 Hour 22",334,339]
["01/14","23:00:00","2023-01-14T23:00:00",1,14,23,4,null,null,null,null,null,null,null,null,null,null,null,null,null,null,null,null,null,null,null,null,null,null,null,null,null,null,null,null,null,null,null,null,null,null,null,null,null,null,null,null,null,null,null,null,null,null,null,null,null,null,null,null,null,null,null,null,null,null,null,null,null,null,null,null,null,null,null,null,null,null,null,null,null,null,null,null,"Jan14","1/14 Hour 23",335,340]
["01/14","00:00:00","2023-01-14",1,14,24,4,null,null,null,null,null,null,null,null,null,null,null,null,null,null,null,null,null,null,null,null,null,null,null,null,null,null,null,null,null,null,null,null,null,null,null,null,null,null,null,null,null,null,null,null,null,null,null,null,null,null,null,null,null,null,null,null,null,null,null,null,null,null,null,null,null,null,null,null,null,null,null,null,null,null,null,null,"Jan14","1/14 Hour 24",336,341]
["01/15","01:00:00","2023-01-15T01:00:00",1,15,1,5,null,null,null,null,null,null,null,null,null,null,null,null,null,null,null,null,null,null,null,null,null,null,null,null,null,null,null,null,null,null,null,null,null,null,null,null,null,null,null,null,null,null,null,null,null,null,null,null,null,null,null,null,null,null,null,null,null,null,null,null,null,null,null,null,null,null,null,null,null,null,null,null,null,null,null,null,"Jan15","1/15 Hour 1",337,342]
["01/15","02:00:00","2023-01-15T02:00:00",1,15,2,5,null,null,null,null,null,null,null,null,null,null,null,null,null,null,null,null,null,null,null,null,null,null,null,null,null,null,null,null,null,null,null,null,null,null,null,null,null,null,null,null,null,null,null,null,null,null,null,null,null,null,null,null,null,null,null,null,null,null,null,null,null,null,null,null,null,null,null,null,null,null,null,null,null,null,null,null,"Jan15","1/15 Hour 2",338,343]
["01/15","03:00:00","2023-01-15T03:00:00",1,15,3,5,null,null,null,null,null,null,null,null,null,null,null,null,null,null,null,null,null,null,null,null,null,null,null,null,null,null,null,null,null,null,null,null,null,null,null,null,null,null,null,null,null,null,null,null,null,null,null,null,null,null,null,null,null,null,null,null,null,null,null,null,null,null,null,null,null,null,null,null,null,null,null,null,null,null,null,null,"Jan15","1/15 Hour 3",339,344]
["01/15","04:00:00","2023-01-15T04:00:00",1,15,4,5,null,null,null,null,null,null,null,null,null,null,null,null,null,null,null,null,null,null,null,null,null,null,null,null,null,null,null,null,null,null,null,null,null,null,null,null,null,null,null,null,null,null,null,null,null,null,null,null,null,null,null,null,null,null,null,null,null,null,null,null,null,null,null,null,null,null,null,null,null,null,null,null,null,null,null,null,"Jan15","1/15 Hour 4",340,345]
["01/15","05:00:00","2023-01-15T05:00:00",1,15,5,5,null,null,null,null,null,null,null,null,null,null,null,null,null,null,null,null,null,null,null,null,null,null,null,null,null,null,null,null,null,null,null,null,null,null,null,null,null,null,null,null,null,null,null,null,null,null,null,null,null,null,null,null,null,null,null,null,null,null,null,null,null,null,null,null,null,null,null,null,null,null,null,null,null,null,null,null,"Jan15","1/15 Hour 5",341,346]
["01/15","06:00:00","2023-01-15T06:00:00",1,15,6,5,null,null,null,null,null,null,null,null,null,null,null,null,null,null,null,null,null,null,null,null,null,null,null,null,null,null,null,null,null,null,null,null,null,null,null,null,null,null,null,null,null,null,null,null,null,null,null,null,null,null,null,null,null,null,null,null,null,null,null,null,null,null,null,null,null,null,null,null,null,null,null,null,null,null,null,null,"Jan15","1/15 Hour 6",342,347]
["01/15","07:00:00","2023-01-15T07:00:00",1,15,7,5,null,null,null,null,null,null,null,null,null,null,null,null,null,null,null,null,null,null,null,null,null,null,null,null,null,null,null,null,null,null,null,null,null,null,null,null,null,null,null,null,null,null,null,null,null,null,null,null,null,null,null,null,null,null,null,null,null,null,null,null,null,null,null,null,null,null,null,null,null,null,null,null,null,null,null,null,"Jan15","1/15 Hour 7",343,348]
["01/15","08:00:00","2023-01-15T08:00:00",1,15,8,5,null,null,null,null,null,null,null,null,null,null,null,null,null,null,null,null,null,null,null,null,null,null,null,null,null,null,null,null,null,null,null,null,null,null,null,null,null,null,null,null,null,null,null,null,null,null,null,null,null,null,null,null,null,null,null,null,null,null,null,null,null,null,null,null,null,null,null,null,null,null,null,null,null,null,null,null,"Jan15","1/15 Hour 8",344,349]
["01/15","09:00:00","2023-01-15T09:00:00",1,15,9,5,null,null,null,null,null,null,null,null,null,null,null,null,null,null,null,null,null,null,null,null,null,null,null,null,null,null,null,null,null,null,null,null,null,null,null,null,null,null,null,null,null,null,null,null,null,null,null,null,null,null,null,null,null,null,null,null,null,null,null,null,null,null,null,null,null,null,null,null,null,null,null,null,null,null,null,null,"Jan15","1/15 Hour 9",345,350]
["01/15","10:00:00","2023-01-15T10:00:00",1,15,10,5,null,null,null,null,null,null,null,null,null,null,null,null,null,null,null,null,null,null,null,null,null,null,null,null,null,null,null,null,null,null,null,null,null,null,null,null,null,null,null,null,null,null,null,null,null,null,null,null,null,null,null,null,null,null,null,null,null,null,null,null,null,null,null,null,null,null,null,null,null,null,null,null,null,null,null,null,"Jan15","1/15 Hour 10",346,351]
["01/15","11:00:00","2023-01-15T11:00:00",1,15,11,5,null,null,null,null,null,null,null,null,null,null,null,null,null,null,null,null,null,null,null,null,null,null,null,null,null,null,null,null,null,null,null,null,null,null,null,null,null,null,null,null,null,null,null,null,null,null,null,null,null,null,null,null,null,null,null,null,null,null,null,null,null,null,null,null,null,null,null,null,null,null,null,null,null,null,null,null,"Jan15","1/15 Hour 11",347,352]
["01/15","12:00:00","2023-01-15T12:00:00",1,15,12,5,null,null,null,null,null,null,null,null,null,null,null,null,null,null,null,null,null,null,null,null,null,null,null,null,null,null,null,null,null,null,null,null,null,null,null,null,null,null,null,null,null,null,null,null,null,null,null,null,null,null,null,null,null,null,null,null,null,null,null,null,null,null,null,null,null,null,null,null,null,null,null,null,null,null,null,null,"Jan15","1/15 Hour 12",348,353]
["01/15","13:00:00","2023-01-15T13:00:00",1,15,13,5,null,null,null,null,null,null,null,null,null,null,null,null,null,null,null,null,null,null,null,null,null,null,null,null,null,null,null,null,null,null,null,null,null,null,null,null,null,null,null,null,null,null,null,null,null,null,null,null,null,null,null,null,null,null,null,null,null,null,null,null,null,null,null,null,null,null,null,null,null,null,null,null,null,null,null,null,"Jan15","1/15 Hour 13",349,354]
["01/15","14:00:00","2023-01-15T14:00:00",1,15,14,5,null,null,null,null,null,null,null,null,null,null,null,null,null,null,null,null,null,null,null,null,null,null,null,null,null,null,null,null,null,null,null,null,null,null,null,null,null,null,null,null,null,null,null,null,null,null,null,null,null,null,null,null,null,null,null,null,null,null,null,null,null,null,null,null,null,null,null,null,null,null,null,null,null,null,null,null,"Jan15","1/15 Hour 14",350,355]
["01/15","15:00:00","2023-01-15T15:00:00",1,15,15,5,null,null,null,null,null,null,null,null,null,null,null,null,null,null,null,null,null,null,null,null,null,null,null,null,null,null,null,null,null,null,null,null,null,null,null,null,null,null,null,null,null,null,null,null,null,null,null,null,null,null,null,null,null,null,null,null,null,null,null,null,null,null,null,null,null,null,null,null,null,null,null,null,null,null,null,null,"Jan15","1/15 Hour 15",351,356]
["01/15","16:00:00","2023-01-15T16:00:00",1,15,16,5,null,null,null,null,null,null,null,null,null,null,null,null,null,null,null,null,null,null,null,null,null,null,null,null,null,null,null,null,null,null,null,null,null,null,null,null,null,null,null,null,null,null,null,null,null,null,null,null,null,null,null,null,null,null,null,null,null,null,null,null,null,null,null,null,null,null,null,null,null,null,null,null,null,null,null,null,"Jan15","1/15 Hour 16",352,357]
["01/15","17:00:00","2023-01-15T17:00:00",1,15,17,5,null,null,null,null,null,null,null,null,null,null,null,null,null,null,null,null,null,null,null,null,null,null,null,null,null,null,null,null,null,null,null,null,null,null,null,null,null,null,null,null,null,null,null,null,null,null,null,null,null,null,null,null,null,null,null,null,null,null,null,null,null,null,null,null,null,null,null,null,null,null,null,null,null,null,null,null,"Jan15","1/15 Hour 17",353,358]
["01/15","18:00:00","2023-01-15T18:00:00",1,15,18,5,null,null,null,null,null,null,null,null,null,null,null,null,null,null,null,null,null,null,null,null,null,null,null,null,null,null,null,null,null,null,null,null,null,null,null,null,null,null,null,null,null,null,null,null,null,null,null,null,null,null,null,null,null,null,null,null,null,null,null,null,null,null,null,null,null,null,null,null,null,null,null,null,null,null,null,null,"Jan15","1/15 Hour 18",354,359]
["01/15","19:00:00","2023-01-15T19:00:00",1,15,19,5,null,null,null,null,null,null,null,null,null,null,null,null,null,null,null,null,null,null,null,null,null,null,null,null,null,null,null,null,null,null,null,null,null,null,null,null,null,null,null,null,null,null,null,null,null,null,null,null,null,null,null,null,null,null,null,null,null,null,null,null,null,null,null,null,null,null,null,null,null,null,null,null,null,null,null,null,"Jan15","1/15 Hour 19",355,360]
["01/15","20:00:00","2023-01-15T20:00:00",1,15,20,5,null,null,null,null,null,null,null,null,null,null,null,null,null,null,null,null,null,null,null,null,null,null,null,null,null,null,null,null,null,null,null,null,null,null,null,null,null,null,null,null,null,null,null,null,null,null,null,null,null,null,null,null,null,null,null,null,null,null,null,null,null,null,null,null,null,null,null,null,null,null,null,null,null,null,null,null,"Jan15","1/15 Hour 20",356,361]
["01/15","21:00:00","2023-01-15T21:00:00",1,15,21,5,null,null,null,null,null,null,null,null,null,null,null,null,null,null,null,null,null,null,null,null,null,null,null,null,null,null,null,null,null,null,null,null,null,null,null,null,null,null,null,null,null,null,null,null,null,null,null,null,null,null,null,null,null,null,null,null,null,null,null,null,null,null,null,null,null,null,null,null,null,null,null,null,null,null,null,null,"Jan15","1/15 Hour 21",357,362]
["01/15","22:00:00","2023-01-15T22:00:00",1,15,22,5,null,null,null,null,null,null,null,null,null,null,null,null,null,null,null,null,null,null,null,null,null,null,null,null,null,null,null,null,null,null,null,null,null,null,null,null,null,null,null,null,null,null,null,null,null,null,null,null,null,null,null,null,null,null,null,null,null,null,null,null,null,null,null,null,null,null,null,null,null,null,null,null,null,null,null,null,"Jan15","1/15 Hour 22",358,363]
["01/15","23:00:00","2023-01-15T23:00:00",1,15,23,5,null,null,null,null,null,null,null,null,null,null,null,null,null,null,null,null,null,null,null,null,null,null,null,null,null,null,null,null,null,null,null,null,null,null,null,null,null,null,null,null,null,null,null,null,null,null,null,null,null,null,null,null,null,null,null,null,null,null,null,null,null,null,null,null,null,null,null,null,null,null,null,null,null,null,null,null,"Jan15","1/15 Hour 23",359,364]
["01/15","00:00:00","2023-01-15",1,15,24,5,null,null,null,null,null,null,null,null,null,null,null,null,null,null,null,null,null,null,null,null,null,null,null,null,null,null,null,null,null,null,null,null,null,null,null,null,null,null,null,null,null,null,null,null,null,null,null,null,null,null,null,null,null,null,null,null,null,null,null,null,null,null,null,null,null,null,null,null,null,null,null,null,null,null,null,null,"Jan15","1/15 Hour 24",360,365]
["01/16","01:00:00","2023-01-16T01:00:00",1,16,1,6,null,null,null,null,null,null,null,null,null,null,null,null,null,null,null,null,null,null,null,null,null,null,null,null,null,null,null,null,null,null,null,null,null,null,null,null,null,null,null,null,null,null,null,null,null,null,null,null,null,null,null,null,null,null,null,null,null,null,null,null,null,null,null,null,null,null,null,null,null,null,null,null,null,null,null,null,"Jan16","1/16 Hour 1",361,366]
["01/16","02:00:00","2023-01-16T02:00:00",1,16,2,6,null,null,null,null,null,null,null,null,null,null,null,null,null,null,null,null,null,null,null,null,null,null,null,null,null,null,null,null,null,null,null,null,null,null,null,null,null,null,null,null,null,null,null,null,null,null,null,null,null,null,null,null,null,null,null,null,null,null,null,null,null,null,null,null,null,null,null,null,null,null,null,null,null,null,null,null,"Jan16","1/16 Hour 2",362,367]
["01/16","03:00:00","2023-01-16T03:00:00",1,16,3,6,null,null,null,null,null,null,null,null,null,null,null,null,null,null,null,null,null,null,null,null,null,null,null,null,null,null,null,null,null,null,null,null,null,null,null,null,null,null,null,null,null,null,null,null,null,null,null,null,null,null,null,null,null,null,null,null,null,null,null,null,null,null,null,null,null,null,null,null,null,null,null,null,null,null,null,null,"Jan16","1/16 Hour 3",363,368]
["01/16","04:00:00","2023-01-16T04:00:00",1,16,4,6,null,null,null,null,null,null,null,null,null,null,null,null,null,null,null,null,null,null,null,null,null,null,null,null,null,null,null,null,null,null,null,null,null,null,null,null,null,null,null,null,null,null,null,null,null,null,null,null,null,null,null,null,null,null,null,null,null,null,null,null,null,null,null,null,null,null,null,null,null,null,null,null,null,null,null,null,"Jan16","1/16 Hour 4",364,369]
["01/16","05:00:00","2023-01-16T05:00:00",1,16,5,6,null,null,null,null,null,null,null,null,null,null,null,null,null,null,null,null,null,null,null,null,null,null,null,null,null,null,null,null,null,null,null,null,null,null,null,null,null,null,null,null,null,null,null,null,null,null,null,null,null,null,null,null,null,null,null,null,null,null,null,null,null,null,null,null,null,null,null,null,null,null,null,null,null,null,null,null,"Jan16","1/16 Hour 5",365,370]
["01/16","06:00:00","2023-01-16T06:00:00",1,16,6,6,null,null,null,null,null,null,null,null,null,null,null,null,null,null,null,null,null,null,null,null,null,null,null,null,null,null,null,null,null,null,null,null,null,null,null,null,null,null,null,null,null,null,null,null,null,null,null,null,null,null,null,null,null,null,null,null,null,null,null,null,null,null,null,null,null,null,null,null,null,null,null,null,null,null,null,null,"Jan16","1/16 Hour 6",366,371]
["01/16","07:00:00","2023-01-16T07:00:00",1,16,7,6,null,null,null,null,null,null,null,null,null,null,null,null,null,null,null,null,null,null,null,null,null,null,null,null,null,null,null,null,null,null,null,null,null,null,null,null,null,null,null,null,null,null,null,null,null,null,null,null,null,null,null,null,null,null,null,null,null,null,null,null,null,null,null,null,null,null,null,null,null,null,null,null,null,null,null,null,"Jan16","1/16 Hour 7",367,372]
["01/16","08:00:00","2023-01-16T08:00:00",1,16,8,6,null,null,null,null,null,null,null,null,null,null,null,null,null,null,null,null,null,null,null,null,null,null,null,null,null,null,null,null,null,null,null,null,null,null,null,null,null,null,null,null,null,null,null,null,null,null,null,null,null,null,null,null,null,null,null,null,null,null,null,null,null,null,null,null,null,null,null,null,null,null,null,null,null,null,null,null,"Jan16","1/16 Hour 8",368,373]
["01/16","09:00:00","2023-01-16T09:00:00",1,16,9,6,null,null,null,null,null,null,null,null,null,null,null,null,null,null,null,null,null,null,null,null,null,null,null,null,null,null,null,null,null,null,null,null,null,null,null,null,null,null,null,null,null,null,null,null,null,null,null,null,null,null,null,null,null,null,null,null,null,null,null,null,null,null,null,null,null,null,null,null,null,null,null,null,null,null,null,null,"Jan16","1/16 Hour 9",369,374]
["01/16","10:00:00","2023-01-16T10:00:00",1,16,10,6,null,null,null,null,null,null,null,null,null,null,null,null,null,null,null,null,null,null,null,null,null,null,null,null,null,null,null,null,null,null,null,null,null,null,null,null,null,null,null,null,null,null,null,null,null,null,null,null,null,null,null,null,null,null,null,null,null,null,null,null,null,null,null,null,null,null,null,null,null,null,null,null,null,null,null,null,"Jan16","1/16 Hour 10",370,375]
["01/16","11:00:00","2023-01-16T11:00:00",1,16,11,6,null,null,null,null,null,null,null,null,null,null,null,null,null,null,null,null,null,null,null,null,null,null,null,null,null,null,null,null,null,null,null,null,null,null,null,null,null,null,null,null,null,null,null,null,null,null,null,null,null,null,null,null,null,null,null,null,null,null,null,null,null,null,null,null,null,null,null,null,null,null,null,null,null,null,null,null,"Jan16","1/16 Hour 11",371,376]
["01/16","12:00:00","2023-01-16T12:00:00",1,16,12,6,null,null,null,null,null,null,null,null,null,null,null,null,null,null,null,null,null,null,null,null,null,null,null,null,null,null,null,null,null,null,null,null,null,null,null,null,null,null,null,null,null,null,null,null,null,null,null,null,null,null,null,null,null,null,null,null,null,null,null,null,null,null,null,null,null,null,null,null,null,null,null,null,null,null,null,null,"Jan16","1/16 Hour 12",372,377]
["01/16","13:00:00","2023-01-16T13:00:00",1,16,13,6,null,null,null,null,null,null,null,null,null,null,null,null,null,null,null,null,null,null,null,null,null,null,null,null,null,null,null,null,null,null,null,null,null,null,null,null,null,null,null,null,null,null,null,null,null,null,null,null,null,null,null,null,null,null,null,null,null,null,null,null,null,null,null,null,null,null,null,null,null,null,null,null,null,null,null,null,"Jan16","1/16 Hour 13",373,378]
["01/16","14:00:00","2023-01-16T14:00:00",1,16,14,6,null,null,null,null,null,null,null,null,null,null,null,null,null,null,null,null,null,null,null,null,null,null,null,null,null,null,null,null,null,null,null,null,null,null,null,null,null,null,null,null,null,null,null,null,null,null,null,null,null,null,null,null,null,null,null,null,null,null,null,null,null,null,null,null,null,null,null,null,null,null,null,null,null,null,null,null,"Jan16","1/16 Hour 14",374,379]
["01/16","15:00:00","2023-01-16T15:00:00",1,16,15,6,null,null,null,null,null,null,null,null,null,null,null,null,null,null,null,null,null,null,null,null,null,null,null,null,null,null,null,null,null,null,null,null,null,null,null,null,null,null,null,null,null,null,null,null,null,null,null,null,null,null,null,null,null,null,null,null,null,null,null,null,null,null,null,null,null,null,null,null,null,null,null,null,null,null,null,null,"Jan16","1/16 Hour 15",375,380]
["01/16","16:00:00","2023-01-16T16:00:00",1,16,16,6,null,null,null,null,null,null,null,null,null,null,null,null,null,null,null,null,null,null,null,null,null,null,null,null,null,null,null,null,null,null,null,null,null,null,null,null,null,null,null,null,null,null,null,null,null,null,null,null,null,null,null,null,null,null,null,null,null,null,null,null,null,null,null,null,null,null,null,null,null,null,null,null,null,null,null,null,"Jan16","1/16 Hour 16",376,381]
["01/16","17:00:00","2023-01-16T17:00:00",1,16,17,6,null,null,null,null,null,null,null,null,null,null,null,null,null,null,null,null,null,null,null,null,null,null,null,null,null,null,null,null,null,null,null,null,null,null,null,null,null,null,null,null,null,null,null,null,null,null,null,null,null,null,null,null,null,null,null,null,null,null,null,null,null,null,null,null,null,null,null,null,null,null,null,null,null,null,null,null,"Jan16","1/16 Hour 17",377,382]
["01/16","18:00:00","2023-01-16T18:00:00",1,16,18,6,null,null,null,null,null,null,null,null,null,null,null,null,null,null,null,null,null,null,null,null,null,null,null,null,null,null,null,null,null,null,null,null,null,null,null,null,null,null,null,null,null,null,null,null,null,null,null,null,null,null,null,null,null,null,null,null,null,null,null,null,null,null,null,null,null,null,null,null,null,null,null,null,null,null,null,null,"Jan16","1/16 Hour 18",378,383]
["01/16","19:00:00","2023-01-16T19:00:00",1,16,19,6,null,null,null,null,null,null,null,null,null,null,null,null,null,null,null,null,null,null,null,null,null,null,null,null,null,null,null,null,null,null,null,null,null,null,null,null,null,null,null,null,null,null,null,null,null,null,null,null,null,null,null,null,null,null,null,null,null,null,null,null,null,null,null,null,null,null,null,null,null,null,null,null,null,null,null,null,"Jan16","1/16 Hour 19",379,384]
["01/16","20:00:00","2023-01-16T20:00:00",1,16,20,6,null,null,null,null,null,null,null,null,null,null,null,null,null,null,null,null,null,null,null,null,null,null,null,null,null,null,null,null,null,null,null,null,null,null,null,null,null,null,null,null,null,null,null,null,null,null,null,null,null,null,null,null,null,null,null,null,null,null,null,null,null,null,null,null,null,null,null,null,null,null,null,null,null,null,null,null,"Jan16","1/16 Hour 20",380,385]
["01/16","21:00:00","2023-01-16T21:00:00",1,16,21,6,null,null,null,null,null,null,null,null,null,null,null,null,null,null,null,null,null,null,null,null,null,null,null,null,null,null,null,null,null,null,null,null,null,null,null,null,null,null,null,null,null,null,null,null,null,null,null,null,null,null,null,null,null,null,null,null,null,null,null,null,null,null,null,null,null,null,null,null,null,null,null,null,null,null,null,null,"Jan16","1/16 Hour 21",381,386]
["01/16","22:00:00","2023-01-16T22:00:00",1,16,22,6,null,null,null,null,null,null,null,null,null,null,null,null,null,null,null,null,null,null,null,null,null,null,null,null,null,null,null,null,null,null,null,null,null,null,null,null,null,null,null,null,null,null,null,null,null,null,null,null,null,null,null,null,null,null,null,null,null,null,null,null,null,null,null,null,null,null,null,null,null,null,null,null,null,null,null,null,"Jan16","1/16 Hour 22",382,387]
["01/16","23:00:00","2023-01-16T23:00:00",1,16,23,6,null,null,null,null,null,null,null,null,null,null,null,null,null,null,null,null,null,null,null,null,null,null,null,null,null,null,null,null,null,null,null,null,null,null,null,null,null,null,null,null,null,null,null,null,null,null,null,null,null,null,null,null,null,null,null,null,null,null,null,null,null,null,null,null,null,null,null,null,null,null,null,null,null,null,null,null,"Jan16","1/16 Hour 23",383,388]
["01/16","00:00:00","2023-01-16",1,16,24,6,null,null,null,null,null,null,null,null,null,null,null,null,null,null,null,null,null,null,null,null,null,null,null,null,null,null,null,null,null,null,null,null,null,null,null,null,null,null,null,null,null,null,null,null,null,null,null,null,null,null,null,null,null,null,null,null,null,null,null,null,null,null,null,null,null,null,null,null,null,null,null,null,null,null,null,null,"Jan16","1/16 Hour 24",384,389]
["01/17","01:00:00",{"$f":"A390+B390","v":"2023-01-17T01:00:00"},1,17,1,7,null,null,null,null,null,null,null,null,null,null,null,null,null,null,null,null,null,null,null,null,null,null,null,null,null,null,null,null,null,null,null,null,null,null,null,null,null,null,null,null,null,null,null,null,null,null,null,null,null,null,null,null,null,null,null,null,null,null,null,null,null,null,null,null,null,null,null,null,null,null,null,null,null,null,null,null,"Jan17","1/17 Hour 1",385,390]
[{"$f":"TEXT(DATE(,D391,E391),\"MM/DD\")","v":"01/17"},{"$f":"TIME(F391,0,0)","v":"02:00:00"},"2023-01-17T02:00:00",1,17,2,7,null,null,null,null,null,null,null,null,null,null,null,null,null,null,null,null,null,null,null,null,null,null,null,null,null,null,null,null,null,null,null,null,null,null,null,null,null,null,null,null,null,null,null,null,null,null,null,null,null,null,null,null,null,null,null,null,null,null,null,null,null,null,null,null,null,null,null,null,null,null,null,null,null,null,null,null,{"$f":"TEXT(D391*29,\"mmm\")&E391","v":"Jan17"},{"$f":"D391&\"/\"&E391&\" Hour \"&F391","v":"1/17 Hour 2"},{"$f":"ROW()-ROW($CH$5)","v":386},391]
["01/17","03:00:00","2023-01-17T03:00:00",1,17,3,7,null,null,null,null,null,null,null,null,null,null,null,null,null,null,null,null,null,null,null,null,null,null,null,null,null,null,null,null,null,null,null,null,null,null,null,null,null,null,null,null,null,null,null,null,null,null,null,null,null,null,null,null,null,null,null,null,null,null,null,null,null,null,null,null,null,null,null,null,null,null,null,null,null,null,null,null,"Jan17","1/17 Hour 3",387,392]
["01/17","04:00:00","2023-01-17T04:00:00",1,17,4,7,null,null,null,null,null,null,null,null,null,null,null,null,null,null,null,null,null,null,null,null,null,null,null,null,null,null,null,null,null,null,null,null,null,null,null,null,null,null,null,null,null,null,null,null,null,null,null,null,null,null,null,null,null,null,null,null,null,null,null,null,null,null,null,null,null,null,null,null,null,null,null,null,null,null,null,null,"Jan17","1/17 Hour 4",388,393]
["01/17","05:00:00","2023-01-17T05:00:00",1,17,5,7,null,null,null,null,null,null,null,null,null,null,null,null,null,null,null,null,null,null,null,null,null,null,null,null,null,null,null,null,null,null,null,null,null,null,null,null,null,null,null,null,null,null,null,null,null,null,null,null,null,null,null,null,null,null,null,null,null,null,null,null,null,null,null,null,null,null,null,null,null,null,null,null,null,null,null,null,"Jan17","1/17 Hour 5",389,394]
["01/17","06:00:00","2023-01-17T06:00:00",1,17,6,7,null,null,null,null,null,null,null,null,null,null,null,null,null,null,null,null,null,null,null,null,null,null,null,null,null,null,null,null,null,null,null,null,null,null,null,null,null,null,null,null,null,null,null,null,null,null,null,null,null,null,null,null,null,null,null,null,null,null,null,null,null,null,null,null,null,null,null,null,null,null,null,null,null,null,null,null,"Jan17","1/17 Hour 6",390,395]
["01/17","07:00:00","2023-01-17T07:00:00",1,17,7,7,null,null,null,null,null,null,null,null,null,null,null,null,null,null,null,null,null,null,null,null,null,null,null,null,null,null,null,null,null,null,null,null,null,null,null,null,null,null,null,null,null,null,null,null,null,null,null,null,null,null,null,null,null,null,null,null,null,null,null,null,null,null,null,null,null,null,null,null,null,null,null,null,null,null,null,null,"Jan17","1/17 Hour 7",391,396]
["01/17","08:00:00","2023-01-17T08:00:00",1,17,8,7,null,null,null,null,null,null,null,null,null,null,null,null,null,null,null,null,null,null,null,null,null,null,null,null,null,null,null,null,null,null,null,null,null,null,null,null,null,null,null,null,null,null,null,null,null,null,null,null,null,null,null,null,null,null,null,null,null,null,null,null,null,null,null,null,null,null,null,null,null,null,null,null,null,null,null,null,"Jan17","1/17 Hour 8",392,397]
["01/17","09:00:00","2023-01-17T09:00:00",1,17,9,7,null,null,null,null,null,null,null,null,null,null,null,null,null,null,null,null,null,null,null,null,null,null,null,null,null,null,null,null,null,null,null,null,null,null,null,null,null,null,null,null,null,null,null,null,null,null,null,null,null,null,null,null,null,null,null,null,null,null,null,null,null,null,null,null,null,null,null,null,null,null,null,null,null,null,null,null,"Jan17","1/17 Hour 9",393,398]
["01/17","10:00:00","2023-01-17T10:00:00",1,17,10,7,null,null,null,null,null,null,null,null,null,null,null,null,null,null,null,null,null,null,null,null,null,null,null,null,null,null,null,null,null,null,null,null,null,null,null,null,null,null,null,null,null,null,null,null,null,null,null,null,null,null,null,null,null,null,null,null,null,null,null,null,null,null,null,null,null,null,null,null,null,null,null,null,null,null,null,null,"Jan17","1/17 Hour 10",394,399]
["01/17","11:00:00","2023-01-17T11:00:00",1,17,11,7,null,null,null,null,null,null,null,null,null,null,null,null,null,null,null,null,null,null,null,null,null,null,null,null,null,null,null,null,null,null,null,null,null,null,null,null,null,null,null,null,null,null,null,null,null,null,null,null,null,null,null,null,null,null,null,null,null,null,null,null,null,null,null,null,null,null,null,null,null,null,null,null,null,null,null,null,"Jan17","1/17 Hour 11",395,400]
["01/17","12:00:00","2023-01-17T12:00:00",1,17,12,7,null,null,null,null,null,null,null,null,null,null,null,null,null,null,null,null,null,null,null,null,null,null,null,null,null,null,null,null,null,null,null,null,null,null,null,null,null,null,null,null,null,null,null,null,null,null,null,null,null,null,null,null,null,null,null,null,null,null,null,null,null,null,null,null,null,null,null,null,null,null,null,null,null,null,null,null,"Jan17","1/17 Hour 12",396,401]
["01/17","13:00:00","2023-01-17T13:00:00",1,17,13,7,null,null,null,null,null,null,null,null,null,null,null,null,null,null,null,null,null,null,null,null,null,null,null,null,null,null,null,null,null,null,null,null,null,null,null,null,null,null,null,null,null,null,null,null,null,null,null,null,null,null,null,null,null,null,null,null,null,null,null,null,null,null,null,null,null,null,null,null,null,null,null,null,null,null,null,null,"Jan17","1/17 Hour 13",397,402]
["01/17","14:00:00","2023-01-17T14:00:00",1,17,14,7,null,null,null,null,null,null,null,null,null,null,null,null,null,null,null,null,null,null,null,null,null,null,null,null,null,null,null,null,null,null,null,null,null,null,null,null,null,null,null,null,null,null,null,null,null,null,null,null,null,null,null,null,null,null,null,null,null,null,null,null,null,null,null,null,null,null,null,null,null,null,null,null,null,null,null,null,"Jan17","1/17 Hour 14",398,403]
["01/17","15:00:00","2023-01-17T15:00:00",1,17,15,7,null,null,null,null,null,null,null,null,null,null,null,null,null,null,null,null,null,null,null,null,null,null,null,null,null,null,null,null,null,null,null,null,null,null,null,null,null,null,null,null,null,null,null,null,null,null,null,null,null,null,null,null,null,null,null,null,null,null,null,null,null,null,null,null,null,null,null,null,null,null,null,null,null,null,null,null,"Jan17","1/17 Hour 15",399,404]
["01/17","16:00:00","2023-01-17T16:00:00",1,17,16,7,null,null,null,null,null,null,null,null,null,null,null,null,null,null,null,null,null,null,null,null,null,null,null,null,null,null,null,null,null,null,null,null,null,null,null,null,null,null,null,null,null,null,null,null,null,null,null,null,null,null,null,null,null,null,null,null,null,null,null,null,null,null,null,null,null,null,null,null,null,null,null,null,null,null,null,null,"Jan17","1/17 Hour 16",400,405]
["01/17","17:00:00","2023-01-17T17:00:00",1,17,17,7,null,null,null,null,null,null,null,null,null,null,null,null,null,null,null,null,null,null,null,null,null,null,null,null,null,null,null,null,null,null,null,null,null,null,null,null,null,null,null,null,null,null,null,null,null,null,null,null,null,null,null,null,null,null,null,null,null,null,null,null,null,null,null,null,null,null,null,null,null,null,null,null,null,null,null,null,"Jan17","1/17 Hour 17",401,406]
["01/17","18:00:00","2023-01-17T18:00:00",1,17,18,7,null,null,null,null,null,null,null,null,null,null,null,null,null,null,null,null,null,null,null,null,null,null,null,null,null,null,null,null,null,null,null,null,null,null,null,null,null,null,null,null,null,null,null,null,null,null,null,null,null,null,null,null,null,null,null,null,null,null,null,null,null,null,null,null,null,null,null,null,null,null,null,null,null,null,null,null,"Jan17","1/17 Hour 18",402,407]
["01/17","19:00:00","2023-01-17T19:00:00",1,17,19,7,null,null,null,null,null,null,null,null,null,null,null,null,null,null,null,null,null,null,null,null,null,null,null,null,null,null,null,null,null,null,null,null,null,null,null,null,null,null,null,null,null,null,null,null,null,null,null,null,null,null,null,null,null,null,null,null,null,null,null,null,null,null,null,null,null,null,null,null,null,null,null,null,null,null,null,null,"Jan17","1/17 Hour 19",403,408]
["01/17","20:00:00","2023-01-17T20:00:00",1,17,20,7,null,null,null,null,null,null,null,null,null,null,null,null,null,null,null,null,null,null,null,null,null,null,null,null,null,null,null,null,null,null,null,null,null,null,null,null,null,null,null,null,null,null,null,null,null,null,null,null,null,null,null,null,null,null,null,null,null,null,null,null,null,null,null,null,null,null,null,null,null,null,null,null,null,null,null,null,"Jan17","1/17 Hour 20",404,409]
["01/17","21:00:00","2023-01-17T21:00:00",1,17,21,7,null,null,null,null,null,null,null,null,null,null,null,null,null,null,null,null,null,null,null,null,null,null,null,null,null,null,null,null,null,null,null,null,null,null,null,null,null,null,null,null,null,null,null,null,null,null,null,null,null,null,null,null,null,null,null,null,null,null,null,null,null,null,null,null,null,null,null,null,null,null,null,null,null,null,null,null,"Jan17","1/17 Hour 21",405,410]
["01/17","22:00:00","2023-01-17T22:00:00",1,17,22,7,null,null,null,null,null,null,null,null,null,null,null,null,null,null,null,null,null,null,null,null,null,null,null,null,null,null,null,null,null,null,null,null,null,null,null,null,null,null,null,null,null,null,null,null,null,null,null,null,null,null,null,null,null,null,null,null,null,null,null,null,null,null,null,null,null,null,null,null,null,null,null,null,null,null,null,null,"Jan17","1/17 Hour 22",406,411]
["01/17","23:00:00","2023-01-17T23:00:00",1,17,23,7,null,null,null,null,null,null,null,null,null,null,null,null,null,null,null,null,null,null,null,null,null,null,null,null,null,null,null,null,null,null,null,null,null,null,null,null,null,null,null,null,null,null,null,null,null,null,null,null,null,null,null,null,null,null,null,null,null,null,null,null,null,null,null,null,null,null,null,null,null,null,null,null,null,null,null,null,"Jan17","1/17 Hour 23",407,412]
["01/17","00:00:00","2023-01-17",1,17,24,7,null,null,null,null,null,null,null,null,null,null,null,null,null,null,null,null,null,null,null,null,null,null,null,null,null,null,null,null,null,null,null,null,null,null,null,null,null,null,null,null,null,null,null,null,null,null,null,null,null,null,null,null,null,null,null,null,null,null,null,null,null,null,null,null,null,null,null,null,null,null,null,null,null,null,null,null,"Jan17","1/17 Hour 24",408,413]
["01/18","01:00:00","2023-01-18T01:00:00",1,18,1,8,null,null,null,null,null,null,null,null,null,null,null,null,null,null,null,null,null,null,null,null,null,null,null,null,null,null,null,null,null,null,null,null,null,null,null,null,null,null,null,null,null,null,null,null,null,null,null,null,null,null,null,null,null,null,null,null,null,null,null,null,null,null,null,null,null,null,null,null,null,null,null,null,null,null,null,null,"Jan18","1/18 Hour 1",409,414]
["01/18","02:00:00","2023-01-18T02:00:00",1,18,2,8,null,null,null,null,null,null,null,null,null,null,null,null,null,null,null,null,null,null,null,null,null,null,null,null,null,null,null,null,null,null,null,null,null,null,null,null,null,null,null,null,null,null,null,null,null,null,null,null,null,null,null,null,null,null,null,null,null,null,null,null,null,null,null,null,null,null,null,null,null,null,null,null,null,null,null,null,"Jan18","1/18 Hour 2",410,415]
["01/18","03:00:00","2023-01-18T03:00:00",1,18,3,8,null,null,null,null,null,null,null,null,null,null,null,null,null,null,null,null,null,null,null,null,null,null,null,null,null,null,null,null,null,null,null,null,null,null,null,null,null,null,null,null,null,null,null,null,null,null,null,null,null,null,null,null,null,null,null,null,null,null,null,null,null,null,null,null,null,null,null,null,null,null,null,null,null,null,null,null,"Jan18","1/18 Hour 3",411,416]
["01/18","04:00:00","2023-01-18T04:00:00",1,18,4,8,null,null,null,null,null,null,null,null,null,null,null,null,null,null,null,null,null,null,null,null,null,null,null,null,null,null,null,null,null,null,null,null,null,null,null,null,null,null,null,null,null,null,null,null,null,null,null,null,null,null,null,null,null,null,null,null,null,null,null,null,null,null,null,null,null,null,null,null,null,null,null,null,null,null,null,null,"Jan18","1/18 Hour 4",412,417]
["01/18","05:00:00","2023-01-18T05:00:00",1,18,5,8,null,null,null,null,null,null,null,null,null,null,null,null,null,null,null,null,null,null,null,null,null,null,null,null,null,null,null,null,null,null,null,null,null,null,null,null,null,null,null,null,null,null,null,null,null,null,null,null,null,null,null,null,null,null,null,null,null,null,null,null,null,null,null,null,null,null,null,null,null,null,null,null,null,null,null,null,"Jan18","1/18 Hour 5",413,418]
["01/18","06:00:00","2023-01-18T06:00:00",1,18,6,8,null,null,null,null,null,null,null,null,null,null,null,null,null,null,null,null,null,null,null,null,null,null,null,null,null,null,null,null,null,null,null,null,null,null,null,null,null,null,null,null,null,null,null,null,null,null,null,null,null,null,null,null,null,null,null,null,null,null,null,null,null,null,null,null,null,null,null,null,null,null,null,null,null,null,null,null,"Jan18","1/18 Hour 6",414,419]
["01/18","07:00:00","2023-01-18T07:00:00",1,18,7,8,null,null,null,null,null,null,null,null,null,null,null,null,null,null,null,null,null,null,null,null,null,null,null,null,null,null,null,null,null,null,null,null,null,null,null,null,null,null,null,null,null,null,null,null,null,null,null,null,null,null,null,null,null,null,null,null,null,null,null,null,null,null,null,null,null,null,null,null,null,null,null,null,null,null,null,null,"Jan18","1/18 Hour 7",415,420]
["01/18","08:00:00","2023-01-18T08:00:00",1,18,8,8,null,null,null,null,null,null,null,null,null,null,null,null,null,null,null,null,null,null,null,null,null,null,null,null,null,null,null,null,null,null,null,null,null,null,null,null,null,null,null,null,null,null,null,null,null,null,null,null,null,null,null,null,null,null,null,null,null,null,null,null,null,null,null,null,null,null,null,null,null,null,null,null,null,null,null,null,"Jan18","1/18 Hour 8",416,421]
["01/18","09:00:00","2023-01-18T09:00:00",1,18,9,8,null,null,null,null,null,null,null,null,null,null,null,null,null,null,null,null,null,null,null,null,null,null,null,null,null,null,null,null,null,null,null,null,null,null,null,null,null,null,null,null,null,null,null,null,null,null,null,null,null,null,null,null,null,null,null,null,null,null,null,null,null,null,null,null,null,null,null,null,null,null,null,null,null,null,null,null,"Jan18","1/18 Hour 9",417,422]
["01/18","10:00:00","2023-01-18T10:00:00",1,18,10,8,null,null,null,null,null,null,null,null,null,null,null,null,null,null,null,null,null,null,null,null,null,null,null,null,null,null,null,null,null,null,null,null,null,null,null,null,null,null,null,null,null,null,null,null,null,null,null,null,null,null,null,null,null,null,null,null,null,null,null,null,null,null,null,null,null,null,null,null,null,null,null,null,null,null,null,null,"Jan18","1/18 Hour 10",418,423]
["01/18","11:00:00","2023-01-18T11:00:00",1,18,11,8,null,null,null,null,null,null,null,null,null,null,null,null,null,null,null,null,null,null,null,null,null,null,null,null,null,null,null,null,null,null,null,null,null,null,null,null,null,null,null,null,null,null,null,null,null,null,null,null,null,null,null,null,null,null,null,null,null,null,null,null,null,null,null,null,null,null,null,null,null,null,null,null,null,null,null,null,"Jan18","1/18 Hour 11",419,424]
["01/18","12:00:00","2023-01-18T12:00:00",1,18,12,8,null,null,null,null,null,null,null,null,null,null,null,null,null,null,null,null,null,null,null,null,null,null,null,null,null,null,null,null,null,null,null,null,null,null,null,null,null,null,null,null,null,null,null,null,null,null,null,null,null,null,null,null,null,null,null,null,null,null,null,null,null,null,null,null,null,null,null,null,null,null,null,null,null,null,null,null,"Jan18","1/18 Hour 12",420,425]
["01/18","13:00:00","2023-01-18T13:00:00",1,18,13,8,null,null,null,null,null,null,null,null,null,null,null,null,null,null,null,null,null,null,null,null,null,null,null,null,null,null,null,null,null,null,null,null,null,null,null,null,null,null,null,null,null,null,null,null,null,null,null,null,null,null,null,null,null,null,null,null,null,null,null,null,null,null,null,null,null,null,null,null,null,null,null,null,null,null,null,null,"Jan18","1/18 Hour 13",421,426]
["01/18","14:00:00","2023-01-18T14:00:00",1,18,14,8,null,null,null,null,null,null,null,null,null,null,null,null,null,null,null,null,null,null,null,null,null,null,null,null,null,null,null,null,null,null,null,null,null,null,null,null,null,null,null,null,null,null,null,null,null,null,null,null,null,null,null,null,null,null,null,null,null,null,null,null,null,null,null,null,null,null,null,null,null,null,null,null,null,null,null,null,"Jan18","1/18 Hour 14",422,427]
["01/18","15:00:00","2023-01-18T15:00:00",1,18,15,8,null,null,null,null,null,null,null,null,null,null,null,null,null,null,null,null,null,null,null,null,null,null,null,null,null,null,null,null,null,null,null,null,null,null,null,null,null,null,null,null,null,null,null,null,null,null,null,null,null,null,null,null,null,null,null,null,null,null,null,null,null,null,null,null,null,null,null,null,null,null,null,null,null,null,null,null,"Jan18","1/18 Hour 15",423,428]
["01/18","16:00:00","2023-01-18T16:00:00",1,18,16,8,null,null,null,null,null,null,null,null,null,null,null,null,null,null,null,null,null,null,null,null,null,null,null,null,null,null,null,null,null,null,null,null,null,null,null,null,null,null,null,null,null,null,null,null,null,null,null,null,null,null,null,null,null,null,null,null,null,null,null,null,null,null,null,null,null,null,null,null,null,null,null,null,null,null,null,null,"Jan18","1/18 Hour 16",424,429]
["01/18","17:00:00","2023-01-18T17:00:00",1,18,17,8,null,null,null,null,null,null,null,null,null,null,null,null,null,null,null,null,null,null,null,null,null,null,null,null,null,null,null,null,null,null,null,null,null,null,null,null,null,null,null,null,null,null,null,null,null,null,null,null,null,null,null,null,null,null,null,null,null,null,null,null,null,null,null,null,null,null,null,null,null,null,null,null,null,null,null,null,"Jan18","1/18 Hour 17",425,430]
["01/18","18:00:00","2023-01-18T18:00:00",1,18,18,8,null,null,null,null,null,null,null,null,null,null,null,null,null,null,null,null,null,null,null,null,null,null,null,null,null,null,null,null,null,null,null,null,null,null,null,null,null,null,null,null,null,null,null,null,null,null,null,null,null,null,null,null,null,null,null,null,null,null,null,null,null,null,null,null,null,null,null,null,null,null,null,null,null,null,null,null,"Jan18","1/18 Hour 18",426,431]
["01/18","19:00:00","2023-01-18T19:00:00",1,18,19,8,null,null,null,null,null,null,null,null,null,null,null,null,null,null,null,null,null,null,null,null,null,null,null,null,null,null,null,null,null,null,null,null,null,null,null,null,null,null,null,null,null,null,null,null,null,null,null,null,null,null,null,null,null,null,null,null,null,null,null,null,null,null,null,null,null,null,null,null,null,null,null,null,null,null,null,null,"Jan18","1/18 Hour 19",427,432]
["01/18","20:00:00","2023-01-18T20:00:00",1,18,20,8,null,null,null,null,null,null,null,null,null,null,null,null,null,null,null,null,null,null,null,null,null,null,null,null,null,null,null,null,null,null,null,null,null,null,null,null,null,null,null,null,null,null,null,null,null,null,null,null,null,null,null,null,null,null,null,null,null,null,null,null,null,null,null,null,null,null,null,null,null,null,null,null,null,null,null,null,"Jan18","1/18 Hour 20",428,433]
["01/18","21:00:00","2023-01-18T21:00:00",1,18,21,8,null,null,null,null,null,null,null,null,null,null,null,null,null,null,null,null,null,null,null,null,null,null,null,null,null,null,null,null,null,null,null,null,null,null,null,null,null,null,null,null,null,null,null,null,null,null,null,null,null,null,null,null,null,null,null,null,null,null,null,null,null,null,null,null,null,null,null,null,null,null,null,null,null,null,null,null,"Jan18","1/18 Hour 21",429,434]
["01/18","22:00:00","2023-01-18T22:00:00",1,18,22,8,null,null,null,null,null,null,null,null,null,null,null,null,null,null,null,null,null,null,null,null,null,null,null,null,null,null,null,null,null,null,null,null,null,null,null,null,null,null,null,null,null,null,null,null,null,null,null,null,null,null,null,null,null,null,null,null,null,null,null,null,null,null,null,null,null,null,null,null,null,null,null,null,null,null,null,null,"Jan18","1/18 Hour 22",430,435]
["01/18","23:00:00","2023-01-18T23:00:00",1,18,23,8,null,null,null,null,null,null,null,null,null,null,null,null,null,null,null,null,null,null,null,null,null,null,null,null,null,null,null,null,null,null,null,null,null,null,null,null,null,null,null,null,null,null,null,null,null,null,null,null,null,null,null,null,null,null,null,null,null,null,null,null,null,null,null,null,null,null,null,null,null,null,null,null,null,null,null,null,"Jan18","1/18 Hour 23",431,436]
["01/18","00:00:00","2023-01-18",1,18,24,8,null,null,null,null,null,null,null,null,null,null,null,null,null,null,null,null,null,null,null,null,null,null,null,null,null,null,null,null,null,null,null,null,null,null,null,null,null,null,null,null,null,null,null,null,null,null,null,null,null,null,null,null,null,null,null,null,null,null,null,null,null,null,null,null,null,null,null,null,null,null,null,null,null,null,null,null,"Jan18","1/18 Hour 24",432,437]
["01/19","01:00:00","2023-01-19T01:00:00",1,19,1,2,null,null,null,null,null,null,null,null,null,null,null,null,null,null,null,null,null,null,null,null,null,null,null,null,null,null,null,null,null,null,null,null,null,null,null,null,null,null,null,null,null,null,null,null,null,null,null,null,null,null,null,null,null,null,null,null,null,null,null,null,null,null,null,null,null,null,null,null,null,null,null,null,null,null,null,null,"Jan19","1/19 Hour 1",433,438]
["01/19","02:00:00","2023-01-19T02:00:00",1,19,2,2,null,null,null,null,null,null,null,null,null,null,null,null,null,null,null,null,null,null,null,null,null,null,null,null,null,null,null,null,null,null,null,null,null,null,null,null,null,null,null,null,null,null,null,null,null,null,null,null,null,null,null,null,null,null,null,null,null,null,null,null,null,null,null,null,null,null,null,null,null,null,null,null,null,null,null,null,"Jan19","1/19 Hour 2",434,439]
["01/19","03:00:00","2023-01-19T03:00:00",1,19,3,2,null,null,null,null,null,null,null,null,null,null,null,null,null,null,null,null,null,null,null,null,null,null,null,null,null,null,null,null,null,null,null,null,null,null,null,null,null,null,null,null,null,null,null,null,null,null,null,null,null,null,null,null,null,null,null,null,null,null,null,null,null,null,null,null,null,null,null,null,null,null,null,null,null,null,null,null,"Jan19","1/19 Hour 3",435,440]
["01/19","04:00:00","2023-01-19T04:00:00",1,19,4,2,null,null,null,null,null,null,null,null,null,null,null,null,null,null,null,null,null,null,null,null,null,null,null,null,null,null,null,null,null,null,null,null,null,null,null,null,null,null,null,null,null,null,null,null,null,null,null,null,null,null,null,null,null,null,null,null,null,null,null,null,null,null,null,null,null,null,null,null,null,null,null,null,null,null,null,null,"Jan19","1/19 Hour 4",436,441]
["01/19","05:00:00","2023-01-19T05:00:00",1,19,5,2,null,null,null,null,null,null,null,null,null,null,null,null,null,null,null,null,null,null,null,null,null,null,null,null,null,null,null,null,null,null,null,null,null,null,null,null,null,null,null,null,null,null,null,null,null,null,null,null,null,null,null,null,null,null,null,null,null,null,null,null,null,null,null,null,null,null,null,null,null,null,null,null,null,null,null,null,"Jan19","1/19 Hour 5",437,442]
["01/19","06:00:00","2023-01-19T06:00:00",1,19,6,2,null,null,null,null,null,null,null,null,null,null,null,null,null,null,null,null,null,null,null,null,null,null,null,null,null,null,null,null,null,null,null,null,null,null,null,null,null,null,null,null,null,null,null,null,null,null,null,null,null,null,null,null,null,null,null,null,null,null,null,null,null,null,null,null,null,null,null,null,null,null,null,null,null,null,null,null,"Jan19","1/19 Hour 6",438,443]
["01/19","07:00:00","2023-01-19T07:00:00",1,19,7,2,null,null,null,null,null,null,null,null,null,null,null,null,null,null,null,null,null,null,null,null,null,null,null,null,null,null,null,null,null,null,null,null,null,null,null,null,null,null,null,null,null,null,null,null,null,null,null,null,null,null,null,null,null,null,null,null,null,null,null,null,null,null,null,null,null,null,null,null,null,null,null,null,null,null,null,null,"Jan19","1/19 Hour 7",439,444]
["01/19","08:00:00","2023-01-19T08:00:00",1,19,8,2,null,null,null,null,null,null,null,null,null,null,null,null,null,null,null,null,null,null,null,null,null,null,null,null,null,null,null,null,null,null,null,null,null,null,null,null,null,null,null,null,null,null,null,null,null,null,null,null,null,null,null,null,null,null,null,null,null,null,null,null,null,null,null,null,null,null,null,null,null,null,null,null,null,null,null,null,"Jan19","1/19 Hour 8",440,445]
["01/19","09:00:00","2023-01-19T09:00:00",1,19,9,2,null,null,null,null,null,null,null,null,null,null,null,null,null,null,null,null,null,null,null,null,null,null,null,null,null,null,null,null,null,null,null,null,null,null,null,null,null,null,null,null,null,null,null,null,null,null,null,null,null,null,null,null,null,null,null,null,null,null,null,null,null,null,null,null,null,null,null,null,null,null,null,null,null,null,null,null,"Jan19","1/19 Hour 9",441,446]
["01/19","10:00:00","2023-01-19T10:00:00",1,19,10,2,null,null,null,null,null,null,null,null,null,null,null,null,null,null,null,null,null,null,null,null,null,null,null,null,null,null,null,null,null,null,null,null,null,null,null,null,null,null,null,null,null,null,null,null,null,null,null,null,null,null,null,null,null,null,null,null,null,null,null,null,null,null,null,null,null,null,null,null,null,null,null,null,null,null,null,null,"Jan19","1/19 Hour 10",442,447]
["01/19","11:00:00","2023-01-19T11:00:00",1,19,11,2,null,null,null,null,null,null,null,null,null,null,null,null,null,null,null,null,null,null,null,null,null,null,null,null,null,null,null,null,null,null,null,null,null,null,null,null,null,null,null,null,null,null,null,null,null,null,null,null,null,null,null,null,null,null,null,null,null,null,null,null,null,null,null,null,null,null,null,null,null,null,null,null,null,null,null,null,"Jan19","1/19 Hour 11",443,448]
["01/19","12:00:00","2023-01-19T12:00:00",1,19,12,2,null,null,null,null,null,null,null,null,null,null,null,null,null,null,null,null,null,null,null,null,null,null,null,null,null,null,null,null,null,null,null,null,null,null,null,null,null,null,null,null,null,null,null,null,null,null,null,null,null,null,null,null,null,null,null,null,null,null,null,null,null,null,null,null,null,null,null,null,null,null,null,null,null,null,null,null,"Jan19","1/19 Hour 12",444,449]
["01/19","13:00:00","2023-01-19T13:00:00",1,19,13,2,null,null,null,null,null,null,null,null,null,null,null,null,null,null,null,null,null,null,null,null,null,null,null,null,null,null,null,null,null,null,null,null,null,null,null,null,null,null,null,null,null,null,null,null,null,null,null,null,null,null,null,null,null,null,null,null,null,null,null,null,null,null,null,null,null,null,null,null,null,null,null,null,null,null,null,null,"Jan19","1/19 Hour 13",445,450]
["01/19","14:00:00","2023-01-19T14:00:00",1,19,14,2,null,null,null,null,null,null,null,null,null,null,null,null,null,null,null,null,null,null,null,null,null,null,null,null,null,null,null,null,null,null,null,null,null,null,null,null,null,null,null,null,null,null,null,null,null,null,null,null,null,null,null,null,null,null,null,null,null,null,null,null,null,null,null,null,null,null,null,null,null,null,null,null,null,null,null,null,"Jan19","1/19 Hour 14",446,451]
["01/19","15:00:00","2023-01-19T15:00:00",1,19,15,2,null,null,null,null,null,null,null,null,null,null,null,null,null,null,null,null,null,null,null,null,null,null,null,null,null,null,null,null,null,null,null,null,null,null,null,null,null,null,null,null,null,null,null,null,null,null,null,null,null,null,null,null,null,null,null,null,null,null,null,null,null,null,null,null,null,null,null,null,null,null,null,null,null,null,null,null,"Jan19","1/19 Hour 15",447,452]
["01/19","16:00:00","2023-01-19T16:00:00",1,19,16,2,null,null,null,null,null,null,null,null,null,null,null,null,null,null,null,null,null,null,null,null,null,null,null,null,null,null,null,null,null,null,null,null,null,null,null,null,null,null,null,null,null,null,null,null,null,null,null,null,null,null,null,null,null,null,null,null,null,null,null,null,null,null,null,null,null,null,null,null,null,null,null,null,null,null,null,null,"Jan19","1/19 Hour 16",448,453]
["01/19","17:00:00",{"$f":"A454+B454","v":"2023-01-19T17:00:00"},1,19,17,2,null,null,null,null,null,null,null,null,null,null,null,null,null,null,null,null,null,null,null,null,null,null,null,null,null,null,null,null,null,null,null,null,null,null,null,null,null,null,null,null,null,null,null,null,null,null,null,null,null,null,null,null,null,null,null,null,null,null,null,null,null,null,null,null,null,null,null,null,null,null,null,null,null,null,null,null,"Jan19","1/19 Hour 17",449,454]
[{"$f":"TEXT(DATE(,D455,E455),\"MM/DD\")","v":"01/19"},{"$f":"TIME(F455,0,0)","v":"18:00:00"},"2023-01-19T18:00:00",1,19,18,2,null,null,null,null,null,null,null,null,null,null,null,null,null,null,null,null,null,null,null,null,null,null,null,null,null,null,null,null,null,null,null,null,null,null,null,null,null,null,null,null,null,null,null,null,null,null,null,null,null,null,null,null,null,null,null,null,null,null,null,null,null,null,null,null,null,null,null,null,null,null,null,null,null,null,null,null,{"$f":"TEXT(D455*29,\"mmm\")&E455","v":"Jan19"},{"$f":"D455&\"/\"&E455&\" Hour \"&F455","v":"1/19 Hour 18"},{"$f":"ROW()-ROW($CH$5)","v":450},455]
["01/19","19:00:00","2023-01-19T19:00:00",1,19,19,2,null,null,null,null,null,null,null,null,null,null,null,null,null,null,null,null,null,null,null,null,null,null,null,null,null,null,null,null,null,null,null,null,null,null,null,null,null,null,null,null,null,null,null,null,null,null,null,null,null,null,null,null,null,null,null,null,null,null,null,null,null,null,null,null,null,null,null,null,null,null,null,null,null,null,null,null,"Jan19","1/19 Hour 19",451,456]
["01/19","20:00:00","2023-01-19T20:00:00",1,19,20,2,null,null,null,null,null,null,null,null,null,null,null,null,null,null,null,null,null,null,null,null,null,null,null,null,null,null,null,null,null,null,null,null,null,null,null,null,null,null,null,null,null,null,null,null,null,null,null,null,null,null,null,null,null,null,null,null,null,null,null,null,null,null,null,null,null,null,null,null,null,null,null,null,null,null,null,null,"Jan19","1/19 Hour 20",452,457]
["01/19","21:00:00","2023-01-19T21:00:00",1,19,21,2,null,null,null,null,null,null,null,null,null,null,null,null,null,null,null,null,null,null,null,null,null,null,null,null,null,null,null,null,null,null,null,null,null,null,null,null,null,null,null,null,null,null,null,null,null,null,null,null,null,null,null,null,null,null,null,null,null,null,null,null,null,null,null,null,null,null,null,null,null,null,null,null,null,null,null,null,"Jan19","1/19 Hour 21",453,458]
["01/19","22:00:00","2023-01-19T22:00:00",1,19,22,2,null,null,null,null,null,null,null,null,null,null,null,null,null,null,null,null,null,null,null,null,null,null,null,null,null,null,null,null,null,null,null,null,null,null,null,null,null,null,null,null,null,null,null,null,null,null,null,null,null,null,null,null,null,null,null,null,null,null,null,null,null,null,null,null,null,null,null,null,null,null,null,null,null,null,null,null,"Jan19","1/19 Hour 22",454,459]
["01/19","23:00:00","2023-01-19T23:00:00",1,19,23,2,null,null,null,null,null,null,null,null,null,null,null,null,null,null,null,null,null,null,null,null,null,null,null,null,null,null,null,null,null,null,null,null,null,null,null,null,null,null,null,null,null,null,null,null,null,null,null,null,null,null,null,null,null,null,null,null,null,null,null,null,null,null,null,null,null,null,null,null,null,null,null,null,null,null,null,null,"Jan19","1/19 Hour 23",455,460]
["01/19","00:00:00","2023-01-19",1,19,24,2,null,null,null,null,null,null,null,null,null,null,null,null,null,null,null,null,null,null,null,null,null,null,null,null,null,null,null,null,null,null,null,null,null,null,null,null,null,null,null,null,null,null,null,null,null,null,null,null,null,null,null,null,null,null,null,null,null,null,null,null,null,null,null,null,null,null,null,null,null,null,null,null,null,null,null,null,"Jan19","1/19 Hour 24",456,461]
["01/20","01:00:00","2023-01-20T01:00:00",1,20,1,3,null,null,null,null,null,null,null,null,null,null,null,null,null,null,null,null,null,null,null,null,null,null,null,null,null,null,null,null,null,null,null,null,null,null,null,null,null,null,null,null,null,null,null,null,null,null,null,null,null,null,null,null,null,null,null,null,null,null,null,null,null,null,null,null,null,null,null,null,null,null,null,null,null,null,null,null,"Jan20","1/20 Hour 1",457,462]
["01/20","02:00:00","2023-01-20T02:00:00",1,20,2,3,null,null,null,null,null,null,null,null,null,null,null,null,null,null,null,null,null,null,null,null,null,null,null,null,null,null,null,null,null,null,null,null,null,null,null,null,null,null,null,null,null,null,null,null,null,null,null,null,null,null,null,null,null,null,null,null,null,null,null,null,null,null,null,null,null,null,null,null,null,null,null,null,null,null,null,null,"Jan20","1/20 Hour 2",458,463]
["01/20","03:00:00","2023-01-20T03:00:00",1,20,3,3,null,null,null,null,null,null,null,null,null,null,null,null,null,null,null,null,null,null,null,null,null,null,null,null,null,null,null,null,null,null,null,null,null,null,null,null,null,null,null,null,null,null,null,null,null,null,null,null,null,null,null,null,null,null,null,null,null,null,null,null,null,null,null,null,null,null,null,null,null,null,null,null,null,null,null,null,"Jan20","1/20 Hour 3",459,464]
["01/20","04:00:00","2023-01-20T04:00:00",1,20,4,3,null,null,null,null,null,null,null,null,null,null,null,null,null,null,null,null,null,null,null,null,null,null,null,null,null,null,null,null,null,null,null,null,null,null,null,null,null,null,null,null,null,null,null,null,null,null,null,null,null,null,null,null,null,null,null,null,null,null,null,null,null,null,null,null,null,null,null,null,null,null,null,null,null,null,null,null,"Jan20","1/20 Hour 4",460,465]
["01/20","05:00:00","2023-01-20T05:00:00",1,20,5,3,null,null,null,null,null,null,null,null,null,null,null,null,null,null,null,null,null,null,null,null,null,null,null,null,null,null,null,null,null,null,null,null,null,null,null,null,null,null,null,null,null,null,null,null,null,null,null,null,null,null,null,null,null,null,null,null,null,null,null,null,null,null,null,null,null,null,null,null,null,null,null,null,null,null,null,null,"Jan20","1/20 Hour 5",461,466]
["01/20","06:00:00","2023-01-20T06:00:00",1,20,6,3,null,null,null,null,null,null,null,null,null,null,null,null,null,null,null,null,null,null,null,null,null,null,null,null,null,null,null,null,null,null,null,null,null,null,null,null,null,null,null,null,null,null,null,null,null,null,null,null,null,null,null,null,null,null,null,null,null,null,null,null,null,null,null,null,null,null,null,null,null,null,null,null,null,null,null,null,"Jan20","1/20 Hour 6",462,467]
["01/20","07:00:00","2023-01-20T07:00:00",1,20,7,3,null,null,null,null,null,null,null,null,null,null,null,null,null,null,null,null,null,null,null,null,null,null,null,null,null,null,null,null,null,null,null,null,null,null,null,null,null,null,null,null,null,null,null,null,null,null,null,null,null,null,null,null,null,null,null,null,null,null,null,null,null,null,null,null,null,null,null,null,null,null,null,null,null,null,null,null,"Jan20","1/20 Hour 7",463,468]
["01/20","08:00:00","2023-01-20T08:00:00",1,20,8,3,null,null,null,null,null,null,null,null,null,null,null,null,null,null,null,null,null,null,null,null,null,null,null,null,null,null,null,null,null,null,null,null,null,null,null,null,null,null,null,null,null,null,null,null,null,null,null,null,null,null,null,null,null,null,null,null,null,null,null,null,null,null,null,null,null,null,null,null,null,null,null,null,null,null,null,null,"Jan20","1/20 Hour 8",464,469]
["01/20","09:00:00","2023-01-20T09:00:00",1,20,9,3,null,null,null,null,null,null,null,null,null,null,null,null,null,null,null,null,null,null,null,null,null,null,null,null,null,null,null,null,null,null,null,null,null,null,null,null,null,null,null,null,null,null,null,null,null,null,null,null,null,null,null,null,null,null,null,null,null,null,null,null,null,null,null,null,null,null,null,null,null,null,null,null,null,null,null,null,"Jan20","1/20 Hour 9",465,470]
["01/20","10:00:00","2023-01-20T10:00:00",1,20,10,3,null,null,null,null,null,null,null,null,null,null,null,null,null,null,null,null,null,null,null,null,null,null,null,null,null,null,null,null,null,null,null,null,null,null,null,null,null,null,null,null,null,null,null,null,null,null,null,null,null,null,null,null,null,null,null,null,null,null,null,null,null,null,null,null,null,null,null,null,null,null,null,null,null,null,null,null,"Jan20","1/20 Hour 10",466,471]
["01/20","11:00:00","2023-01-20T11:00:00",1,20,11,3,null,null,null,null,null,null,null,null,null,null,null,null,null,null,null,null,null,null,null,null,null,null,null,null,null,null,null,null,null,null,null,null,null,null,null,null,null,null,null,null,null,null,null,null,null,null,null,null,null,null,null,null,null,null,null,null,null,null,null,null,null,null,null,null,null,null,null,null,null,null,null,null,null,null,null,null,"Jan20","1/20 Hour 11",467,472]
["01/20","12:00:00","2023-01-20T12:00:00",1,20,12,3,null,null,null,null,null,null,null,null,null,null,null,null,null,null,null,null,null,null,null,null,null,null,null,null,null,null,null,null,null,null,null,null,null,null,null,null,null,null,null,null,null,null,null,null,null,null,null,null,null,null,null,null,null,null,null,null,null,null,null,null,null,null,null,null,null,null,null,null,null,null,null,null,null,null,null,null,"Jan20","1/20 Hour 12",468,473]
["01/20","13:00:00","2023-01-20T13:00:00",1,20,13,3,null,null,null,null,null,null,null,null,null,null,null,null,null,null,null,null,null,null,null,null,null,null,null,null,null,null,null,null,null,null,null,null,null,null,null,null,null,null,null,null,null,null,null,null,null,null,null,null,null,null,null,null,null,null,null,null,null,null,null,null,null,null,null,null,null,null,null,null,null,null,null,null,null,null,null,null,"Jan20","1/20 Hour 13",469,474]
["01/20","14:00:00","2023-01-20T14:00:00",1,20,14,3,null,null,null,null,null,null,null,null,null,null,null,null,null,null,null,null,null,null,null,null,null,null,null,null,null,null,null,null,null,null,null,null,null,null,null,null,null,null,null,null,null,null,null,null,null,null,null,null,null,null,null,null,null,null,null,null,null,null,null,null,null,null,null,null,null,null,null,null,null,null,null,null,null,null,null,null,"Jan20","1/20 Hour 14",470,475]
["01/20","15:00:00","2023-01-20T15:00:00",1,20,15,3,null,null,null,null,null,null,null,null,null,null,null,null,null,null,null,null,null,null,null,null,null,null,null,null,null,null,null,null,null,null,null,null,null,null,null,null,null,null,null,null,null,null,null,null,null,null,null,null,null,null,null,null,null,null,null,null,null,null,null,null,null,null,null,null,null,null,null,null,null,null,null,null,null,null,null,null,"Jan20","1/20 Hour 15",471,476]
["01/20","16:00:00","2023-01-20T16:00:00",1,20,16,3,null,null,null,null,null,null,null,null,null,null,null,null,null,null,null,null,null,null,null,null,null,null,null,null,null,null,null,null,null,null,null,null,null,null,null,null,null,null,null,null,null,null,null,null,null,null,null,null,null,null,null,null,null,null,null,null,null,null,null,null,null,null,null,null,null,null,null,null,null,null,null,null,null,null,null,null,"Jan20","1/20 Hour 16",472,477]
["01/20","17:00:00","2023-01-20T17:00:00",1,20,17,3,null,null,null,null,null,null,null,null,null,null,null,null,null,null,null,null,null,null,null,null,null,null,null,null,null,null,null,null,null,null,null,null,null,null,null,null,null,null,null,null,null,null,null,null,null,null,null,null,null,null,null,null,null,null,null,null,null,null,null,null,null,null,null,null,null,null,null,null,null,null,null,null,null,null,null,null,"Jan20","1/20 Hour 17",473,478]
["01/20","18:00:00","2023-01-20T18:00:00",1,20,18,3,null,null,null,null,null,null,null,null,null,null,null,null,null,null,null,null,null,null,null,null,null,null,null,null,null,null,null,null,null,null,null,null,null,null,null,null,null,null,null,null,null,null,null,null,null,null,null,null,null,null,null,null,null,null,null,null,null,null,null,null,null,null,null,null,null,null,null,null,null,null,null,null,null,null,null,null,"Jan20","1/20 Hour 18",474,479]
["01/20","19:00:00","2023-01-20T19:00:00",1,20,19,3,null,null,null,null,null,null,null,null,null,null,null,null,null,null,null,null,null,null,null,null,null,null,null,null,null,null,null,null,null,null,null,null,null,null,null,null,null,null,null,null,null,null,null,null,null,null,null,null,null,null,null,null,null,null,null,null,null,null,null,null,null,null,null,null,null,null,null,null,null,null,null,null,null,null,null,null,"Jan20","1/20 Hour 19",475,480]
["01/20","20:00:00","2023-01-20T20:00:00",1,20,20,3,null,null,null,null,null,null,null,null,null,null,null,null,null,null,null,null,null,null,null,null,null,null,null,null,null,null,null,null,null,null,null,null,null,null,null,null,null,null,null,null,null,null,null,null,null,null,null,null,null,null,null,null,null,null,null,null,null,null,null,null,null,null,null,null,null,null,null,null,null,null,null,null,null,null,null,null,"Jan20","1/20 Hour 20",476,481]
["01/20","21:00:00","2023-01-20T21:00:00",1,20,21,3,null,null,null,null,null,null,null,null,null,null,null,null,null,null,null,null,null,null,null,null,null,null,null,null,null,null,null,null,null,null,null,null,null,null,null,null,null,null,null,null,null,null,null,null,null,null,null,null,null,null,null,null,null,null,null,null,null,null,null,null,null,null,null,null,null,null,null,null,null,null,null,null,null,null,null,null,"Jan20","1/20 Hour 21",477,482]
["01/20","22:00:00","2023-01-20T22:00:00",1,20,22,3,null,null,null,null,null,null,null,null,null,null,null,null,null,null,null,null,null,null,null,null,null,null,null,null,null,null,null,null,null,null,null,null,null,null,null,null,null,null,null,null,null,null,null,null,null,null,null,null,null,null,null,null,null,null,null,null,null,null,null,null,null,null,null,null,null,null,null,null,null,null,null,null,null,null,null,null,"Jan20","1/20 Hour 22",478,483]
["01/20","23:00:00","2023-01-20T23:00:00",1,20,23,3,null,null,null,null,null,null,null,null,null,null,null,null,null,null,null,null,null,null,null,null,null,null,null,null,null,null,null,null,null,null,null,null,null,null,null,null,null,null,null,null,null,null,null,null,null,null,null,null,null,null,null,null,null,null,null,null,null,null,null,null,null,null,null,null,null,null,null,null,null,null,null,null,null,null,null,null,"Jan20","1/20 Hour 23",479,484]
["01/20","00:00:00","2023-01-20",1,20,24,3,null,null,null,null,null,null,null,null,null,null,null,null,null,null,null,null,null,null,null,null,null,null,null,null,null,null,null,null,null,null,null,null,null,null,null,null,null,null,null,null,null,null,null,null,null,null,null,null,null,null,null,null,null,null,null,null,null,null,null,null,null,null,null,null,null,null,null,null,null,null,null,null,null,null,null,null,"Jan20","1/20 Hour 24",480,485]
["01/21","01:00:00","2023-01-21T01:00:00",1,21,1,4,null,null,null,null,null,null,null,null,null,null,null,null,null,null,null,null,null,null,null,null,null,null,null,null,null,null,null,null,null,null,null,null,null,null,null,null,null,null,null,null,null,null,null,null,null,null,null,null,null,null,null,null,null,null,null,null,null,null,null,null,null,null,null,null,null,null,null,null,null,null,null,null,null,null,null,null,"Jan21","1/21 Hour 1",481,486]
["01/21","02:00:00","2023-01-21T02:00:00",1,21,2,4,null,null,null,null,null,null,null,null,null,null,null,null,null,null,null,null,null,null,null,null,null,null,null,null,null,null,null,null,null,null,null,null,null,null,null,null,null,null,null,null,null,null,null,null,null,null,null,null,null,null,null,null,null,null,null,null,null,null,null,null,null,null,null,null,null,null,null,null,null,null,null,null,null,null,null,null,"Jan21","1/21 Hour 2",482,487]
["01/21","03:00:00","2023-01-21T03:00:00",1,21,3,4,null,null,null,null,null,null,null,null,null,null,null,null,null,null,null,null,null,null,null,null,null,null,null,null,null,null,null,null,null,null,null,null,null,null,null,null,null,null,null,null,null,null,null,null,null,null,null,null,null,null,null,null,null,null,null,null,null,null,null,null,null,null,null,null,null,null,null,null,null,null,null,null,null,null,null,null,"Jan21","1/21 Hour 3",483,488]
["01/21","04:00:00","2023-01-21T04:00:00",1,21,4,4,null,null,null,null,null,null,null,null,null,null,null,null,null,null,null,null,null,null,null,null,null,null,null,null,null,null,null,null,null,null,null,null,null,null,null,null,null,null,null,null,null,null,null,null,null,null,null,null,null,null,null,null,null,null,null,null,null,null,null,null,null,null,null,null,null,null,null,null,null,null,null,null,null,null,null,null,"Jan21","1/21 Hour 4",484,489]
["01/21","05:00:00","2023-01-21T05:00:00",1,21,5,4,null,null,null,null,null,null,null,null,null,null,null,null,null,null,null,null,null,null,null,null,null,null,null,null,null,null,null,null,null,null,null,null,null,null,null,null,null,null,null,null,null,null,null,null,null,null,null,null,null,null,null,null,null,null,null,null,null,null,null,null,null,null,null,null,null,null,null,null,null,null,null,null,null,null,null,null,"Jan21","1/21 Hour 5",485,490]
["01/21","06:00:00","2023-01-21T06:00:00",1,21,6,4,null,null,null,null,null,null,null,null,null,null,null,null,null,null,null,null,null,null,null,null,null,null,null,null,null,null,null,null,null,null,null,null,null,null,null,null,null,null,null,null,null,null,null,null,null,null,null,null,null,null,null,null,null,null,null,null,null,null,null,null,null,null,null,null,null,null,null,null,null,null,null,null,null,null,null,null,"Jan21","1/21 Hour 6",486,491]
["01/21","07:00:00","2023-01-21T07:00:00",1,21,7,4,null,null,null,null,null,null,null,null,null,null,null,null,null,null,null,null,null,null,null,null,null,null,null,null,null,null,null,null,null,null,null,null,null,null,null,null,null,null,null,null,null,null,null,null,null,null,null,null,null,null,null,null,null,null,null,null,null,null,null,null,null,null,null,null,null,null,null,null,null,null,null,null,null,null,null,null,"Jan21","1/21 Hour 7",487,492]
["01/21","08:00:00","2023-01-21T08:00:00",1,21,8,4,null,null,null,null,null,null,null,null,null,null,null,null,null,null,null,null,null,null,null,null,null,null,null,null,null,null,null,null,null,null,null,null,null,null,null,null,null,null,null,null,null,null,null,null,null,null,null,null,null,null,null,null,null,null,null,null,null,null,null,null,null,null,null,null,null,null,null,null,null,null,null,null,null,null,null,null,"Jan21","1/21 Hour 8",488,493]
["01/21","09:00:00","2023-01-21T09:00:00",1,21,9,4,null,null,null,null,null,null,null,null,null,null,null,null,null,null,null,null,null,null,null,null,null,null,null,null,null,null,null,null,null,null,null,null,null,null,null,null,null,null,null,null,null,null,null,null,null,null,null,null,null,null,null,null,null,null,null,null,null,null,null,null,null,null,null,null,null,null,null,null,null,null,null,null,null,null,null,null,"Jan21","1/21 Hour 9",489,494]
["01/21","10:00:00","2023-01-21T10:00:00",1,21,10,4,null,null,null,null,null,null,null,null,null,null,null,null,null,null,null,null,null,null,null,null,null,null,null,null,null,null,null,null,null,null,null,null,null,null,null,null,null,null,null,null,null,null,null,null,null,null,null,null,null,null,null,null,null,null,null,null,null,null,null,null,null,null,null,null,null,null,null,null,null,null,null,null,null,null,null,null,"Jan21","1/21 Hour 10",490,495]
["01/21","11:00:00","2023-01-21T11:00:00",1,21,11,4,null,null,null,null,null,null,null,null,null,null,null,null,null,null,null,null,null,null,null,null,null,null,null,null,null,null,null,null,null,null,null,null,null,null,null,null,null,null,null,null,null,null,null,null,null,null,null,null,null,null,null,null,null,null,null,null,null,null,null,null,null,null,null,null,null,null,null,null,null,null,null,null,null,null,null,null,"Jan21","1/21 Hour 11",491,496]
["01/21","12:00:00","2023-01-21T12:00:00",1,21,12,4,null,null,null,null,null,null,null,null,null,null,null,null,null,null,null,null,null,null,null,null,null,null,null,null,null,null,null,null,null,null,null,null,null,null,null,null,null,null,null,null,null,null,null,null,null,null,null,null,null,null,null,null,null,null,null,null,null,null,null,null,null,null,null,null,null,null,null,null,null,null,null,null,null,null,null,null,"Jan21","1/21 Hour 12",492,497]
["01/21","13:00:00","2023-01-21T13:00:00",1,21,13,4,null,null,null,null,null,null,null,null,null,null,null,null,null,null,null,null,null,null,null,null,null,null,null,null,null,null,null,null,null,null,null,null,null,null,null,null,null,null,null,null,null,null,null,null,null,null,null,null,null,null,null,null,null,null,null,null,null,null,null,null,null,null,null,null,null,null,null,null,null,null,null,null,null,null,null,null,"Jan21","1/21 Hour 13",493,498]
["01/21","14:00:00","2023-01-21T14:00:00",1,21,14,4,null,null,null,null,null,null,null,null,null,null,null,null,null,null,null,null,null,null,null,null,null,null,null,null,null,null,null,null,null,null,null,null,null,null,null,null,null,null,null,null,null,null,null,null,null,null,null,null,null,null,null,null,null,null,null,null,null,null,null,null,null,null,null,null,null,null,null,null,null,null,null,null,null,null,null,null,"Jan21","1/21 Hour 14",494,499]
["01/21","15:00:00","2023-01-21T15:00:00",1,21,15,4,null,null,null,null,null,null,null,null,null,null,null,null,null,null,null,null,null,null,null,null,null,null,null,null,null,null,null,null,null,null,null,null,null,null,null,null,null,null,null,null,null,null,null,null,null,null,null,null,null,null,null,null,null,null,null,null,null,null,null,null,null,null,null,null,null,null,null,null,null,null,null,null,null,null,null,null,"Jan21","1/21 Hour 15",495,500]
["01/22","01:00:00","2023-01-22T01:00:00",1,22,1,5,null,null,null,null,null,null,null,null,null,null,null,null,null,null,null,null,null,null,null,null,null,null,null,null,null,null,null,null,null,null,null,null,null,null,null,null,null,null,null,null,null,null,null,null,null,null,null,null,null,null,null,null,null,null,null,null,null,null,null,null,null,null,null,null,null,null,null,null,null,null,null,null,null,null,null,null,"Jan22","1/22 Hour 1",505,510]
["01/22","18:00:00","2023-01-22T18:00:00",1,22,18,5,null,null,null,null,null,null,null,null,null,null,null,null,null,null,null,null,null,null,null,null,null,null,null,null,null,null,null,null,null,null,null,null,null,null,null,null,null,null,null,null,null,null,null,null,null,null,null,null,null,null,null,null,null,null,null,null,null,null,null,null,null,null,null,null,null,null,null,null,null,null,null,null,null,null,null,null,"Jan22","1/22 Hour 18",522,527]
["01/23","11:00:00","2023-01-23T11:00:00",1,23,11,6,null,null,null,null,null,null,null,null,null,null,null,null,null,null,null,null,null,null,null,null,null,null,null,null,null,null,null,null,null,null,null,null,null,null,null,null,null,null,null,null,null,null,null,null,null,null,null,null,null,null,null,null,null,null,null,null,null,null,null,null,null,null,null,null,null,null,null,null,null,null,null,null,null,null,null,null,"Jan23","1/23 Hour 11",539,544]
["01/23","21:00:00","2023-01-23T21:00:00",1,23,21,6,null,null,null,null,null,null,null,null,null,null,null,null,null,null,null,null,null,null,null,null,null,null,null,null,null,null,null,null,null,null,null,null,null,null,null,null,null,null,null,null,null,null,null,null,null,null,null,null,null,null,null,null,null,null,null,null,null,null,null,null,null,null,null,null,null,null,null,null,null,null,null,null,null,null,null,null,"Jan23","1/23 Hour 21",549,554]
["01/24","22:00:00","2023-01-24T22:00:00",1,24,22,7,null,null,null,null,null,null,null,null,null,null,null,null,null,null,null,null,null,null,null,null,null,null,null,null,null,null,null,null,null,null,null,null,null,null,null,null,null,null,null,null,null,null,null,null,null,null,null,null,null,null,null,null,null,null,null,null,null,null,null,null,null,null,null,null,null,null,null,null,null,null,null,null,null,null,null,null,"Jan24","1/24 Hour 22",574,579]
["01/25","15:00:00","2023-01-25T15:00:00",1,25,15,1,null,null,null,null,null,null,null,null,null,null,null,null,null,null,null,null,null,null,null,null,null,null,null,null,null,null,null,null,null,null,null,null,null,null,null,null,null,null,null,null,null,null,null,null,null,null,null,null,null,null,null,null,null,null,null,null,null,null,null,null,null,null,null,null,null,null,null,null,null,null,null,null,null,null,null,null,"Jan25","1/25 Hour 15",591,596]
["01/26","08:00:00","2023-01-26T08:00:00",1,26,8,2,null,null,null,null,null,null,null,null,null,null,null,null,null,null,null,null,null,null,null,null,null,null,null,null,null,null,null,null,null,null,null,null,null,null,null,null,null,null,null,null,null,null,null,null,null,null,null,null,null,null,null,null,null,null,null,null,null,null,null,null,null,null,null,null,null,null,null,null,null,null,null,null,null,null,null,null,"Jan26","1/26 Hour 8",608,613]
["01/26","15:00:00","2023-01-26T15:00:00",1,26,15,2,null,null,null,null,null,null,null,null,null,null,null,null,null,null,null,null,null,null,null,null,null,null,null,null,null,null,null,null,null,null,null,null,null,null,null,null,null,null,null,null,null,null,null,null,null,null,null,null,null,null,null,null,null,null,null,null,null,null,null,null,null,null,null,null,null,null,null,null,null,null,null,null,null,null,null,null,"Jan26","1/26 Hour 15",615,620]
["01/27","03:00:00","2023-01-27T03:00:00",1,27,3,3,null,null,null,null,null,null,null,null,null,null,null,null,null,null,null,null,null,null,null,null,null,null,null,null,null,null,null,null,null,null,null,null,null,null,null,null,null,null,null,null,null,null,null,null,null,null,null,null,null,null,null,null,null,null,null,null,null,null,null,null,null,null,null,null,null,null,null,null,null,null,null,null,null,null,null,null,"Jan27","1/27 Hour 3",627,632]
["01/27","20:00:00","2023-01-27T20:00:00",1,27,20,3,null,null,null,null,null,null,null,null,null,null,null,null,null,null,null,null,null,null,null,null,null,null,null,null,null,null,null,null,null,null,null,null,null,null,null,null,null,null,null,null,null,null,null,null,null,null,null,null,null,null,null,null,null,null,null,null,null,null,null,null,null,null,null,null,null,null,null,null,null,null,null,null,null,null,null,null,"Jan27","1/27 Hour 20",644,649]
["01/28","17:00:00","2023-01-28T17:00:00",1,28,17,4,null,null,null,null,null,null,null,null,null,null,null,null,null,null,null,null,null,null,null,null,null,null,null,null,null,null,null,null,null,null,null,null,null,null,null,null,null,null,null,null,null,null,null,null,null,null,null,null,null,null,null,null,null,null,null,null,null,null,null,null,null,null,null,null,null,null,null,null,null,null,null,null,null,null,null,null,"Jan28","1/28 Hour 17",665,670]
["01/29","07:00:00","2023-01-29T07:00:00",1,29,7,5,null,null,null,null,null,null,null,null,null,null,null,null,null,null,null,null,null,null,null,null,null,null,null,null,null,null,null,null,null,null,null,null,null,null,null,null,null,null,null,null,null,null,null,null,null,null,null,null,null,null,null,null,null,null,null,null,null,null,null,null,null,null,null,null,null,null,null,null,null,null,null,null,null,null,null,null,"Jan29","1/29 Hour 7",679,684]
["01/29","00:00:00","2023-01-29",1,29,24,5,null,null,null,null,null,null,null,null,null,null,null,null,null,null,null,null,null,null,null,null,null,null,null,null,null,null,null,null,null,null,null,null,null,null,null,null,null,null,null,null,null,null,null,null,null,null,null,null,null,null,null,null,null,null,null,null,null,null,null,null,null,null,null,null,null,null,null,null,null,null,null,null,null,null,null,null,"Jan29","1/29 Hour 24",696,701]
["01/30","17:00:00","2023-01-30T17:00:00",1,30,17,6,null,null,null,null,null,null,null,null,null,null,null,null,null,null,null,null,null,null,null,null,null,null,null,null,null,null,null,null,null,null,null,null,null,null,null,null,null,null,null,null,null,null,null,null,null,null,null,null,null,null,null,null,null,null,null,null,null,null,null,null,null,null,null,null,null,null,null,null,null,null,null,null,null,null,null,null,"Jan30","1/30 Hour 17",713,718]
["01/31","12:00:00","2023-01-31T12:00:00",1,31,12,7,null,null,null,null,null,null,null,null,null,null,null,null,null,null,null,null,null,null,null,null,null,null,null,null,null,null,null,null,null,null,null,null,null,null,null,null,null,null,null,null,null,null,null,null,null,null,null,null,null,null,null,null,null,null,null,null,null,null,null,null,null,null,null,null,null,null,null,null,null,null,null,null,null,null,null,null,"Jan31","1/31 Hour 12",732,737]
["02/01","04:00:00","2023-02-01T04:00:00",2,1,4,1,null,null,null,null,null,null,null,null,null,null,null,null,null,null,null,null,null,null,null,null,null,null,null,null,null,null,null,null,null,null,null,null,null,null,null,null,null,null,null,null,null,null,null,null,null,null,null,null,null,null,null,null,null,null,null,null,null,null,null,null,null,null,null,null,null,null,null,null,null,null,null,null,null,null,null,null,"Feb1","2/1 Hour 4",748,753]
["02/01","21:00:00","2023-02-01T21:00:00",2,1,21,1,null,null,null,null,null,null,null,null,null,null,null,null,null,null,null,null,null,null,null,null,null,null,null,null,null,null,null,null,null,null,null,null,null,null,null,null,null,null,null,null,null,null,null,null,null,null,null,null,null,null,null,null,null,null,null,null,null,null,null,null,null,null,null,null,null,null,null,null,null,null,null,null,null,null,null,null,"Feb1","2/1 Hour 21",765,770]
["02/02","14:00:00","2023-02-02T14:00:00",2,2,14,2,null,null,null,null,null,null,null,null,null,null,null,null,null,null,null,null,null,null,null,null,null,null,null,null,null,null,null,null,null,null,null,null,null,null,null,null,null,null,null,null,null,null,null,null,null,null,null,null,null,null,null,null,null,null,null,null,null,null,null,null,null,null,null,null,null,null,null,null,null,null,null,null,null,null,null,null,"Feb2","2/2 Hour 14",782,787]
["02/03","08:00:00","2023-02-03T08:00:00",2,3,8,3,null,null,null,null,null,null,null,null,null,null,null,null,null,null,null,null,null,null,null,null,null,null,null,null,null,null,null,null,null,null,null,null,null,null,null,null,null,null,null,null,null,null,null,null,null,null,null,null,null,null,null,null,null,null,null,null,null,null,null,null,null,null,null,null,null,null,null,null,null,null,null,null,null,null,null,null,"Feb3","2/3 Hour 8",800,805]
["02/04","01:00:00","2023-02-04T01:00:00",2,4,1,4,null,null,null,null,null,null,null,null,null,null,null,null,null,null,null,null,null,null,null,null,null,null,null,null,null,null,null,null,null,null,null,null,null,null,null,null,null,null,null,null,null,null,null,null,null,null,null,null,null,null,null,null,null,null,null,null,null,null,null,null,null,null,null,null,null,null,null,null,null,null,null,null,null,null,null,null,"Feb4","2/4 Hour 1",817,822]
[{"$f":"TEXT(DATE(,D839,E839),\"MM/DD\")","v":"02/04"},{"$f":"TIME(F839,0,0)","v":"18:00:00"},"2023-02-04T18:00:00",2,4,18,4,null,null,null,null,null,null,null,null,null,null,null,null,null,null,null,null,null,null,null,null,null,null,null,null,null,null,null,null,null,null,null,null,null,null,null,null,null,null,null,null,null,null,null,null,null,null,null,null,null,null,null,null,null,null,null,null,null,null,null,null,null,null,null,null,null,null,null,null,null,null,null,null,null,null,null,null,{"$f":"TEXT(D839*29,\"mmm\")&E839","v":"Feb4"},{"$f":"D839&\"/\"&E839&\" Hour \"&F839","v":"2/4 Hour 18"},{"$f":"ROW()-ROW($CH$5)","v":834},839]
["02/05","09:00:00","2023-02-05T09:00:00",2,5,9,5,null,null,null,null,null,null,null,null,null,null,null,null,null,null,null,null,null,null,null,null,null,null,null,null,null,null,null,null,null,null,null,null,null,null,null,null,null,null,null,null,null,null,null,null,null,null,null,null,null,null,null,null,null,null,null,null,null,null,null,null,null,null,null,null,null,null,null,null,null,null,null,null,null,null,null,null,"Feb5","2/5 Hour 9",849,854]
["02/06","05:00:00","2023-02-06T05:00:00",2,6,5,6,null,null,null,null,null,null,null,null,null,null,null,null,null,null,null,null,null,null,null,null,null,null,null,null,null,null,null,null,null,null,null,null,null,null,null,null,null,null,null,null,null,null,null,null,null,null,null,null,null,null,null,null,null,null,null,null,null,null,null,null,null,null,null,null,null,null,null,null,null,null,null,null,null,null,null,null,"Feb6","2/6 Hour 5",869,874]
["02/06","06:00:00","2023-02-06T06:00:00",2,6,6,6,null,null,null,null,null,null,null,null,null,null,null,null,null,null,null,null,null,null,null,null,null,null,null,null,null,null,null,null,null,null,null,null,null,null,null,null,null,null,null,null,null,null,null,null,null,null,null,null,null,null,null,null,null,null,null,null,null,null,null,null,null,null,null,null,null,null,null,null,null,null,null,null,null,null,null,null,"Feb6","2/6 Hour 6",870,875]
["02/07","11:00:00","2023-02-07T11:00:00",2,7,11,7,null,null,null,null,null,null,null,null,null,null,null,null,null,null,null,null,null,null,null,null,null,null,null,null,null,null,null,null,null,null,null,null,null,null,null,null,null,null,null,null,null,null,null,null,null,null,null,null,null,null,null,null,null,null,null,null,null,null,null,null,null,null,null,null,null,null,null,null,null,null,null,null,null,null,null,null,"Feb7","2/7 Hour 11",899,904]
["02/07","17:00:00","2023-02-07T17:00:00",2,7,17,7,null,null,null,null,null,null,null,null,null,null,null,null,null,null,null,null,null,null,null,null,null,null,null,null,null,null,null,null,null,null,null,null,null,null,null,null,null,null,null,null,null,null,null,null,null,null,null,null,null,null,null,null,null,null,null,null,null,null,null,null,null,null,null,null,null,null,null,null,null,null,null,null,null,null,null,null,"Feb7","2/7 Hour 17",905,910]
["02/08","10:00:00","2023-02-08T10:00:00",2,8,10,1,null,null,null,null,null,null,null,null,null,null,null,null,null,null,null,null,null,null,null,null,null,null,null,null,null,null,null,null,null,null,null,null,null,null,null,null,null,null,null,null,null,null,null,null,null,null,null,null,null,null,null,null,null,null,null,null,null,null,null,null,null,null,null,null,null,null,null,null,null,null,null,null,null,null,null,null,"Feb8","2/8 Hour 10",922,927]
["02/09","03:00:00","2023-02-09T03:00:00",2,9,3,2,null,null,null,null,null,null,null,null,null,null,null,null,null,null,null,null,null,null,null,null,null,null,null,null,null,null,null,null,null,null,null,null,null,null,null,null,null,null,null,null,null,null,null,null,null,null,null,null,null,null,null,null,null,null,null,null,null,null,null,null,null,null,null,null,null,null,null,null,null,null,null,null,null,null,null,null,"Feb9","2/9 Hour 3",939,944]
["02/10","05:00:00","2023-02-10T05:00:00",2,10,5,3,null,null,null,null,null,null,null,null,null,null,null,null,null,null,null,null,null,null,null,null,null,null,null,null,null,null,null,null,null,null,null,null,null,null,null,null,null,null,null,null,null,null,null,null,null,null,null,null,null,null,null,null,null,null,null,null,null,null,null,null,null,null,null,null,null,null,null,null,null,null,null,null,null,null,null,null,"Feb10","2/10 Hour 5",965,970]
["02/10","14:00:00","2023-02-10T14:00:00",2,10,14,3,null,null,null,null,null,null,null,null,null,null,null,null,null,null,null,null,null,null,null,null,null,null,null,null,null,null,null,null,null,null,null,null,null,null,null,null,null,null,null,null,null,null,null,null,null,null,null,null,null,null,null,null,null,null,null,null,null,null,null,null,null,null,null,null,null,null,null,null,null,null,null,null,null,null,null,null,"Feb10","2/10 Hour 14",974,979]
["02/11","07:00:00","2023-02-11T07:00:00",2,11,7,4,null,null,null,null,null,null,null,null,null,null,null,null,null,null,null,null,null,null,null,null,null,null,null,null,null,null,null,null,null,null,null,null,null,null,null,null,null,null,null,null,null,null,null,null,null,null,null,null,null,null,null,null,null,null,null,null,null,null,null,null,null,null,null,null,null,null,null,null,null,null,null,null,null,null,null,null,"Feb11","2/11 Hour 7",991,996]
["02/11","00:00:00","2023-02-11",2,11,24,4,null,null,null,null,null,null,null,null,null,null,null,null,null,null,null,null,null,null,null,null,null,null,null,null,null,null,null,null,null,null,null,null,null,null,null,null,null,null,null,null,null,null,null,null,null,null,null,null,null,null,null,null,null,null,null,null,null,null,null,null,null,null,null,null,null,null,null,null,null,null,null,null,null,null,null,null,"Feb11","2/11 Hour 24",1008,1013]
["02/12","00:00:00","2023-02-12",2,12,24,5,null,null,null,null,null,null,null,null,null,null,null,null,null,null,null,null,null,null,null,null,null,null,null,null,null,null,null,null,null,null,null,null,null,null,null,null,null,null,null,null,null,null,null,null,null,null,null,null,null,null,null,null,null,null,null,null,null,null,null,null,null,null,null,null,null,null,null,null,null,null,null,null,null,null,null,null,"Feb12","2/12 Hour 24",1032,1037]
["02/13","11:00:00","2023-02-13T11:00:00",2,13,11,6,null,null,null,null,null,null,null,null,null,null,null,null,null,null,null,null,null,null,null,null,null,null,null,null,null,null,null,null,null,null,null,null,null,null,null,null,null,null,null,null,null,null,null,null,null,null,null,null,null,null,null,null,null,null,null,null,null,null,null,null,null,null,null,null,null,null,null,null,null,null,null,null,null,null,null,null,"Feb13","2/13 Hour 11",1043,1048]
["02/14","04:00:00","2023-02-14T04:00:00",2,14,4,7,null,null,null,null,null,null,null,null,null,null,null,null,null,null,null,null,null,null,null,null,null,null,null,null,null,null,null,null,null,null,null,null,null,null,null,null,null,null,null,null,null,null,null,null,null,null,null,null,null,null,null,null,null,null,null,null,null,null,null,null,null,null,null,null,null,null,null,null,null,null,null,null,null,null,null,null,"Feb14","2/14 Hour 4",1060,1065]
["02/14","09:00:00","2023-02-14T09:00:00",2,14,9,7,null,null,null,null,null,null,null,null,null,null,null,null,null,null,null,null,null,null,null,null,null,null,null,null,null,null,null,null,null,null,null,null,null,null,null,null,null,null,null,null,null,null,null,null,null,null,null,null,null,null,null,null,null,null,null,null,null,null,null,null,null,null,null,null,null,null,null,null,null,null,null,null,null,null,null,null,"Feb14","2/14 Hour 9",1065,1070]
["02/15","15:00:00","2023-02-15T15:00:00",2,15,15,8,null,null,null,null,null,null,null,null,null,null,null,null,null,null,null,null,null,null,null,null,null,null,null,null,null,null,null,null,null,null,null,null,null,null,null,null,null,null,null,null,null,null,null,null,null,null,null,null,null,null,null,null,null,null,null,null,null,null,null,null,null,null,null,null,null,null,null,null,null,null,null,null,null,null,null,null,"Feb15","2/15 Hour 15",1095,1100]
["02/16","08:00:00","2023-02-16T08:00:00",2,16,8,2,null,null,null,null,null,null,null,null,null,null,null,null,null,null,null,null,null,null,null,null,null,null,null,null,null,null,null,null,null,null,null,null,null,null,null,null,null,null,null,null,null,null,null,null,null,null,null,null,null,null,null,null,null,null,null,null,null,null,null,null,null,null,null,null,null,null,null,null,null,null,null,null,null,null,null,null,"Feb16","2/16 Hour 8",1112,1117]
["02/17","01:00:00","2023-02-17T01:00:00",2,17,1,3,null,null,null,null,null,null,null,null,null,null,null,null,null,null,null,null,null,null,null,null,null,null,null,null,null,null,null,null,null,null,null,null,null,null,null,null,null,null,null,null,null,null,null,null,null,null,null,null,null,null,null,null,null,null,null,null,null,null,null,null,null,null,null,null,null,null,null,null,null,null,null,null,null,null,null,null,"Feb17","2/17 Hour 1",1129,1134]
["02/17","03:00:00","2023-02-17T03:00:00",2,17,3,3,null,null,null,null,null,null,null,null,null,null,null,null,null,null,null,null,null,null,null,null,null,null,null,null,null,null,null,null,null,null,null,null,null,null,null,null,null,null,null,null,null,null,null,null,null,null,null,null,null,null,null,null,null,null,null,null,null,null,null,null,null,null,null,null,null,null,null,null,null,null,null,null,null,null,null,null,"Feb17","2/17 Hour 3",1131,1136]
["02/17","20:00:00","2023-02-17T20:00:00",2,17,20,3,null,null,null,null,null,null,null,null,null,null,null,null,null,null,null,null,null,null,null,null,null,null,null,null,null,null,null,null,null,null,null,null,null,null,null,null,null,null,null,null,null,null,null,null,null,null,null,null,null,null,null,null,null,null,null,null,null,null,null,null,null,null,null,null,null,null,null,null,null,null,null,null,null,null,null,null,"Feb17","2/17 Hour 20",1148,1153]
["02/18","13:00:00","2023-02-18T13:00:00",2,18,13,4,null,null,null,null,null,null,null,null,null,null,null,null,null,null,null,null,null,null,null,null,null,null,null,null,null,null,null,null,null,null,null,null,null,null,null,null,null,null,null,null,null,null,null,null,null,null,null,null,null,null,null,null,null,null,null,null,null,null,null,null,null,null,null,null,null,null,null,null,null,null,null,null,null,null,null,null,"Feb18","2/18 Hour 13",1165,1170]
["02/19","06:00:00","2023-02-19T06:00:00",2,19,6,5,null,null,null,null,null,null,null,null,null,null,null,null,null,null,null,null,null,null,null,null,null,null,null,null,null,null,null,null,null,null,null,null,null,null,null,null,null,null,null,null,null,null,null,null,null,null,null,null,null,null,null,null,null,null,null,null,null,null,null,null,null,null,null,null,null,null,null,null,null,null,null,null,null,null,null,null,"Feb19","2/19 Hour 6",1182,1187]
["02/19","00:00:00","2023-02-19",2,19,24,5,null,null,null,null,null,null,null,null,null,null,null,null,null,null,null,null,null,null,null,null,null,null,null,null,null,null,null,null,null,null,null,null,null,null,null,null,null,null,null,null,null,null,null,null,null,null,null,null,null,null,null,null,null,null,null,null,null,null,null,null,null,null,null,null,null,null,null,null,null,null,null,null,null,null,null,null,"Feb19","2/19 Hour 24",1200,1205]
["02/20","17:00:00",{"$f":"A1222+B1222","v":"2023-02-20T17:00:00"},2,20,17,6,null,null,null,null,null,null,null,null,null,null,null,null,null,null,null,null,null,null,null,null,null,null,null,null,null,null,null,null,null,null,null,null,null,null,null,null,null,null,null,null,null,null,null,null,null,null,null,null,null,null,null,null,null,null,null,null,null,null,null,null,null,null,null,null,null,null,null,null,null,null,null,null,null,null,null,null,"Feb20","2/20 Hour 17",1217,1222]
["02/21","10:00:00","2023-02-21T10:00:00",2,21,10,7,null,null,null,null,null,null,null,null,null,null,null,null,null,null,null,null,null,null,null,null,null,null,null,null,null,null,null,null,null,null,null,null,null,null,null,null,null,null,null,null,null,null,null,null,null,null,null,null,null,null,null,null,null,null,null,null,null,null,null,null,null,null,null,null,null,null,null,null,null,null,null,null,null,null,null,null,"Feb21","2/21 Hour 10",1234,1239]
["02/21","00:00:00","2023-02-21",2,21,24,7,null,null,null,null,null,null,null,null,null,null,null,null,null,null,null,null,null,null,null,null,null,null,null,null,null,null,null,null,null,null,null,null,null,null,null,null,null,null,null,null,null,null,null,null,null,null,null,null,null,null,null,null,null,null,null,null,null,null,null,null,null,null,null,null,null,null,null,null,null,null,null,null,null,null,null,null,"Feb21","2/21 Hour 24",1248,1253]
["02/22","21:00:00","2023-02-22T21:00:00",2,22,21,1,null,null,null,null,null,null,null,null,null,null,null,null,null,null,null,null,null,null,null,null,null,null,null,null,null,null,null,null,null,null,null,null,null,null,null,null,null,null,null,null,null,null,null,null,null,null,null,null,null,null,null,null,null,null,null,null,null,null,null,null,null,null,null,null,null,null,null,null,null,null,null,null,null,null,null,null,"Feb22","2/22 Hour 21",1269,1274]
["02/23","14:00:00","2023-02-23T14:00:00",2,23,14,2,null,null,null,null,null,null,null,null,null,null,null,null,null,null,null,null,null,null,null,null,null,null,null,null,null,null,null,null,null,null,null,null,null,null,null,null,null,null,null,null,null,null,null,null,null,null,null,null,null,null,null,null,null,null,null,null,null,null,null,null,null,null,null,null,null,null,null,null,null,null,null,null,null,null,null,null,"Feb23","2/23 Hour 14",1286,1291]
["02/24","02:00:00","2023-02-24T02:00:00",2,24,2,3,null,null,null,null,null,null,null,null,null,null,null,null,null,null,null,null,null,null,null,null,null,null,null,null,null,null,null,null,null,null,null,null,null,null,null,null,null,null,null,null,null,null,null,null,null,null,null,null,null,null,null,null,null,null,null,null,null,null,null,null,null,null,null,null,null,null,null,null,null,null,null,null,null,null,null,null,"Feb24","2/24 Hour 2",1298,1303]
["02/25","01:00:00","2023-02-25T01:00:00",2,25,1,4,null,null,null,null,null,null,null,null,null,null,null,null,null,null,null,null,null,null,null,null,null,null,null,null,null,null,null,null,null,null,null,null,null,null,null,null,null,null,null,null,null,null,null,null,null,null,null,null,null,null,null,null,null,null,null,null,null,null,null,null,null,null,null,null,null,null,null,null,null,null,null,null,null,null,null,null,"Feb25","2/25 Hour 1",1321,1326]
["02/25","18:00:00","2023-02-25T18:00:00",2,25,18,4,null,null,null,null,null,null,null,null,null,null,null,null,null,null,null,null,null,null,null,null,null,null,null,null,null,null,null,null,null,null,null,null,null,null,null,null,null,null,null,null,null,null,null,null,null,null,null,null,null,null,null,null,null,null,null,null,null,null,null,null,null,null,null,null,null,null,null,null,null,null,null,null,null,null,null,null,"Feb25","2/25 Hour 18",1338,1343]
["02/26","11:00:00","2023-02-26T11:00:00",2,26,11,5,null,null,null,null,null,null,null,null,null,null,null,null,null,null,null,null,null,null,null,null,null,null,null,null,null,null,null,null,null,null,null,null,null,null,null,null,null,null,null,null,null,null,null,null,null,null,null,null,null,null,null,null,null,null,null,null,null,null,null,null,null,null,null,null,null,null,null,null,null,null,null,null,null,null,null,null,"Feb26","2/26 Hour 11",1355,1360]
["02/26","21:00:00","2023-02-26T21:00:00",2,26,21,5,null,null,null,null,null,null,null,null,null,null,null,null,null,null,null,null,null,null,null,null,null,null,null,null,null,null,null,null,null,null,null,null,null,null,null,null,null,null,null,null,null,null,null,null,null,null,null,null,null,null,null,null,null,null,null,null,null,null,null,null,null,null,null,null,null,null,null,null,null,null,null,null,null,null,null,null,"Feb26","2/26 Hour 21",1365,1370]
["02/27","22:00:00","2023-02-27T22:00:00",2,27,22,6,null,null,null,null,null,null,null,null,null,null,null,null,null,null,null,null,null,null,null,null,null,null,null,null,null,null,null,null,null,null,null,null,null,null,null,null,null,null,null,null,null,null,null,null,null,null,null,null,null,null,null,null,null,null,null,null,null,null,null,null,null,null,null,null,null,null,null,null,null,null,null,null,null,null,null,null,"Feb27","2/27 Hour 22",1390,1395]
["02/27","23:00:00","2023-02-27T23:00:00",2,27,23,6,null,null,null,null,null,null,null,null,null,null,null,null,null,null,null,null,null,null,null,null,null,null,null,null,null,null,null,null,null,null,null,null,null,null,null,null,null,null,null,null,null,null,null,null,null,null,null,null,null,null,null,null,null,null,null,null,null,null,null,null,null,null,null,null,null,null,null,null,null,null,null,null,null,null,null,null,"Feb27","2/27 Hour 23",1391,1396]
["02/28","16:00:00","2023-02-28T16:00:00",2,28,16,7,null,null,null,null,null,null,null,null,null,null,null,null,null,null,null,null,null,null,null,null,null,null,null,null,null,null,null,null,null,null,null,null,null,null,null,null,null,null,null,null,null,null,null,null,null,null,null,null,null,null,null,null,null,null,null,null,null,null,null,null,null,null,null,null,null,null,null,null,null,null,null,null,null,null,null,null,"Feb28","2/28 Hour 16",1408,1413]
["03/01","15:00:00","2023-03-01T15:00:00",3,1,15,1,null,null,null,null,null,null,null,null,null,null,null,null,null,null,null,null,null,null,null,null,null,null,null,null,null,null,null,null,null,null,null,null,null,null,null,null,null,null,null,null,null,null,null,null,null,null,null,null,null,null,null,null,null,null,null,null,null,null,null,null,null,null,null,null,null,null,null,null,null,null,null,null,null,null,null,null,"Mar1","3/1 Hour 15",1431,1436]
["03/02","03:00:00","2023-03-02T03:00:00",3,2,3,2,null,null,null,null,null,null,null,null,null,null,null,null,null,null,null,null,null,null,null,null,null,null,null,null,null,null,null,null,null,null,null,null,null,null,null,null,null,null,null,null,null,null,null,null,null,null,null,null,null,null,null,null,null,null,null,null,null,null,null,null,null,null,null,null,null,null,null,null,null,null,null,null,null,null,null,null,"Mar2","3/2 Hour 3",1443,1448]
["03/02","20:00:00","2023-03-02T20:00:00",3,2,20,2,null,null,null,null,null,null,null,null,null,null,null,null,null,null,null,null,null,null,null,null,null,null,null,null,null,null,null,null,null,null,null,null,null,null,null,null,null,null,null,null,null,null,null,null,null,null,null,null,null,null,null,null,null,null,null,null,null,null,null,null,null,null,null,null,null,null,null,null,null,null,null,null,null,null,null,null,"Mar2","3/2 Hour 20",1460,1465]
["03/03","17:00:00","2023-03-03T17:00:00",3,3,17,3,null,null,null,null,null,null,null,null,null,null,null,null,null,null,null,null,null,null,null,null,null,null,null,null,null,null,null,null,null,null,null,null,null,null,null,null,null,null,null,null,null,null,null,null,null,null,null,null,null,null,null,null,null,null,null,null,null,null,null,null,null,null,null,null,null,null,null,null,null,null,null,null,null,null,null,null,"Mar3","3/3 Hour 17",1481,1486]
["03/04","07:00:00","2023-03-04T07:00:00",3,4,7,4,null,null,null,null,null,null,null,null,null,null,null,null,null,null,null,null,null,null,null,null,null,null,null,null,null,null,null,null,null,null,null,null,null,null,null,null,null,null,null,null,null,null,null,null,null,null,null,null,null,null,null,null,null,null,null,null,null,null,null,null,null,null,null,null,null,null,null,null,null,null,null,null,null,null,null,null,"Mar4","3/4 Hour 7",1495,1500]
["03/04","00:00:00","2023-03-04",3,4,24,4,null,null,null,null,null,null,null,null,null,null,null,null,null,null,null,null,null,null,null,null,null,null,null,null,null,null,null,null,null,null,null,null,null,null,null,null,null,null,null,null,null,null,null,null,null,null,null,null,null,null,null,null,null,null,null,null,null,null,null,null,null,null,null,null,null,null,null,null,null,null,null,null,null,null,null,null,"Mar4","3/4 Hour 24",1512,1517]
["03/05","17:00:00","2023-03-05T17:00:00",3,5,17,5,null,null,null,null,null,null,null,null,null,null,null,null,null,null,null,null,null,null,null,null,null,null,null,null,null,null,null,null,null,null,null,null,null,null,null,null,null,null,null,null,null,null,null,null,null,null,null,null,null,null,null,null,null,null,null,null,null,null,null,null,null,null,null,null,null,null,null,null,null,null,null,null,null,null,null,null,"Mar5","3/5 Hour 17",1529,1534]
["03/06","12:00:00","2023-03-06T12:00:00",3,6,12,6,null,null,null,null,null,null,null,null,null,null,null,null,null,null,null,null,null,null,null,null,null,null,null,null,null,null,null,null,null,null,null,null,null,null,null,null,null,null,null,null,null,null,null,null,null,null,null,null,null,null,null,null,null,null,null,null,null,null,null,null,null,null,null,null,null,null,null,null,null,null,null,null,null,null,null,null,"Mar6","3/6 Hour 12",1548,1553]
["03/07","04:00:00","2023-03-07T04:00:00",3,7,4,7,null,null,null,null,null,null,null,null,null,null,null,null,null,null,null,null,null,null,null,null,null,null,null,null,null,null,null,null,null,null,null,null,null,null,null,null,null,null,null,null,null,null,null,null,null,null,null,null,null,null,null,null,null,null,null,null,null,null,null,null,null,null,null,null,null,null,null,null,null,null,null,null,null,null,null,null,"Mar7","3/7 Hour 4",1564,1569]
["03/07","21:00:00","2023-03-07T21:00:00",3,7,21,7,null,null,null,null,null,null,null,null,null,null,null,null,null,null,null,null,null,null,null,null,null,null,null,null,null,null,null,null,null,null,null,null,null,null,null,null,null,null,null,null,null,null,null,null,null,null,null,null,null,null,null,null,null,null,null,null,null,null,null,null,null,null,null,null,null,null,null,null,null,null,null,null,null,null,null,null,"Mar7","3/7 Hour 21",1581,1586]
["03/08","14:00:00","2023-03-08T14:00:00",3,8,14,1,null,null,null,null,null,null,null,null,null,null,null,null,null,null,null,null,null,null,null,null,null,null,null,null,null,null,null,null,null,null,null,null,null,null,null,null,null,null,null,null,null,null,null,null,null,null,null,null,null,null,null,null,null,null,null,null,null,null,null,null,null,null,null,null,null,null,null,null,null,null,null,null,null,null,null,null,"Mar8","3/8 Hour 14",1598,1603]
["03/09","08:00:00","2023-03-09T08:00:00",3,9,8,2,null,null,null,null,null,null,null,null,null,null,null,null,null,null,null,null,null,null,null,null,null,null,null,null,null,null,null,null,null,null,null,null,null,null,null,null,null,null,null,null,null,null,null,null,null,null,null,null,null,null,null,null,null,null,null,null,null,null,null,null,null,null,null,null,null,null,null,null,null,null,null,null,null,null,null,null,"Mar9","3/9 Hour 8",1616,1621]
["03/10","01:00:00","2023-03-10T01:00:00",3,10,1,3,null,null,null,null,null,null,null,null,null,null,null,null,null,null,null,null,null,null,null,null,null,null,null,null,null,null,null,null,null,null,null,null,null,null,null,null,null,null,null,null,null,null,null,null,null,null,null,null,null,null,null,null,null,null,null,null,null,null,null,null,null,null,null,null,null,null,null,null,null,null,null,null,null,null,null,null,"Mar10","3/10 Hour 1",1633,1638]
["03/10","18:00:00","2023-03-10T18:00:00",3,10,18,3,null,null,null,null,null,null,null,null,null,null,null,null,null,null,null,null,null,null,null,null,null,null,null,null,null,null,null,null,null,null,null,null,null,null,null,null,null,null,null,null,null,null,null,null,null,null,null,null,null,null,null,null,null,null,null,null,null,null,null,null,null,null,null,null,null,null,null,null,null,null,null,null,null,null,null,null,"Mar10","3/10 Hour 18",1650,1655]
["03/11","09:00:00",{"$f":"A1670+B1670","v":"2023-03-11T09:00:00"},3,11,9,4,null,null,null,null,null,null,null,null,null,null,null,null,null,null,null,null,null,null,null,null,null,null,null,null,null,null,null,null,null,null,null,null,null,null,null,null,null,null,null,null,null,null,null,null,null,null,null,null,null,null,null,null,null,null,null,null,null,null,null,null,null,null,null,null,null,null,null,null,null,null,null,null,null,null,null,null,"Mar11","3/11 Hour 9",1665,1670]
["03/11","13:00:00","2023-03-11T13:00:00",3,11,13,4,null,null,null,null,null,null,null,null,null,null,null,null,null,null,null,null,null,null,null,null,null,null,null,null,null,null,null,null,null,null,null,null,null,null,null,null,null,null,null,null,null,null,null,null,null,null,null,null,null,null,null,null,null,null,null,null,null,null,null,null,null,null,null,null,null,null,null,null,null,null,null,null,null,null,null,null,"Mar11","3/11 Hour 13",1669,1674]
["03/12","06:00:00","2023-03-12T06:00:00",3,12,6,5,null,null,null,null,null,null,null,null,null,null,null,null,null,null,null,null,null,null,null,null,null,null,null,null,null,null,null,null,null,null,null,null,null,null,null,null,null,null,null,null,null,null,null,null,null,null,null,null,null,null,null,null,null,null,null,null,null,null,null,null,null,null,null,null,null,null,null,null,null,null,null,null,null,null,null,null,"Mar12","3/12 Hour 6",1686,1691]
["03/13","11:00:00","2023-03-13T11:00:00",3,13,11,6,null,null,null,null,null,null,null,null,null,null,null,null,null,null,null,null,null,null,null,null,null,null,null,null,null,null,null,null,null,null,null,null,null,null,null,null,null,null,null,null,null,null,null,null,null,null,null,null,null,null,null,null,null,null,null,null,null,null,null,null,null,null,null,null,null,null,null,null,null,null,null,null,null,null,null,null,"Mar13","3/13 Hour 11",1715,1720]
["03/13","17:00:00","2023-03-13T17:00:00",3,13,17,6,null,null,null,null,null,null,null,null,null,null,null,null,null,null,null,null,null,null,null,null,null,null,null,null,null,null,null,null,null,null,null,null,null,null,null,null,null,null,null,null,null,null,null,null,null,null,null,null,null,null,null,null,null,null,null,null,null,null,null,null,null,null,null,null,null,null,null,null,null,null,null,null,null,null,null,null,"Mar13","3/13 Hour 17",1721,1726]
["03/14","10:00:00","2023-03-14T10:00:00",3,14,10,7,null,null,null,null,null,null,null,null,null,null,null,null,null,null,null,null,null,null,null,null,null,null,null,null,null,null,null,null,null,null,null,null,null,null,null,null,null,null,null,null,null,null,null,null,null,null,null,null,null,null,null,null,null,null,null,null,null,null,null,null,null,null,null,null,null,null,null,null,null,null,null,null,null,null,null,null,"Mar14","3/14 Hour 10",1738,1743]
["03/15","03:00:00","2023-03-15T03:00:00",3,15,3,1,null,null,null,null,null,null,null,null,null,null,null,null,null,null,null,null,null,null,null,null,null,null,null,null,null,null,null,null,null,null,null,null,null,null,null,null,null,null,null,null,null,null,null,null,null,null,null,null,null,null,null,null,null,null,null,null,null,null,null,null,null,null,null,null,null,null,null,null,null,null,null,null,null,null,null,null,"Mar15","3/15 Hour 3",1755,1760]
["03/16","05:00:00","2023-03-16T05:00:00",3,16,5,2,null,null,null,null,null,null,null,null,null,null,null,null,null,null,null,null,null,null,null,null,null,null,null,null,null,null,null,null,null,null,null,null,null,null,null,null,null,null,null,null,null,null,null,null,null,null,null,null,null,null,null,null,null,null,null,null,null,null,null,null,null,null,null,null,null,null,null,null,null,null,null,null,null,null,null,null,"Mar16","3/16 Hour 5",1781,1786]
["03/16","14:00:00","2023-03-16T14:00:00",3,16,14,2,null,null,null,null,null,null,null,null,null,null,null,null,null,null,null,null,null,null,null,null,null,null,null,null,null,null,null,null,null,null,null,null,null,null,null,null,null,null,null,null,null,null,null,null,null,null,null,null,null,null,null,null,null,null,null,null,null,null,null,null,null,null,null,null,null,null,null,null,null,null,null,null,null,null,null,null,"Mar16","3/16 Hour 14",1790,1795]
["03/17","07:00:00","2023-03-17T07:00:00",3,17,7,3,null,null,null,null,null,null,null,null,null,null,null,null,null,null,null,null,null,null,null,null,null,null,null,null,null,null,null,null,null,null,null,null,null,null,null,null,null,null,null,null,null,null,null,null,null,null,null,null,null,null,null,null,null,null,null,null,null,null,null,null,null,null,null,null,null,null,null,null,null,null,null,null,null,null,null,null,"Mar17","3/17 Hour 7",1807,1812]
["03/17","00:00:00","2023-03-17",3,17,24,3,null,null,null,null,null,null,null,null,null,null,null,null,null,null,null,null,null,null,null,null,null,null,null,null,null,null,null,null,null,null,null,null,null,null,null,null,null,null,null,null,null,null,null,null,null,null,null,null,null,null,null,null,null,null,null,null,null,null,null,null,null,null,null,null,null,null,null,null,null,null,null,null,null,null,null,null,"Mar17","3/17 Hour 24",1824,1829]
["03/18","07:00:00","2023-03-18T07:00:00",3,18,7,4,null,null,null,null,null,null,null,null,null,null,null,null,null,null,null,null,null,null,null,null,null,null,null,null,null,null,null,null,null,null,null,null,null,null,null,null,null,null,null,null,null,null,null,null,null,null,null,null,null,null,null,null,null,null,null,null,null,null,null,null,null,null,null,null,null,null,null,null,null,null,null,null,null,null,null,null,"Mar18","3/18 Hour 7",1831,1836]
["03/19","11:00:00","2023-03-19T11:00:00",3,19,11,5,null,null,null,null,null,null,null,null,null,null,null,null,null,null,null,null,null,null,null,null,null,null,null,null,null,null,null,null,null,null,null,null,null,null,null,null,null,null,null,null,null,null,null,null,null,null,null,null,null,null,null,null,null,null,null,null,null,null,null,null,null,null,null,null,null,null,null,null,null,null,null,null,null,null,null,null,"Mar19","3/19 Hour 11",1859,1864]
["03/20","04:00:00","2023-03-20T04:00:00",3,20,4,6,null,null,null,null,null,null,null,null,null,null,null,null,null,null,null,null,null,null,null,null,null,null,null,null,null,null,null,null,null,null,null,null,null,null,null,null,null,null,null,null,null,null,null,null,null,null,null,null,null,null,null,null,null,null,null,null,null,null,null,null,null,null,null,null,null,null,null,null,null,null,null,null,null,null,null,null,"Mar20","3/20 Hour 4",1876,1881]
["03/20","09:00:00","2023-03-20T09:00:00",3,20,9,6,null,null,null,null,null,null,null,null,null,null,null,null,null,null,null,null,null,null,null,null,null,null,null,null,null,null,null,null,null,null,null,null,null,null,null,null,null,null,null,null,null,null,null,null,null,null,null,null,null,null,null,null,null,null,null,null,null,null,null,null,null,null,null,null,null,null,null,null,null,null,null,null,null,null,null,null,"Mar20","3/20 Hour 9",1881,1886]
["03/21","15:00:00","2023-03-21T15:00:00",3,21,15,7,null,null,null,null,null,null,null,null,null,null,null,null,null,null,null,null,null,null,null,null,null,null,null,null,null,null,null,null,null,null,null,null,null,null,null,null,null,null,null,null,null,null,null,null,null,null,null,null,null,null,null,null,null,null,null,null,null,null,null,null,null,null,null,null,null,null,null,null,null,null,null,null,null,null,null,null,"Mar21","3/21 Hour 15",1911,1916]
["03/21","16:00:00","2023-03-21T16:00:00",3,21,16,7,null,null,null,null,null,null,null,null,null,null,null,null,null,null,null,null,null,null,null,null,null,null,null,null,null,null,null,null,null,null,null,null,null,null,null,null,null,null,null,null,null,null,null,null,null,null,null,null,null,null,null,null,null,null,null,null,null,null,null,null,null,null,null,null,null,null,null,null,null,null,null,null,null,null,null,null,"Mar21","3/21 Hour 16",1912,1917]
["03/22","09:00:00","2023-03-22T09:00:00",3,22,9,1,null,null,null,null,null,null,null,null,null,null,null,null,null,null,null,null,null,null,null,null,null,null,null,null,null,null,null,null,null,null,null,null,null,null,null,null,null,null,null,null,null,null,null,null,null,null,null,null,null,null,null,null,null,null,null,null,null,null,null,null,null,null,null,null,null,null,null,null,null,null,null,null,null,null,null,null,"Mar22","3/22 Hour 9",1929,1934]
["03/23","03:00:00","2023-03-23T03:00:00",3,23,3,2,null,null,null,null,null,null,null,null,null,null,null,null,null,null,null,null,null,null,null,null,null,null,null,null,null,null,null,null,null,null,null,null,null,null,null,null,null,null,null,null,null,null,null,null,null,null,null,null,null,null,null,null,null,null,null,null,null,null,null,null,null,null,null,null,null,null,null,null,null,null,null,null,null,null,null,null,"Mar23","3/23 Hour 3",1947,1952]
["03/23","20:00:00","2023-03-23T20:00:00",3,23,20,2,null,null,null,null,null,null,null,null,null,null,null,null,null,null,null,null,null,null,null,null,null,null,null,null,null,null,null,null,null,null,null,null,null,null,null,null,null,null,null,null,null,null,null,null,null,null,null,null,null,null,null,null,null,null,null,null,null,null,null,null,null,null,null,null,null,null,null,null,null,null,null,null,null,null,null,null,"Mar23","3/23 Hour 20",1964,1969]
["03/24","13:00:00","2023-03-24T13:00:00",3,24,13,3,null,null,null,null,null,null,null,null,null,null,null,null,null,null,null,null,null,null,null,null,null,null,null,null,null,null,null,null,null,null,null,null,null,null,null,null,null,null,null,null,null,null,null,null,null,null,null,null,null,null,null,null,null,null,null,null,null,null,null,null,null,null,null,null,null,null,null,null,null,null,null,null,null,null,null,null,"Mar24","3/24 Hour 13",1981,1986]
["03/25","06:00:00","2023-03-25T06:00:00",3,25,6,4,null,null,null,null,null,null,null,null,null,null,null,null,null,null,null,null,null,null,null,null,null,null,null,null,null,null,null,null,null,null,null,null,null,null,null,null,null,null,null,null,null,null,null,null,null,null,null,null,null,null,null,null,null,null,null,null,null,null,null,null,null,null,null,null,null,null,null,null,null,null,null,null,null,null,null,null,"Mar25","3/25 Hour 6",1998,2003]
["03/25","00:00:00","2023-03-25",3,25,24,4,null,null,null,null,null,null,null,null,null,null,null,null,null,null,null,null,null,null,null,null,null,null,null,null,null,null,null,null,null,null,null,null,null,null,null,null,null,null,null,null,null,null,null,null,null,null,null,null,null,null,null,null,null,null,null,null,null,null,null,null,null,null,null,null,null,null,null,null,null,null,null,null,null,null,null,null,"Mar25","3/25 Hour 24",2016,2021]
["03/26","17:00:00","2023-03-26T17:00:00",3,26,17,5,null,null,null,null,null,null,null,null,null,null,null,null,null,null,null,null,null,null,null,null,null,null,null,null,null,null,null,null,null,null,null,null,null,null,null,null,null,null,null,null,null,null,null,null,null,null,null,null,null,null,null,null,null,null,null,null,null,null,null,null,null,null,null,null,null,null,null,null,null,null,null,null,null,null,null,null,"Mar26","3/26 Hour 17",2033,2038]
[{"$f":"TEXT(DATE(,D2055,E2055),\"MM/DD\")","v":"03/27"},{"$f":"TIME(F2055,0,0)","v":"10:00:00"},"2023-03-27T10:00:00",3,27,10,6,null,null,null,null,null,null,null,null,null,null,null,null,null,null,null,null,null,null,null,null,null,null,null,null,null,null,null,null,null,null,null,null,null,null,null,null,null,null,null,null,null,null,null,null,null,null,null,null,null,null,null,null,null,null,null,null,null,null,null,null,null,null,null,null,null,null,null,null,null,null,null,null,null,null,null,null,{"$f":"TEXT(D2055*29,\"mmm\")&E2055","v":"Mar27"},{"$f":"D2055&\"/\"&E2055&\" Hour \"&F2055","v":"3/27 Hour 10"},{"$f":"ROW()-ROW($CH$5)","v":2050},2055]
["03/27","00:00:00","2023-03-27",3,27,24,6,null,null,null,null,null,null,null,null,null,null,null,null,null,null,null,null,null,null,null,null,null,null,null,null,null,null,null,null,null,null,null,null,null,null,null,null,null,null,null,null,null,null,null,null,null,null,null,null,null,null,null,null,null,null,null,null,null,null,null,null,null,null,null,null,null,null,null,null,null,null,null,null,null,null,null,null,"Mar27","3/27 Hour 24",2064,2069]
["03/28","21:00:00","2023-03-28T21:00:00",3,28,21,7,null,null,null,null,null,null,null,null,null,null,null,null,null,null,null,null,null,null,null,null,null,null,null,null,null,null,null,null,null,null,null,null,null,null,null,null,null,null,null,null,null,null,null,null,null,null,null,null,null,null,null,null,null,null,null,null,null,null,null,null,null,null,null,null,null,null,null,null,null,null,null,null,null,null,null,null,"Mar28","3/28 Hour 21",2085,2090]
["03/29","14:00:00","2023-03-29T14:00:00",3,29,14,1,null,null,null,null,null,null,null,null,null,null,null,null,null,null,null,null,null,null,null,null,null,null,null,null,null,null,null,null,null,null,null,null,null,null,null,null,null,null,null,null,null,null,null,null,null,null,null,null,null,null,null,null,null,null,null,null,null,null,null,null,null,null,null,null,null,null,null,null,null,null,null,null,null,null,null,null,"Mar29","3/29 Hour 14",2102,2107]
[{"$f":"TEXT(DATE(,D2119,E2119),\"MM/DD\")","v":"03/30"},{"$f":"TIME(F2119,0,0)","v":"02:00:00"},"2023-03-30T02:00:00",3,30,2,2,null,null,null,null,null,null,null,null,null,null,null,null,null,null,null,null,null,null,null,null,null,null,null,null,null,null,null,null,null,null,null,null,null,null,null,null,null,null,null,null,null,null,null,null,null,null,null,null,null,null,null,null,null,null,null,null,null,null,null,null,null,null,null,null,null,null,null,null,null,null,null,null,null,null,null,null,{"$f":"TEXT(D2119*29,\"mmm\")&E2119","v":"Mar30"},{"$f":"D2119&\"/\"&E2119&\" Hour \"&F2119","v":"3/30 Hour 2"},{"$f":"ROW()-ROW($CH$5)","v":2114},2119]
["03/31","01:00:00","2023-03-31T01:00:00",3,31,1,3,null,null,null,null,null,null,null,null,null,null,null,null,null,null,null,null,null,null,null,null,null,null,null,null,null,null,null,null,null,null,null,null,null,null,null,null,null,null,null,null,null,null,null,null,null,null,null,null,null,null,null,null,null,null,null,null,null,null,null,null,null,null,null,null,null,null,null,null,null,null,null,null,null,null,null,null,"Mar31","3/31 Hour 1",2137,2142]
["03/31","18:00:00","2023-03-31T18:00:00",3,31,18,3,null,null,null,null,null,null,null,null,null,null,null,null,null,null,null,null,null,null,null,null,null,null,null,null,null,null,null,null,null,null,null,null,null,null,null,null,null,null,null,null,null,null,null,null,null,null,null,null,null,null,null,null,null,null,null,null,null,null,null,null,null,null,null,null,null,null,null,null,null,null,null,null,null,null,null,null,"Mar31","3/31 Hour 18",2154,2159]
["04/01","11:00:00","2023-04-01T11:00:00",4,1,11,4,null,null,null,null,null,null,null,null,null,null,null,null,null,null,null,null,null,null,null,null,null,null,null,null,null,null,null,null,null,null,null,null,null,null,null,null,null,null,null,null,null,null,null,null,null,null,null,null,null,null,null,null,null,null,null,null,null,null,null,null,null,null,null,null,null,null,null,null,null,null,null,null,null,null,null,null,"Apr1","4/1 Hour 11",2171,2176]
["04/01","21:00:00","2023-04-01T21:00:00",4,1,21,4,null,null,null,null,null,null,null,null,null,null,null,null,null,null,null,null,null,null,null,null,null,null,null,null,null,null,null,null,null,null,null,null,null,null,null,null,null,null,null,null,null,null,null,null,null,null,null,null,null,null,null,null,null,null,null,null,null,null,null,null,null,null,null,null,null,null,null,null,null,null,null,null,null,null,null,null,"Apr1","4/1 Hour 21",2181,2186]
["04/02","06:00:00","2023-04-02T06:00:00",4,2,6,5,null,null,null,null,null,null,null,null,null,null,null,null,null,null,null,null,null,null,null,null,null,null,null,null,null,null,null,null,null,null,null,null,null,null,null,null,null,null,null,null,null,null,null,null,null,null,null,null,null,null,null,null,null,null,null,null,null,null,null,null,null,null,null,null,null,null,null,null,null,null,null,null,null,null,null,null,"Apr2","4/2 Hour 6",2190,2195]
["04/02","23:00:00","2023-04-02T23:00:00",4,2,23,5,null,null,null,null,null,null,null,null,null,null,null,null,null,null,null,null,null,null,null,null,null,null,null,null,null,null,null,null,null,null,null,null,null,null,null,null,null,null,null,null,null,null,null,null,null,null,null,null,null,null,null,null,null,null,null,null,null,null,null,null,null,null,null,null,null,null,null,null,null,null,null,null,null,null,null,null,"Apr2","4/2 Hour 23",2207,2212]
["04/03","16:00:00","2023-04-03T16:00:00",4,3,16,6,null,null,null,null,null,null,null,null,null,null,null,null,null,null,null,null,null,null,null,null,null,null,null,null,null,null,null,null,null,null,null,null,null,null,null,null,null,null,null,null,null,null,null,null,null,null,null,null,null,null,null,null,null,null,null,null,null,null,null,null,null,null,null,null,null,null,null,null,null,null,null,null,null,null,null,null,"Apr3","4/3 Hour 16",2224,2229]
["04/04","15:00:00","2023-04-04T15:00:00",4,4,15,7,null,null,null,null,null,null,null,null,null,null,null,null,null,null,null,null,null,null,null,null,null,null,null,null,null,null,null,null,null,null,null,null,null,null,null,null,null,null,null,null,null,null,null,null,null,null,null,null,null,null,null,null,null,null,null,null,null,null,null,null,null,null,null,null,null,null,null,null,null,null,null,null,null,null,null,null,"Apr4","4/4 Hour 15",2247,2252]
["04/05","03:00:00","2023-04-05T03:00:00",4,5,3,1,null,null,null,null,null,null,null,null,null,null,null,null,null,null,null,null,null,null,null,null,null,null,null,null,null,null,null,null,null,null,null,null,null,null,null,null,null,null,null,null,null,null,null,null,null,null,null,null,null,null,null,null,null,null,null,null,null,null,null,null,null,null,null,null,null,null,null,null,null,null,null,null,null,null,null,null,"Apr5","4/5 Hour 3",2259,2264]
["04/05","20:00:00","2023-04-05T20:00:00",4,5,20,1,null,null,null,null,null,null,null,null,null,null,null,null,null,null,null,null,null,null,null,null,null,null,null,null,null,null,null,null,null,null,null,null,null,null,null,null,null,null,null,null,null,null,null,null,null,null,null,null,null,null,null,null,null,null,null,null,null,null,null,null,null,null,null,null,null,null,null,null,null,null,null,null,null,null,null,null,"Apr5","4/5 Hour 20",2276,2281]
["04/06","18:00:00","2023-04-06T18:00:00",4,6,18,2,null,null,null,null,null,null,null,null,null,null,null,null,null,null,null,null,null,null,null,null,null,null,null,null,null,null,null,null,null,null,null,null,null,null,null,null,null,null,null,null,null,null,null,null,null,null,null,null,null,null,null,null,null,null,null,null,null,null,null,null,null,null,null,null,null,null,null,null,null,null,null,null,null,null,null,null,"Apr6","4/6 Hour 18",2298,2303]
["04/07","07:00:00","2023-04-07T07:00:00",4,7,7,3,null,null,null,null,null,null,null,null,null,null,null,null,null,null,null,null,null,null,null,null,null,null,null,null,null,null,null,null,null,null,null,null,null,null,null,null,null,null,null,null,null,null,null,null,null,null,null,null,null,null,null,null,null,null,null,null,null,null,null,null,null,null,null,null,null,null,null,null,null,null,null,null,null,null,null,null,"Apr7","4/7 Hour 7",2311,2316]
["04/07","00:00:00","2023-04-07",4,7,24,3,null,null,null,null,null,null,null,null,null,null,null,null,null,null,null,null,null,null,null,null,null,null,null,null,null,null,null,null,null,null,null,null,null,null,null,null,null,null,null,null,null,null,null,null,null,null,null,null,null,null,null,null,null,null,null,null,null,null,null,null,null,null,null,null,null,null,null,null,null,null,null,null,null,null,null,null,"Apr7","4/7 Hour 24",2328,2333]
["04/08","17:00:00","2023-04-08T17:00:00",4,8,17,4,null,null,null,null,null,null,null,null,null,null,null,null,null,null,null,null,null,null,null,null,null,null,null,null,null,null,null,null,null,null,null,null,null,null,null,null,null,null,null,null,null,null,null,null,null,null,null,null,null,null,null,null,null,null,null,null,null,null,null,null,null,null,null,null,null,null,null,null,null,null,null,null,null,null,null,null,"Apr8","4/8 Hour 17",2345,2350]
["04/09","12:00:00","2023-04-09T12:00:00",4,9,12,5,null,null,null,null,null,null,null,null,null,null,null,null,null,null,null,null,null,null,null,null,null,null,null,null,null,null,null,null,null,null,null,null,null,null,null,null,null,null,null,null,null,null,null,null,null,null,null,null,null,null,null,null,null,null,null,null,null,null,null,null,null,null,null,null,null,null,null,null,null,null,null,null,null,null,null,null,"Apr9","4/9 Hour 12",2364,2369]
["04/10","04:00:00","2023-04-10T04:00:00",4,10,4,6,null,null,null,null,null,null,null,null,null,null,null,null,null,null,null,null,null,null,null,null,null,null,null,null,null,null,null,null,null,null,null,null,null,null,null,null,null,null,null,null,null,null,null,null,null,null,null,null,null,null,null,null,null,null,null,null,null,null,null,null,null,null,null,null,null,null,null,null,null,null,null,null,null,null,null,null,"Apr10","4/10 Hour 4",2380,2385]
["04/10","21:00:00","2023-04-10T21:00:00",4,10,21,6,null,null,null,null,null,null,null,null,null,null,null,null,null,null,null,null,null,null,null,null,null,null,null,null,null,null,null,null,null,null,null,null,null,null,null,null,null,null,null,null,null,null,null,null,null,null,null,null,null,null,null,null,null,null,null,null,null,null,null,null,null,null,null,null,null,null,null,null,null,null,null,null,null,null,null,null,"Apr10","4/10 Hour 21",2397,2402]
["04/11","14:00:00","2023-04-11T14:00:00",4,11,14,7,null,null,null,null,null,null,null,null,null,null,null,null,null,null,null,null,null,null,null,null,null,null,null,null,null,null,null,null,null,null,null,null,null,null,null,null,null,null,null,null,null,null,null,null,null,null,null,null,null,null,null,null,null,null,null,null,null,null,null,null,null,null,null,null,null,null,null,null,null,null,null,null,null,null,null,null,"Apr11","4/11 Hour 14",2414,2419]
["04/12","08:00:00","2023-04-12T08:00:00",4,12,8,1,null,null,null,null,null,null,null,null,null,null,null,null,null,null,null,null,null,null,null,null,null,null,null,null,null,null,null,null,null,null,null,null,null,null,null,null,null,null,null,null,null,null,null,null,null,null,null,null,null,null,null,null,null,null,null,null,null,null,null,null,null,null,null,null,null,null,null,null,null,null,null,null,null,null,null,null,"Apr12","4/12 Hour 8",2432,2437]
["04/12","09:00:00",{"$f":"A2438+B2438","v":"2023-04-12T09:00:00"},4,12,9,1,null,null,null,null,null,null,null,null,null,null,null,null,null,null,null,null,null,null,null,null,null,null,null,null,null,null,null,null,null,null,null,null,null,null,null,null,null,null,null,null,null,null,null,null,null,null,null,null,null,null,null,null,null,null,null,null,null,null,null,null,null,null,null,null,null,null,null,null,null,null,null,null,null,null,null,null,"Apr12","4/12 Hour 9",2433,2438]
["04/13","02:00:00","2023-04-13T02:00:00",4,13,2,2,null,null,null,null,null,null,null,null,null,null,null,null,null,null,null,null,null,null,null,null,null,null,null,null,null,null,null,null,null,null,null,null,null,null,null,null,null,null,null,null,null,null,null,null,null,null,null,null,null,null,null,null,null,null,null,null,null,null,null,null,null,null,null,null,null,null,null,null,null,null,null,null,null,null,null,null,"Apr13","4/13 Hour 2",2450,2455]
["04/14","09:00:00","2023-04-14T09:00:00",4,14,9,3,null,null,null,null,null,null,null,null,null,null,null,null,null,null,null,null,null,null,null,null,null,null,null,null,null,null,null,null,null,null,null,null,null,null,null,null,null,null,null,null,null,null,null,null,null,null,null,null,null,null,null,null,null,null,null,null,null,null,null,null,null,null,null,null,null,null,null,null,null,null,null,null,null,null,null,null,"Apr14","4/14 Hour 9",2481,2486]
["04/14","13:00:00","2023-04-14T13:00:00",4,14,13,3,null,null,null,null,null,null,null,null,null,null,null,null,null,null,null,null,null,null,null,null,null,null,null,null,null,null,null,null,null,null,null,null,null,null,null,null,null,null,null,null,null,null,null,null,null,null,null,null,null,null,null,null,null,null,null,null,null,null,null,null,null,null,null,null,null,null,null,null,null,null,null,null,null,null,null,null,"Apr14","4/14 Hour 13",2485,2490]
["04/15","06:00:00","2023-04-15T06:00:00",4,15,6,4,null,null,null,null,null,null,null,null,null,null,null,null,null,null,null,null,null,null,null,null,null,null,null,null,null,null,null,null,null,null,null,null,null,null,null,null,null,null,null,null,null,null,null,null,null,null,null,null,null,null,null,null,null,null,null,null,null,null,null,null,null,null,null,null,null,null,null,null,null,null,null,null,null,null,null,null,"Apr15","4/15 Hour 6",2502,2507]
["04/15","18:00:00","2023-04-15T18:00:00",4,15,18,4,null,null,null,null,null,null,null,null,null,null,null,null,null,null,null,null,null,null,null,null,null,null,null,null,null,null,null,null,null,null,null,null,null,null,null,null,null,null,null,null,null,null,null,null,null,null,null,null,null,null,null,null,null,null,null,null,null,null,null,null,null,null,null,null,null,null,null,null,null,null,null,null,null,null,null,null,"Apr15","4/15 Hour 18",2514,2519]
["04/16","17:00:00","2023-04-16T17:00:00",4,16,17,5,null,null,null,null,null,null,null,null,null,null,null,null,null,null,null,null,null,null,null,null,null,null,null,null,null,null,null,null,null,null,null,null,null,null,null,null,null,null,null,null,null,null,null,null,null,null,null,null,null,null,null,null,null,null,null,null,null,null,null,null,null,null,null,null,null,null,null,null,null,null,null,null,null,null,null,null,"Apr16","4/16 Hour 17",2537,2542]
["04/17","10:00:00","2023-04-17T10:00:00",4,17,10,6,null,null,null,null,null,null,null,null,null,null,null,null,null,null,null,null,null,null,null,null,null,null,null,null,null,null,null,null,null,null,null,null,null,null,null,null,null,null,null,null,null,null,null,null,null,null,null,null,null,null,null,null,null,null,null,null,null,null,null,null,null,null,null,null,null,null,null,null,null,null,null,null,null,null,null,null,"Apr17","4/17 Hour 10",2554,2559]
["04/18","03:00:00","2023-04-18T03:00:00",4,18,3,7,null,null,null,null,null,null,null,null,null,null,null,null,null,null,null,null,null,null,null,null,null,null,null,null,null,null,null,null,null,null,null,null,null,null,null,null,null,null,null,null,null,null,null,null,null,null,null,null,null,null,null,null,null,null,null,null,null,null,null,null,null,null,null,null,null,null,null,null,null,null,null,null,null,null,null,null,"Apr18","4/18 Hour 3",2571,2576]
["04/18","12:00:00","2023-04-18T12:00:00",4,18,12,7,null,null,null,null,null,null,null,null,null,null,null,null,null,null,null,null,null,null,null,null,null,null,null,null,null,null,null,null,null,null,null,null,null,null,null,null,null,null,null,null,null,null,null,null,null,null,null,null,null,null,null,null,null,null,null,null,null,null,null,null,null,null,null,null,null,null,null,null,null,null,null,null,null,null,null,null,"Apr18","4/18 Hour 12",2580,2585]
["04/19","14:00:00","2023-04-19T14:00:00",4,19,14,1,null,null,null,null,null,null,null,null,null,null,null,null,null,null,null,null,null,null,null,null,null,null,null,null,null,null,null,null,null,null,null,null,null,null,null,null,null,null,null,null,null,null,null,null,null,null,null,null,null,null,null,null,null,null,null,null,null,null,null,null,null,null,null,null,null,null,null,null,null,null,null,null,null,null,null,null,"Apr19","4/19 Hour 14",2606,2611]
["04/20","07:00:00","2023-04-20T07:00:00",4,20,7,2,null,null,null,null,null,null,null,null,null,null,null,null,null,null,null,null,null,null,null,null,null,null,null,null,null,null,null,null,null,null,null,null,null,null,null,null,null,null,null,null,null,null,null,null,null,null,null,null,null,null,null,null,null,null,null,null,null,null,null,null,null,null,null,null,null,null,null,null,null,null,null,null,null,null,null,null,"Apr20","4/20 Hour 7",2623,2628]
["04/20","00:00:00","2023-04-20",4,20,24,2,null,null,null,null,null,null,null,null,null,null,null,null,null,null,null,null,null,null,null,null,null,null,null,null,null,null,null,null,null,null,null,null,null,null,null,null,null,null,null,null,null,null,null,null,null,null,null,null,null,null,null,null,null,null,null,null,null,null,null,null,null,null,null,null,null,null,null,null,null,null,null,null,null,null,null,null,"Apr20","4/20 Hour 24",2640,2645]
["04/21","07:00:00","2023-04-21T07:00:00",4,21,7,3,null,null,null,null,null,null,null,null,null,null,null,null,null,null,null,null,null,null,null,null,null,null,null,null,null,null,null,null,null,null,null,null,null,null,null,null,null,null,null,null,null,null,null,null,null,null,null,null,null,null,null,null,null,null,null,null,null,null,null,null,null,null,null,null,null,null,null,null,null,null,null,null,null,null,null,null,"Apr21","4/21 Hour 7",2647,2652]
["04/22","11:00:00","2023-04-22T11:00:00",4,22,11,4,null,null,null,null,null,null,null,null,null,null,null,null,null,null,null,null,null,null,null,null,null,null,null,null,null,null,null,null,null,null,null,null,null,null,null,null,null,null,null,null,null,null,null,null,null,null,null,null,null,null,null,null,null,null,null,null,null,null,null,null,null,null,null,null,null,null,null,null,null,null,null,null,null,null,null,null,"Apr22","4/22 Hour 11",2675,2680]
["04/23","04:00:00","2023-04-23T04:00:00",4,23,4,5,null,null,null,null,null,null,null,null,null,null,null,null,null,null,null,null,null,null,null,null,null,null,null,null,null,null,null,null,null,null,null,null,null,null,null,null,null,null,null,null,null,null,null,null,null,null,null,null,null,null,null,null,null,null,null,null,null,null,null,null,null,null,null,null,null,null,null,null,null,null,null,null,null,null,null,null,"Apr23","4/23 Hour 4",2692,2697]
["04/23","09:00:00","2023-04-23T09:00:00",4,23,9,5,null,null,null,null,null,null,null,null,null,null,null,null,null,null,null,null,null,null,null,null,null,null,null,null,null,null,null,null,null,null,null,null,null,null,null,null,null,null,null,null,null,null,null,null,null,null,null,null,null,null,null,null,null,null,null,null,null,null,null,null,null,null,null,null,null,null,null,null,null,null,null,null,null,null,null,null,"Apr23","4/23 Hour 9",2697,2702]
["04/23","23:00:00","2023-04-23T23:00:00",4,23,23,5,null,null,null,null,null,null,null,null,null,null,null,null,null,null,null,null,null,null,null,null,null,null,null,null,null,null,null,null,null,null,null,null,null,null,null,null,null,null,null,null,null,null,null,null,null,null,null,null,null,null,null,null,null,null,null,null,null,null,null,null,null,null,null,null,null,null,null,null,null,null,null,null,null,null,null,null,"Apr23","4/23 Hour 23",2711,2716]
["04/24","16:00:00","2023-04-24T16:00:00",4,24,16,6,null,null,null,null,null,null,null,null,null,null,null,null,null,null,null,null,null,null,null,null,null,null,null,null,null,null,null,null,null,null,null,null,null,null,null,null,null,null,null,null,null,null,null,null,null,null,null,null,null,null,null,null,null,null,null,null,null,null,null,null,null,null,null,null,null,null,null,null,null,null,null,null,null,null,null,null,"Apr24","4/24 Hour 16",2728,2733]
["04/25","09:00:00","2023-04-25T09:00:00",4,25,9,7,null,null,null,null,null,null,null,null,null,null,null,null,null,null,null,null,null,null,null,null,null,null,null,null,null,null,null,null,null,null,null,null,null,null,null,null,null,null,null,null,null,null,null,null,null,null,null,null,null,null,null,null,null,null,null,null,null,null,null,null,null,null,null,null,null,null,null,null,null,null,null,null,null,null,null,null,"Apr25","4/25 Hour 9",2745,2750]
["04/26","04:00:00","2023-04-26T04:00:00",4,26,4,1,null,null,null,null,null,null,null,null,null,null,null,null,null,null,null,null,null,null,null,null,null,null,null,null,null,null,null,null,null,null,null,null,null,null,null,null,null,null,null,null,null,null,null,null,null,null,null,null,null,null,null,null,null,null,null,null,null,null,null,null,null,null,null,null,null,null,null,null,null,null,null,null,null,null,null,null,"Apr26","4/26 Hour 4",2764,2769]
["04/26","20:00:00","2023-04-26T20:00:00",4,26,20,1,null,null,null,null,null,null,null,null,null,null,null,null,null,null,null,null,null,null,null,null,null,null,null,null,null,null,null,null,null,null,null,null,null,null,null,null,null,null,null,null,null,null,null,null,null,null,null,null,null,null,null,null,null,null,null,null,null,null,null,null,null,null,null,null,null,null,null,null,null,null,null,null,null,null,null,null,"Apr26","4/26 Hour 20",2780,2785]
["04/27","13:00:00","2023-04-27T13:00:00",4,27,13,2,null,null,null,null,null,null,null,null,null,null,null,null,null,null,null,null,null,null,null,null,null,null,null,null,null,null,null,null,null,null,null,null,null,null,null,null,null,null,null,null,null,null,null,null,null,null,null,null,null,null,null,null,null,null,null,null,null,null,null,null,null,null,null,null,null,null,null,null,null,null,null,null,null,null,null,null,"Apr27","4/27 Hour 13",2797,2802]
["04/28","06:00:00","2023-04-28T06:00:00",4,28,6,3,null,null,null,null,null,null,null,null,null,null,null,null,null,null,null,null,null,null,null,null,null,null,null,null,null,null,null,null,null,null,null,null,null,null,null,null,null,null,null,null,null,null,null,null,null,null,null,null,null,null,null,null,null,null,null,null,null,null,null,null,null,null,null,null,null,null,null,null,null,null,null,null,null,null,null,null,"Apr28","4/28 Hour 6",2814,2819]
["04/28","00:00:00","2023-04-28",4,28,24,3,null,null,null,null,null,null,null,null,null,null,null,null,null,null,null,null,null,null,null,null,null,null,null,null,null,null,null,null,null,null,null,null,null,null,null,null,null,null,null,null,null,null,null,null,null,null,null,null,null,null,null,null,null,null,null,null,null,null,null,null,null,null,null,null,null,null,null,null,null,null,null,null,null,null,null,null,"Apr28","4/28 Hour 24",2832,2837]
["04/29","17:00:00","2023-04-29T17:00:00",4,29,17,4,null,null,null,null,null,null,null,null,null,null,null,null,null,null,null,null,null,null,null,null,null,null,null,null,null,null,null,null,null,null,null,null,null,null,null,null,null,null,null,null,null,null,null,null,null,null,null,null,null,null,null,null,null,null,null,null,null,null,null,null,null,null,null,null,null,null,null,null,null,null,null,null,null,null,null,null,"Apr29","4/29 Hour 17",2849,2854]
["04/30","10:00:00","2023-04-30T10:00:00",4,30,10,5,null,null,null,null,null,null,null,null,null,null,null,null,null,null,null,null,null,null,null,null,null,null,null,null,null,null,null,null,null,null,null,null,null,null,null,null,null,null,null,null,null,null,null,null,null,null,null,null,null,null,null,null,null,null,null,null,null,null,null,null,null,null,null,null,null,null,null,null,null,null,null,null,null,null,null,null,"Apr30","4/30 Hour 10",2866,2871]
["04/30","00:00:00","2023-04-30",4,30,24,5,null,null,null,null,null,null,null,null,null,null,null,null,null,null,null,null,null,null,null,null,null,null,null,null,null,null,null,null,null,null,null,null,null,null,null,null,null,null,null,null,null,null,null,null,null,null,null,null,null,null,null,null,null,null,null,null,null,null,null,null,null,null,null,null,null,null,null,null,null,null,null,null,null,null,null,null,"Apr30","4/30 Hour 24",2880,2885]
["05/01","21:00:00","2023-05-01T21:00:00",5,1,21,6,null,null,null,null,null,null,null,null,null,null,null,null,null,null,null,null,null,null,null,null,null,null,null,null,null,null,null,null,null,null,null,null,null,null,null,null,null,null,null,null,null,null,null,null,null,null,null,null,null,null,null,null,null,null,null,null,null,null,null,null,null,null,null,null,null,null,null,null,null,null,null,null,null,null,null,null,"May1","5/1 Hour 21",2901,2906]
["05/02","14:00:00","2023-05-02T14:00:00",5,2,14,7,null,null,null,null,null,null,null,null,null,null,null,null,null,null,null,null,null,null,null,null,null,null,null,null,null,null,null,null,null,null,null,null,null,null,null,null,null,null,null,null,null,null,null,null,null,null,null,null,null,null,null,null,null,null,null,null,null,null,null,null,null,null,null,null,null,null,null,null,null,null,null,null,null,null,null,null,"May2","5/2 Hour 14",2918,2923]
["05/03","02:00:00","2023-05-03T02:00:00",5,3,2,1,null,null,null,null,null,null,null,null,null,null,null,null,null,null,null,null,null,null,null,null,null,null,null,null,null,null,null,null,null,null,null,null,null,null,null,null,null,null,null,null,null,null,null,null,null,null,null,null,null,null,null,null,null,null,null,null,null,null,null,null,null,null,null,null,null,null,null,null,null,null,null,null,null,null,null,null,"May3","5/3 Hour 2",2930,2935]
["05/04","01:00:00","2023-05-04T01:00:00",5,4,1,2,null,null,null,null,null,null,null,null,null,null,null,null,null,null,null,null,null,null,null,null,null,null,null,null,null,null,null,null,null,null,null,null,null,null,null,null,null,null,null,null,null,null,null,null,null,null,null,null,null,null,null,null,null,null,null,null,null,null,null,null,null,null,null,null,null,null,null,null,null,null,null,null,null,null,null,null,"May4","5/4 Hour 1",2953,2958]
["05/04","02:00:00","2023-05-04T02:00:00",5,4,2,2,null,null,null,null,null,null,null,null,null,null,null,null,null,null,null,null,null,null,null,null,null,null,null,null,null,null,null,null,null,null,null,null,null,null,null,null,null,null,null,null,null,null,null,null,null,null,null,null,null,null,null,null,null,null,null,null,null,null,null,null,null,null,null,null,null,null,null,null,null,null,null,null,null,null,null,null,"May4","5/4 Hour 2",2954,2959]
["05/04","19:00:00","2023-05-04T19:00:00",5,4,19,2,null,null,null,null,null,null,null,null,null,null,null,null,null,null,null,null,null,null,null,null,null,null,null,null,null,null,null,null,null,null,null,null,null,null,null,null,null,null,null,null,null,null,null,null,null,null,null,null,null,null,null,null,null,null,null,null,null,null,null,null,null,null,null,null,null,null,null,null,null,null,null,null,null,null,null,null,"May4","5/4 Hour 19",2971,2976]
["05/05","21:00:00","2023-05-05T21:00:00",5,5,21,3,null,null,null,null,null,null,null,null,null,null,null,null,null,null,null,null,null,null,null,null,null,null,null,null,null,null,null,null,null,null,null,null,null,null,null,null,null,null,null,null,null,null,null,null,null,null,null,null,null,null,null,null,null,null,null,null,null,null,null,null,null,null,null,null,null,null,null,null,null,null,null,null,null,null,null,null,"May5","5/5 Hour 21",2997,3002]
["05/06","06:00:00","2023-05-06T06:00:00",5,6,6,4,null,null,null,null,null,null,null,null,null,null,null,null,null,null,null,null,null,null,null,null,null,null,null,null,null,null,null,null,null,null,null,null,null,null,null,null,null,null,null,null,null,null,null,null,null,null,null,null,null,null,null,null,null,null,null,null,null,null,null,null,null,null,null,null,null,null,null,null,null,null,null,null,null,null,null,null,"May6","5/6 Hour 6",3006,3011]
["05/06","23:00:00","2023-05-06T23:00:00",5,6,23,4,null,null,null,null,null,null,null,null,null,null,null,null,null,null,null,null,null,null,null,null,null,null,null,null,null,null,null,null,null,null,null,null,null,null,null,null,null,null,null,null,null,null,null,null,null,null,null,null,null,null,null,null,null,null,null,null,null,null,null,null,null,null,null,null,null,null,null,null,null,null,null,null,null,null,null,null,"May6","5/6 Hour 23",3023,3028]
["05/07","16:00:00","2023-05-07T16:00:00",5,7,16,5,null,null,null,null,null,null,null,null,null,null,null,null,null,null,null,null,null,null,null,null,null,null,null,null,null,null,null,null,null,null,null,null,null,null,null,null,null,null,null,null,null,null,null,null,null,null,null,null,null,null,null,null,null,null,null,null,null,null,null,null,null,null,null,null,null,null,null,null,null,null,null,null,null,null,null,null,"May7","5/7 Hour 16",3040,3045]
["05/08","15:00:00","2023-05-08T15:00:00",5,8,15,6,null,null,null,null,null,null,null,null,null,null,null,null,null,null,null,null,null,null,null,null,null,null,null,null,null,null,null,null,null,null,null,null,null,null,null,null,null,null,null,null,null,null,null,null,null,null,null,null,null,null,null,null,null,null,null,null,null,null,null,null,null,null,null,null,null,null,null,null,null,null,null,null,null,null,null,null,"May8","5/8 Hour 15",3063,3068]
["05/09","03:00:00","2023-05-09T03:00:00",5,9,3,7,null,null,null,null,null,null,null,null,null,null,null,null,null,null,null,null,null,null,null,null,null,null,null,null,null,null,null,null,null,null,null,null,null,null,null,null,null,null,null,null,null,null,null,null,null,null,null,null,null,null,null,null,null,null,null,null,null,null,null,null,null,null,null,null,null,null,null,null,null,null,null,null,null,null,null,null,"May9","5/9 Hour 3",3075,3080]
["05/09","20:00:00","2023-05-09T20:00:00",5,9,20,7,null,null,null,null,null,null,null,null,null,null,null,null,null,null,null,null,null,null,null,null,null,null,null,null,null,null,null,null,null,null,null,null,null,null,null,null,null,null,null,null,null,null,null,null,null,null,null,null,null,null,null,null,null,null,null,null,null,null,null,null,null,null,null,null,null,null,null,null,null,null,null,null,null,null,null,null,"May9","5/9 Hour 20",3092,3097]
["05/10","18:00:00","2023-05-10T18:00:00",5,10,18,1,null,null,null,null,null,null,null,null,null,null,null,null,null,null,null,null,null,null,null,null,null,null,null,null,null,null,null,null,null,null,null,null,null,null,null,null,null,null,null,null,null,null,null,null,null,null,null,null,null,null,null,null,null,null,null,null,null,null,null,null,null,null,null,null,null,null,null,null,null,null,null,null,null,null,null,null,"May10","5/10 Hour 18",3114,3119]
["05/11","07:00:00","2023-05-11T07:00:00",5,11,7,2,null,null,null,null,null,null,null,null,null,null,null,null,null,null,null,null,null,null,null,null,null,null,null,null,null,null,null,null,null,null,null,null,null,null,null,null,null,null,null,null,null,null,null,null,null,null,null,null,null,null,null,null,null,null,null,null,null,null,null,null,null,null,null,null,null,null,null,null,null,null,null,null,null,null,null,null,"May11","5/11 Hour 7",3127,3132]
["05/11","00:00:00","2023-05-11",5,11,24,2,null,null,null,null,null,null,null,null,null,null,null,null,null,null,null,null,null,null,null,null,null,null,null,null,null,null,null,null,null,null,null,null,null,null,null,null,null,null,null,null,null,null,null,null,null,null,null,null,null,null,null,null,null,null,null,null,null,null,null,null,null,null,null,null,null,null,null,null,null,null,null,null,null,null,null,null,"May11","5/11 Hour 24",3144,3149]
["05/12","17:00:00","2023-05-12T17:00:00",5,12,17,3,null,null,null,null,null,null,null,null,null,null,null,null,null,null,null,null,null,null,null,null,null,null,null,null,null,null,null,null,null,null,null,null,null,null,null,null,null,null,null,null,null,null,null,null,null,null,null,null,null,null,null,null,null,null,null,null,null,null,null,null,null,null,null,null,null,null,null,null,null,null,null,null,null,null,null,null,"May12","5/12 Hour 17",3161,3166]
["05/13","12:00:00","2023-05-13T12:00:00",5,13,12,4,null,null,null,null,null,null,null,null,null,null,null,null,null,null,null,null,null,null,null,null,null,null,null,null,null,null,null,null,null,null,null,null,null,null,null,null,null,null,null,null,null,null,null,null,null,null,null,null,null,null,null,null,null,null,null,null,null,null,null,null,null,null,null,null,null,null,null,null,null,null,null,null,null,null,null,null,"May13","5/13 Hour 12",3180,3185]
["05/14","04:00:00","2023-05-14T04:00:00",5,14,4,5,null,null,null,null,null,null,null,null,null,null,null,null,null,null,null,null,null,null,null,null,null,null,null,null,null,null,null,null,null,null,null,null,null,null,null,null,null,null,null,null,null,null,null,null,null,null,null,null,null,null,null,null,null,null,null,null,null,null,null,null,null,null,null,null,null,null,null,null,null,null,null,null,null,null,null,null,"May14","5/14 Hour 4",3196,3201]
["05/14","21:00:00","2023-05-14T21:00:00",5,14,21,5,null,null,null,null,null,null,null,null,null,null,null,null,null,null,null,null,null,null,null,null,null,null,null,null,null,null,null,null,null,null,null,null,null,null,null,null,null,null,null,null,null,null,null,null,null,null,null,null,null,null,null,null,null,null,null,null,null,null,null,null,null,null,null,null,null,null,null,null,null,null,null,null,null,null,null,null,"May14","5/14 Hour 21",3213,3218]
["05/15","14:00:00","2023-05-15T14:00:00",5,15,14,6,null,null,null,null,null,null,null,null,null,null,null,null,null,null,null,null,null,null,null,null,null,null,null,null,null,null,null,null,null,null,null,null,null,null,null,null,null,null,null,null,null,null,null,null,null,null,null,null,null,null,null,null,null,null,null,null,null,null,null,null,null,null,null,null,null,null,null,null,null,null,null,null,null,null,null,null,"May15","5/15 Hour 14",3230,3235]
["05/15","16:00:00","2023-05-15T16:00:00",5,15,16,6,null,null,null,null,null,null,null,null,null,null,null,null,null,null,null,null,null,null,null,null,null,null,null,null,null,null,null,null,null,null,null,null,null,null,null,null,null,null,null,null,null,null,null,null,null,null,null,null,null,null,null,null,null,null,null,null,null,null,null,null,null,null,null,null,null,null,null,null,null,null,null,null,null,null,null,null,"May15","5/15 Hour 16",3232,3237]
["05/16","09:00:00","2023-05-16T09:00:00",5,16,9,7,null,null,null,null,null,null,null,null,null,null,null,null,null,null,null,null,null,null,null,null,null,null,null,null,null,null,null,null,null,null,null,null,null,null,null,null,null,null,null,null,null,null,null,null,null,null,null,null,null,null,null,null,null,null,null,null,null,null,null,null,null,null,null,null,null,null,null,null,null,null,null,null,null,null,null,null,"May16","5/16 Hour 9",3249,3254]
[{"$f":"TEXT(DATE(,D3271,E3271),\"MM/DD\")","v":"05/17"},{"$f":"TIME(F3271,0,0)","v":"02:00:00"},"2023-05-17T02:00:00",5,17,2,1,null,null,null,null,null,null,null,null,null,null,null,null,null,null,null,null,null,null,null,null,null,null,null,null,null,null,null,null,null,null,null,null,null,null,null,null,null,null,null,null,null,null,null,null,null,null,null,null,null,null,null,null,null,null,null,null,null,null,null,null,null,null,null,null,null,null,null,null,null,null,null,null,null,null,null,null,{"$f":"TEXT(D3271*29,\"mmm\")&E3271","v":"May17"},{"$f":"D3271&\"/\"&E3271&\" Hour \"&F3271","v":"5/17 Hour 2"},{"$f":"ROW()-ROW($CH$5)","v":3266},3271]
["05/17","16:00:00","2023-05-17T16:00:00",5,17,16,1,null,null,null,null,null,null,null,null,null,null,null,null,null,null,null,null,null,null,null,null,null,null,null,null,null,null,null,null,null,null,null,null,null,null,null,null,null,null,null,null,null,null,null,null,null,null,null,null,null,null,null,null,null,null,null,null,null,null,null,null,null,null,null,null,null,null,null,null,null,null,null,null,null,null,null,null,"May17","5/17 Hour 16",3280,3285]
["05/18","13:00:00","2023-05-18T13:00:00",5,18,13,2,null,null,null,null,null,null,null,null,null,null,null,null,null,null,null,null,null,null,null,null,null,null,null,null,null,null,null,null,null,null,null,null,null,null,null,null,null,null,null,null,null,null,null,null,null,null,null,null,null,null,null,null,null,null,null,null,null,null,null,null,null,null,null,null,null,null,null,null,null,null,null,null,null,null,null,null,"May18","5/18 Hour 13",3301,3306]
["05/19","06:00:00","2023-05-19T06:00:00",5,19,6,3,null,null,null,null,null,null,null,null,null,null,null,null,null,null,null,null,null,null,null,null,null,null,null,null,null,null,null,null,null,null,null,null,null,null,null,null,null,null,null,null,null,null,null,null,null,null,null,null,null,null,null,null,null,null,null,null,null,null,null,null,null,null,null,null,null,null,null,null,null,null,null,null,null,null,null,null,"May19","5/19 Hour 6",3318,3323]
[{"$f":"TEXT(DATE(,D3335,E3335),\"MM/DD\")","v":"05/19"},{"$f":"TIME(F3335,0,0)","v":"18:00:00"},"2023-05-19T18:00:00",5,19,18,3,null,null,null,null,null,null,null,null,null,null,null,null,null,null,null,null,null,null,null,null,null,null,null,null,null,null,null,null,null,null,null,null,null,null,null,null,null,null,null,null,null,null,null,null,null,null,null,null,null,null,null,null,null,null,null,null,null,null,null,null,null,null,null,null,null,null,null,null,null,null,null,null,null,null,null,null,{"$f":"TEXT(D3335*29,\"mmm\")&E3335","v":"May19"},{"$f":"D3335&\"/\"&E3335&\" Hour \"&F3335","v":"5/19 Hour 18"},{"$f":"ROW()-ROW($CH$5)","v":3330},3335]
["05/20","17:00:00","2023-05-20T17:00:00",5,20,17,4,null,null,null,null,null,null,null,null,null,null,null,null,null,null,null,null,null,null,null,null,null,null,null,null,null,null,null,null,null,null,null,null,null,null,null,null,null,null,null,null,null,null,null,null,null,null,null,null,null,null,null,null,null,null,null,null,null,null,null,null,null,null,null,null,null,null,null,null,null,null,null,null,null,null,null,null,"May20","5/20 Hour 17",3353,3358]
["05/21","10:00:00","2023-05-21T10:00:00",5,21,10,5,null,null,null,null,null,null,null,null,null,null,null,null,null,null,null,null,null,null,null,null,null,null,null,null,null,null,null,null,null,null,null,null,null,null,null,null,null,null,null,null,null,null,null,null,null,null,null,null,null,null,null,null,null,null,null,null,null,null,null,null,null,null,null,null,null,null,null,null,null,null,null,null,null,null,null,null,"May21","5/21 Hour 10",3370,3375]
["05/22","03:00:00","2023-05-22T03:00:00",5,22,3,6,null,null,null,null,null,null,null,null,null,null,null,null,null,null,null,null,null,null,null,null,null,null,null,null,null,null,null,null,null,null,null,null,null,null,null,null,null,null,null,null,null,null,null,null,null,null,null,null,null,null,null,null,null,null,null,null,null,null,null,null,null,null,null,null,null,null,null,null,null,null,null,null,null,null,null,null,"May22","5/22 Hour 3",3387,3392]
["05/22","12:00:00","2023-05-22T12:00:00",5,22,12,6,null,null,null,null,null,null,null,null,null,null,null,null,null,null,null,null,null,null,null,null,null,null,null,null,null,null,null,null,null,null,null,null,null,null,null,null,null,null,null,null,null,null,null,null,null,null,null,null,null,null,null,null,null,null,null,null,null,null,null,null,null,null,null,null,null,null,null,null,null,null,null,null,null,null,null,null,"May22","5/22 Hour 12",3396,3401]
["05/23","14:00:00","2023-05-23T14:00:00",5,23,14,7,null,null,null,null,null,null,null,null,null,null,null,null,null,null,null,null,null,null,null,null,null,null,null,null,null,null,null,null,null,null,null,null,null,null,null,null,null,null,null,null,null,null,null,null,null,null,null,null,null,null,null,null,null,null,null,null,null,null,null,null,null,null,null,null,null,null,null,null,null,null,null,null,null,null,null,null,"May23","5/23 Hour 14",3422,3427]
["05/24","07:00:00","2023-05-24T07:00:00",5,24,7,1,null,null,null,null,null,null,null,null,null,null,null,null,null,null,null,null,null,null,null,null,null,null,null,null,null,null,null,null,null,null,null,null,null,null,null,null,null,null,null,null,null,null,null,null,null,null,null,null,null,null,null,null,null,null,null,null,null,null,null,null,null,null,null,null,null,null,null,null,null,null,null,null,null,null,null,null,"May24","5/24 Hour 7",3439,3444]
["05/24","00:00:00","2023-05-24",5,24,24,1,null,null,null,null,null,null,null,null,null,null,null,null,null,null,null,null,null,null,null,null,null,null,null,null,null,null,null,null,null,null,null,null,null,null,null,null,null,null,null,null,null,null,null,null,null,null,null,null,null,null,null,null,null,null,null,null,null,null,null,null,null,null,null,null,null,null,null,null,null,null,null,null,null,null,null,null,"May24","5/24 Hour 24",3456,3461]
["05/25","07:00:00","2023-05-25T07:00:00",5,25,7,2,null,null,null,null,null,null,null,null,null,null,null,null,null,null,null,null,null,null,null,null,null,null,null,null,null,null,null,null,null,null,null,null,null,null,null,null,null,null,null,null,null,null,null,null,null,null,null,null,null,null,null,null,null,null,null,null,null,null,null,null,null,null,null,null,null,null,null,null,null,null,null,null,null,null,null,null,"May25","5/25 Hour 7",3463,3468]
["05/25","19:00:00","2023-05-25T19:00:00",5,25,19,2,null,null,null,null,null,null,null,null,null,null,null,null,null,null,null,null,null,null,null,null,null,null,null,null,null,null,null,null,null,null,null,null,null,null,null,null,null,null,null,null,null,null,null,null,null,null,null,null,null,null,null,null,null,null,null,null,null,null,null,null,null,null,null,null,null,null,null,null,null,null,null,null,null,null,null,null,"May25","5/25 Hour 19",3475,3480]
["05/26","12:00:00","2023-05-26T12:00:00",5,26,12,3,null,null,null,null,null,null,null,null,null,null,null,null,null,null,null,null,null,null,null,null,null,null,null,null,null,null,null,null,null,null,null,null,null,null,null,null,null,null,null,null,null,null,null,null,null,null,null,null,null,null,null,null,null,null,null,null,null,null,null,null,null,null,null,null,null,null,null,null,null,null,null,null,null,null,null,null,"May26","5/26 Hour 12",3492,3497]
["05/27","09:00:00","2023-05-27T09:00:00",5,27,9,4,null,null,null,null,null,null,null,null,null,null,null,null,null,null,null,null,null,null,null,null,null,null,null,null,null,null,null,null,null,null,null,null,null,null,null,null,null,null,null,null,null,null,null,null,null,null,null,null,null,null,null,null,null,null,null,null,null,null,null,null,null,null,null,null,null,null,null,null,null,null,null,null,null,null,null,null,"May27","5/27 Hour 9",3513,3518]
["05/27","23:00:00","2023-05-27T23:00:00",5,27,23,4,null,null,null,null,null,null,null,null,null,null,null,null,null,null,null,null,null,null,null,null,null,null,null,null,null,null,null,null,null,null,null,null,null,null,null,null,null,null,null,null,null,null,null,null,null,null,null,null,null,null,null,null,null,null,null,null,null,null,null,null,null,null,null,null,null,null,null,null,null,null,null,null,null,null,null,null,"May27","5/27 Hour 23",3527,3532]
["05/28","16:00:00","2023-05-28T16:00:00",5,28,16,5,null,null,null,null,null,null,null,null,null,null,null,null,null,null,null,null,null,null,null,null,null,null,null,null,null,null,null,null,null,null,null,null,null,null,null,null,null,null,null,null,null,null,null,null,null,null,null,null,null,null,null,null,null,null,null,null,null,null,null,null,null,null,null,null,null,null,null,null,null,null,null,null,null,null,null,null,"May28","5/28 Hour 16",3544,3549]
["05/29","09:00:00","2023-05-29T09:00:00",5,29,9,6,null,null,null,null,null,null,null,null,null,null,null,null,null,null,null,null,null,null,null,null,null,null,null,null,null,null,null,null,null,null,null,null,null,null,null,null,null,null,null,null,null,null,null,null,null,null,null,null,null,null,null,null,null,null,null,null,null,null,null,null,null,null,null,null,null,null,null,null,null,null,null,null,null,null,null,null,"May29","5/29 Hour 9",3561,3566]
["05/30","04:00:00","2023-05-30T04:00:00",5,30,4,7,null,null,null,null,null,null,null,null,null,null,null,null,null,null,null,null,null,null,null,null,null,null,null,null,null,null,null,null,null,null,null,null,null,null,null,null,null,null,null,null,null,null,null,null,null,null,null,null,null,null,null,null,null,null,null,null,null,null,null,null,null,null,null,null,null,null,null,null,null,null,null,null,null,null,null,null,"May30","5/30 Hour 4",3580,3585]
["05/30","20:00:00","2023-05-30T20:00:00",5,30,20,7,null,null,null,null,null,null,null,null,null,null,null,null,null,null,null,null,null,null,null,null,null,null,null,null,null,null,null,null,null,null,null,null,null,null,null,null,null,null,null,null,null,null,null,null,null,null,null,null,null,null,null,null,null,null,null,null,null,null,null,null,null,null,null,null,null,null,null,null,null,null,null,null,null,null,null,null,"May30","5/30 Hour 20",3596,3601]
["05/31","13:00:00","2023-05-31T13:00:00",5,31,13,8,null,null,null,null,null,null,null,null,null,null,null,null,null,null,null,null,null,null,null,null,null,null,null,null,null,null,null,null,null,null,null,null,null,null,null,null,null,null,null,null,null,null,null,null,null,null,null,null,null,null,null,null,null,null,null,null,null,null,null,null,null,null,null,null,null,null,null,null,null,null,null,null,null,null,null,null,"May31","5/31 Hour 13",3613,3618]
["06/01","06:00:00","2023-06-01T06:00:00",6,1,6,2,null,null,null,null,null,null,null,null,null,null,null,null,null,null,null,null,null,null,null,null,null,null,null,null,null,null,null,null,null,null,null,null,null,null,null,null,null,null,null,null,null,null,null,null,null,null,null,null,null,null,null,null,null,null,null,null,null,null,null,null,null,null,null,null,null,null,null,null,null,null,null,null,null,null,null,null,"Jun1","6/1 Hour 6",3630,3635]
["06/01","00:00:00","2023-06-01",6,1,24,2,null,null,null,null,null,null,null,null,null,null,null,null,null,null,null,null,null,null,null,null,null,null,null,null,null,null,null,null,null,null,null,null,null,null,null,null,null,null,null,null,null,null,null,null,null,null,null,null,null,null,null,null,null,null,null,null,null,null,null,null,null,null,null,null,null,null,null,null,null,null,null,null,null,null,null,null,"Jun1","6/1 Hour 24",3648,3653]
["06/02","17:00:00","2023-06-02T17:00:00",6,2,17,3,null,null,null,null,null,null,null,null,null,null,null,null,null,null,null,null,null,null,null,null,null,null,null,null,null,null,null,null,null,null,null,null,null,null,null,null,null,null,null,null,null,null,null,null,null,null,null,null,null,null,null,null,null,null,null,null,null,null,null,null,null,null,null,null,null,null,null,null,null,null,null,null,null,null,null,null,"Jun2","6/2 Hour 17",3665,3670]
["06/03","10:00:00","2023-06-03T10:00:00",6,3,10,4,null,null,null,null,null,null,null,null,null,null,null,null,null,null,null,null,null,null,null,null,null,null,null,null,null,null,null,null,null,null,null,null,null,null,null,null,null,null,null,null,null,null,null,null,null,null,null,null,null,null,null,null,null,null,null,null,null,null,null,null,null,null,null,null,null,null,null,null,null,null,null,null,null,null,null,null,"Jun3","6/3 Hour 10",3682,3687]
["06/03","00:00:00","2023-06-03",6,3,24,4,null,null,null,null,null,null,null,null,null,null,null,null,null,null,null,null,null,null,null,null,null,null,null,null,null,null,null,null,null,null,null,null,null,null,null,null,null,null,null,null,null,null,null,null,null,null,null,null,null,null,null,null,null,null,null,null,null,null,null,null,null,null,null,null,null,null,null,null,null,null,null,null,null,null,null,null,"Jun3","6/3 Hour 24",3696,3701]
["06/04","21:00:00","2023-06-04T21:00:00",6,4,21,5,null,null,null,null,null,null,null,null,null,null,null,null,null,null,null,null,null,null,null,null,null,null,null,null,null,null,null,null,null,null,null,null,null,null,null,null,null,null,null,null,null,null,null,null,null,null,null,null,null,null,null,null,null,null,null,null,null,null,null,null,null,null,null,null,null,null,null,null,null,null,null,null,null,null,null,null,"Jun4","6/4 Hour 21",3717,3722]
["06/05","14:00:00","2023-06-05T14:00:00",6,5,14,6,null,null,null,null,null,null,null,null,null,null,null,null,null,null,null,null,null,null,null,null,null,null,null,null,null,null,null,null,null,null,null,null,null,null,null,null,null,null,null,null,null,null,null,null,null,null,null,null,null,null,null,null,null,null,null,null,null,null,null,null,null,null,null,null,null,null,null,null,null,null,null,null,null,null,null,null,"Jun5","6/5 Hour 14",3734,3739]
["06/06","03:00:00","2023-06-06T03:00:00",6,6,3,7,null,null,null,null,null,null,null,null,null,null,null,null,null,null,null,null,null,null,null,null,null,null,null,null,null,null,null,null,null,null,null,null,null,null,null,null,null,null,null,null,null,null,null,null,null,null,null,null,null,null,null,null,null,null,null,null,null,null,null,null,null,null,null,null,null,null,null,null,null,null,null,null,null,null,null,null,"Jun6","6/6 Hour 3",3747,3752]
["06/06","09:00:00","2023-06-06T09:00:00",6,6,9,7,null,null,null,null,null,null,null,null,null,null,null,null,null,null,null,null,null,null,null,null,null,null,null,null,null,null,null,null,null,null,null,null,null,null,null,null,null,null,null,null,null,null,null,null,null,null,null,null,null,null,null,null,null,null,null,null,null,null,null,null,null,null,null,null,null,null,null,null,null,null,null,null,null,null,null,null,"Jun6","6/6 Hour 9",3753,3758]
["06/07","02:00:00","2023-06-07T02:00:00",6,7,2,1,null,null,null,null,null,null,null,null,null,null,null,null,null,null,null,null,null,null,null,null,null,null,null,null,null,null,null,null,null,null,null,null,null,null,null,null,null,null,null,null,null,null,null,null,null,null,null,null,null,null,null,null,null,null,null,null,null,null,null,null,null,null,null,null,null,null,null,null,null,null,null,null,null,null,null,null,"Jun7","6/7 Hour 2",3770,3775]
["06/07","19:00:00","2023-06-07T19:00:00",6,7,19,1,null,null,null,null,null,null,null,null,null,null,null,null,null,null,null,null,null,null,null,null,null,null,null,null,null,null,null,null,null,null,null,null,null,null,null,null,null,null,null,null,null,null,null,null,null,null,null,null,null,null,null,null,null,null,null,null,null,null,null,null,null,null,null,null,null,null,null,null,null,null,null,null,null,null,null,null,"Jun7","6/7 Hour 19",3787,3792]
["06/08","21:00:00","2023-06-08T21:00:00",6,8,21,2,null,null,null,null,null,null,null,null,null,null,null,null,null,null,null,null,null,null,null,null,null,null,null,null,null,null,null,null,null,null,null,null,null,null,null,null,null,null,null,null,null,null,null,null,null,null,null,null,null,null,null,null,null,null,null,null,null,null,null,null,null,null,null,null,null,null,null,null,null,null,null,null,null,null,null,null,"Jun8","6/8 Hour 21",3813,3818]
["06/09","06:00:00","2023-06-09T06:00:00",6,9,6,3,null,null,null,null,null,null,null,null,null,null,null,null,null,null,null,null,null,null,null,null,null,null,null,null,null,null,null,null,null,null,null,null,null,null,null,null,null,null,null,null,null,null,null,null,null,null,null,null,null,null,null,null,null,null,null,null,null,null,null,null,null,null,null,null,null,null,null,null,null,null,null,null,null,null,null,null,"Jun9","6/9 Hour 6",3822,3827]
["06/09","23:00:00","2023-06-09T23:00:00",6,9,23,3,null,null,null,null,null,null,null,null,null,null,null,null,null,null,null,null,null,null,null,null,null,null,null,null,null,null,null,null,null,null,null,null,null,null,null,null,null,null,null,null,null,null,null,null,null,null,null,null,null,null,null,null,null,null,null,null,null,null,null,null,null,null,null,null,null,null,null,null,null,null,null,null,null,null,null,null,"Jun9","6/9 Hour 23",3839,3844]
["06/10","16:00:00","2023-06-10T16:00:00",6,10,16,4,null,null,null,null,null,null,null,null,null,null,null,null,null,null,null,null,null,null,null,null,null,null,null,null,null,null,null,null,null,null,null,null,null,null,null,null,null,null,null,null,null,null,null,null,null,null,null,null,null,null,null,null,null,null,null,null,null,null,null,null,null,null,null,null,null,null,null,null,null,null,null,null,null,null,null,null,"Jun10","6/10 Hour 16",3856,3861]
["06/11","16:00:00","2023-06-11T16:00:00",6,11,16,5,null,null,null,null,null,null,null,null,null,null,null,null,null,null,null,null,null,null,null,null,null,null,null,null,null,null,null,null,null,null,null,null,null,null,null,null,null,null,null,null,null,null,null,null,null,null,null,null,null,null,null,null,null,null,null,null,null,null,null,null,null,null,null,null,null,null,null,null,null,null,null,null,null,null,null,null,"Jun11","6/11 Hour 16",3880,3885]
["06/12","03:00:00","2023-06-12T03:00:00",6,12,3,6,null,null,null,null,null,null,null,null,null,null,null,null,null,null,null,null,null,null,null,null,null,null,null,null,null,null,null,null,null,null,null,null,null,null,null,null,null,null,null,null,null,null,null,null,null,null,null,null,null,null,null,null,null,null,null,null,null,null,null,null,null,null,null,null,null,null,null,null,null,null,null,null,null,null,null,null,"Jun12","6/12 Hour 3",3891,3896]
["06/12","20:00:00","2023-06-12T20:00:00",6,12,20,6,null,null,null,null,null,null,null,null,null,null,null,null,null,null,null,null,null,null,null,null,null,null,null,null,null,null,null,null,null,null,null,null,null,null,null,null,null,null,null,null,null,null,null,null,null,null,null,null,null,null,null,null,null,null,null,null,null,null,null,null,null,null,null,null,null,null,null,null,null,null,null,null,null,null,null,null,"Jun12","6/12 Hour 20",3908,3913]
["06/13","18:00:00","2023-06-13T18:00:00",6,13,18,7,null,null,null,null,null,null,null,null,null,null,null,null,null,null,null,null,null,null,null,null,null,null,null,null,null,null,null,null,null,null,null,null,null,null,null,null,null,null,null,null,null,null,null,null,null,null,null,null,null,null,null,null,null,null,null,null,null,null,null,null,null,null,null,null,null,null,null,null,null,null,null,null,null,null,null,null,"Jun13","6/13 Hour 18",3930,3935]
["06/14","07:00:00","2023-06-14T07:00:00",6,14,7,1,null,null,null,null,null,null,null,null,null,null,null,null,null,null,null,null,null,null,null,null,null,null,null,null,null,null,null,null,null,null,null,null,null,null,null,null,null,null,null,null,null,null,null,null,null,null,null,null,null,null,null,null,null,null,null,null,null,null,null,null,null,null,null,null,null,null,null,null,null,null,null,null,null,null,null,null,"Jun14","6/14 Hour 7",3943,3948]
["06/14","00:00:00","2023-06-14",6,14,24,1,null,null,null,null,null,null,null,null,null,null,null,null,null,null,null,null,null,null,null,null,null,null,null,null,null,null,null,null,null,null,null,null,null,null,null,null,null,null,null,null,null,null,null,null,null,null,null,null,null,null,null,null,null,null,null,null,null,null,null,null,null,null,null,null,null,null,null,null,null,null,null,null,null,null,null,null,"Jun14","6/14 Hour 24",3960,3965]
["06/15","17:00:00","2023-06-15T17:00:00",6,15,17,2,null,null,null,null,null,null,null,null,null,null,null,null,null,null,null,null,null,null,null,null,null,null,null,null,null,null,null,null,null,null,null,null,null,null,null,null,null,null,null,null,null,null,null,null,null,null,null,null,null,null,null,null,null,null,null,null,null,null,null,null,null,null,null,null,null,null,null,null,null,null,null,null,null,null,null,null,"Jun15","6/15 Hour 17",3977,3982]
["06/15","19:00:00","2023-06-15T19:00:00",6,15,19,2,null,null,null,null,null,null,null,null,null,null,null,null,null,null,null,null,null,null,null,null,null,null,null,null,null,null,null,null,null,null,null,null,null,null,null,null,null,null,null,null,null,null,null,null,null,null,null,null,null,null,null,null,null,null,null,null,null,null,null,null,null,null,null,null,null,null,null,null,null,null,null,null,null,null,null,null,"Jun15","6/15 Hour 19",3979,3984]
["06/16","12:00:00","2023-06-16T12:00:00",6,16,12,3,null,null,null,null,null,null,null,null,null,null,null,null,null,null,null,null,null,null,null,null,null,null,null,null,null,null,null,null,null,null,null,null,null,null,null,null,null,null,null,null,null,null,null,null,null,null,null,null,null,null,null,null,null,null,null,null,null,null,null,null,null,null,null,null,null,null,null,null,null,null,null,null,null,null,null,null,"Jun16","6/16 Hour 12",3996,4001]
["06/17","05:00:00","2023-06-17T05:00:00",6,17,5,4,null,null,null,null,null,null,null,null,null,null,null,null,null,null,null,null,null,null,null,null,null,null,null,null,null,null,null,null,null,null,null,null,null,null,null,null,null,null,null,null,null,null,null,null,null,null,null,null,null,null,null,null,null,null,null,null,null,null,null,null,null,null,null,null,null,null,null,null,null,null,null,null,null,null,null,null,"Jun17","6/17 Hour 5",4013,4018]
["06/17","21:00:00","2023-06-17T21:00:00",6,17,21,4,null,null,null,null,null,null,null,null,null,null,null,null,null,null,null,null,null,null,null,null,null,null,null,null,null,null,null,null,null,null,null,null,null,null,null,null,null,null,null,null,null,null,null,null,null,null,null,null,null,null,null,null,null,null,null,null,null,null,null,null,null,null,null,null,null,null,null,null,null,null,null,null,null,null,null,null,"Jun17","6/17 Hour 21",4029,4034]
["06/18","16:00:00","2023-06-18T16:00:00",6,18,16,5,null,null,null,null,null,null,null,null,null,null,null,null,null,null,null,null,null,null,null,null,null,null,null,null,null,null,null,null,null,null,null,null,null,null,null,null,null,null,null,null,null,null,null,null,null,null,null,null,null,null,null,null,null,null,null,null,null,null,null,null,null,null,null,null,null,null,null,null,null,null,null,null,null,null,null,null,"Jun18","6/18 Hour 16",4048,4053]
["06/19","09:00:00","2023-06-19T09:00:00",6,19,9,6,null,null,null,null,null,null,null,null,null,null,null,null,null,null,null,null,null,null,null,null,null,null,null,null,null,null,null,null,null,null,null,null,null,null,null,null,null,null,null,null,null,null,null,null,null,null,null,null,null,null,null,null,null,null,null,null,null,null,null,null,null,null,null,null,null,null,null,null,null,null,null,null,null,null,null,null,"Jun19","6/19 Hour 9",4065,4070]
["06/20","02:00:00","2023-06-20T02:00:00",6,20,2,7,null,null,null,null,null,null,null,null,null,null,null,null,null,null,null,null,null,null,null,null,null,null,null,null,null,null,null,null,null,null,null,null,null,null,null,null,null,null,null,null,null,null,null,null,null,null,null,null,null,null,null,null,null,null,null,null,null,null,null,null,null,null,null,null,null,null,null,null,null,null,null,null,null,null,null,null,"Jun20","6/20 Hour 2",4082,4087]
["06/20","16:00:00","2023-06-20T16:00:00",6,20,16,7,null,null,null,null,null,null,null,null,null,null,null,null,null,null,null,null,null,null,null,null,null,null,null,null,null,null,null,null,null,null,null,null,null,null,null,null,null,null,null,null,null,null,null,null,null,null,null,null,null,null,null,null,null,null,null,null,null,null,null,null,null,null,null,null,null,null,null,null,null,null,null,null,null,null,null,null,"Jun20","6/20 Hour 16",4096,4101]
["06/21","13:00:00","2023-06-21T13:00:00",6,21,13,1,null,null,null,null,null,null,null,null,null,null,null,null,null,null,null,null,null,null,null,null,null,null,null,null,null,null,null,null,null,null,null,null,null,null,null,null,null,null,null,null,null,null,null,null,null,null,null,null,null,null,null,null,null,null,null,null,null,null,null,null,null,null,null,null,null,null,null,null,null,null,null,null,null,null,null,null,"Jun21","6/21 Hour 13",4117,4122]
["06/22","06:00:00","2023-06-22T06:00:00",6,22,6,2,null,null,null,null,null,null,null,null,null,null,null,null,null,null,null,null,null,null,null,null,null,null,null,null,null,null,null,null,null,null,null,null,null,null,null,null,null,null,null,null,null,null,null,null,null,null,null,null,null,null,null,null,null,null,null,null,null,null,null,null,null,null,null,null,null,null,null,null,null,null,null,null,null,null,null,null,"Jun22","6/22 Hour 6",4134,4139]
["06/22","18:00:00","2023-06-22T18:00:00",6,22,18,2,null,null,null,null,null,null,null,null,null,null,null,null,null,null,null,null,null,null,null,null,null,null,null,null,null,null,null,null,null,null,null,null,null,null,null,null,null,null,null,null,null,null,null,null,null,null,null,null,null,null,null,null,null,null,null,null,null,null,null,null,null,null,null,null,null,null,null,null,null,null,null,null,null,null,null,null,"Jun22","6/22 Hour 18",4146,4151]
["06/23","17:00:00","2023-06-23T17:00:00",6,23,17,3,null,null,null,null,null,null,null,null,null,null,null,null,null,null,null,null,null,null,null,null,null,null,null,null,null,null,null,null,null,null,null,null,null,null,null,null,null,null,null,null,null,null,null,null,null,null,null,null,null,null,null,null,null,null,null,null,null,null,null,null,null,null,null,null,null,null,null,null,null,null,null,null,null,null,null,null,"Jun23","6/23 Hour 17",4169,4174]
["06/24","10:00:00","2023-06-24T10:00:00",6,24,10,4,null,null,null,null,null,null,null,null,null,null,null,null,null,null,null,null,null,null,null,null,null,null,null,null,null,null,null,null,null,null,null,null,null,null,null,null,null,null,null,null,null,null,null,null,null,null,null,null,null,null,null,null,null,null,null,null,null,null,null,null,null,null,null,null,null,null,null,null,null,null,null,null,null,null,null,null,"Jun24","6/24 Hour 10",4186,4191]
["06/25","03:00:00","2023-06-25T03:00:00",6,25,3,5,null,null,null,null,null,null,null,null,null,null,null,null,null,null,null,null,null,null,null,null,null,null,null,null,null,null,null,null,null,null,null,null,null,null,null,null,null,null,null,null,null,null,null,null,null,null,null,null,null,null,null,null,null,null,null,null,null,null,null,null,null,null,null,null,null,null,null,null,null,null,null,null,null,null,null,null,"Jun25","6/25 Hour 3",4203,4208]
["06/25","13:00:00","2023-06-25T13:00:00",6,25,13,5,null,null,null,null,null,null,null,null,null,null,null,null,null,null,null,null,null,null,null,null,null,null,null,null,null,null,null,null,null,null,null,null,null,null,null,null,null,null,null,null,null,null,null,null,null,null,null,null,null,null,null,null,null,null,null,null,null,null,null,null,null,null,null,null,null,null,null,null,null,null,null,null,null,null,null,null,"Jun25","6/25 Hour 13",4213,4218]
["06/26","14:00:00","2023-06-26T14:00:00",6,26,14,6,null,null,null,null,null,null,null,null,null,null,null,null,null,null,null,null,null,null,null,null,null,null,null,null,null,null,null,null,null,null,null,null,null,null,null,null,null,null,null,null,null,null,null,null,null,null,null,null,null,null,null,null,null,null,null,null,null,null,null,null,null,null,null,null,null,null,null,null,null,null,null,null,null,null,null,null,"Jun26","6/26 Hour 14",4238,4243]
["06/27","07:00:00","2023-06-27T07:00:00",6,27,7,7,null,null,null,null,null,null,null,null,null,null,null,null,null,null,null,null,null,null,null,null,null,null,null,null,null,null,null,null,null,null,null,null,null,null,null,null,null,null,null,null,null,null,null,null,null,null,null,null,null,null,null,null,null,null,null,null,null,null,null,null,null,null,null,null,null,null,null,null,null,null,null,null,null,null,null,null,"Jun27","6/27 Hour 7",4255,4260]
["06/27","08:00:00","2023-06-27T08:00:00",6,27,8,7,null,null,null,null,null,null,null,null,null,null,null,null,null,null,null,null,null,null,null,null,null,null,null,null,null,null,null,null,null,null,null,null,null,null,null,null,null,null,null,null,null,null,null,null,null,null,null,null,null,null,null,null,null,null,null,null,null,null,null,null,null,null,null,null,null,null,null,null,null,null,null,null,null,null,null,null,"Jun27","6/27 Hour 8",4256,4261]
["06/28","07:00:00","2023-06-28T07:00:00",6,28,7,1,null,null,null,null,null,null,null,null,null,null,null,null,null,null,null,null,null,null,null,null,null,null,null,null,null,null,null,null,null,null,null,null,null,null,null,null,null,null,null,null,null,null,null,null,null,null,null,null,null,null,null,null,null,null,null,null,null,null,null,null,null,null,null,null,null,null,null,null,null,null,null,null,null,null,null,null,"Jun28","6/28 Hour 7",4279,4284]
["06/28","19:00:00","2023-06-28T19:00:00",6,28,19,1,null,null,null,null,null,null,null,null,null,null,null,null,null,null,null,null,null,null,null,null,null,null,null,null,null,null,null,null,null,null,null,null,null,null,null,null,null,null,null,null,null,null,null,null,null,null,null,null,null,null,null,null,null,null,null,null,null,null,null,null,null,null,null,null,null,null,null,null,null,null,null,null,null,null,null,null,"Jun28","6/28 Hour 19",4291,4296]
["06/29","12:00:00","2023-06-29T12:00:00",6,29,12,2,null,null,null,null,null,null,null,null,null,null,null,null,null,null,null,null,null,null,null,null,null,null,null,null,null,null,null,null,null,null,null,null,null,null,null,null,null,null,null,null,null,null,null,null,null,null,null,null,null,null,null,null,null,null,null,null,null,null,null,null,null,null,null,null,null,null,null,null,null,null,null,null,null,null,null,null,"Jun29","6/29 Hour 12",4308,4313]
["06/30","09:00:00","2023-06-30T09:00:00",6,30,9,3,null,null,null,null,null,null,null,null,null,null,null,null,null,null,null,null,null,null,null,null,null,null,null,null,null,null,null,null,null,null,null,null,null,null,null,null,null,null,null,null,null,null,null,null,null,null,null,null,null,null,null,null,null,null,null,null,null,null,null,null,null,null,null,null,null,null,null,null,null,null,null,null,null,null,null,null,"Jun30","6/30 Hour 9",4329,4334]
["06/30","23:00:00","2023-06-30T23:00:00",6,30,23,3,null,null,null,null,null,null,null,null,null,null,null,null,null,null,null,null,null,null,null,null,null,null,null,null,null,null,null,null,null,null,null,null,null,null,null,null,null,null,null,null,null,null,null,null,null,null,null,null,null,null,null,null,null,null,null,null,null,null,null,null,null,null,null,null,null,null,null,null,null,null,null,null,null,null,null,null,"Jun30","6/30 Hour 23",4343,4348]
["07/01","16:00:00","2023-07-01T16:00:00",7,1,16,4,null,null,null,null,null,null,null,null,null,null,null,null,null,null,null,null,null,null,null,null,null,null,null,null,null,null,null,null,null,null,null,null,null,null,null,null,null,null,null,null,null,null,null,null,null,null,null,null,null,null,null,null,null,null,null,null,null,null,null,null,null,null,null,null,null,null,null,null,null,null,null,null,null,null,null,null,"Jul1","7/1 Hour 16",4360,4365]
["07/02","09:00:00","2023-07-02T09:00:00",7,2,9,5,null,null,null,null,null,null,null,null,null,null,null,null,null,null,null,null,null,null,null,null,null,null,null,null,null,null,null,null,null,null,null,null,null,null,null,null,null,null,null,null,null,null,null,null,null,null,null,null,null,null,null,null,null,null,null,null,null,null,null,null,null,null,null,null,null,null,null,null,null,null,null,null,null,null,null,null,"Jul2","7/2 Hour 9",4377,4382]
["07/03","04:00:00","2023-07-03T04:00:00",7,3,4,6,null,null,null,null,null,null,null,null,null,null,null,null,null,null,null,null,null,null,null,null,null,null,null,null,null,null,null,null,null,null,null,null,null,null,null,null,null,null,null,null,null,null,null,null,null,null,null,null,null,null,null,null,null,null,null,null,null,null,null,null,null,null,null,null,null,null,null,null,null,null,null,null,null,null,null,null,"Jul3","7/3 Hour 4",4396,4401]
["07/03","20:00:00","2023-07-03T20:00:00",7,3,20,6,null,null,null,null,null,null,null,null,null,null,null,null,null,null,null,null,null,null,null,null,null,null,null,null,null,null,null,null,null,null,null,null,null,null,null,null,null,null,null,null,null,null,null,null,null,null,null,null,null,null,null,null,null,null,null,null,null,null,null,null,null,null,null,null,null,null,null,null,null,null,null,null,null,null,null,null,"Jul3","7/3 Hour 20",4412,4417]
["07/04","13:00:00","2023-07-04T13:00:00",7,4,13,7,null,null,null,null,null,null,null,null,null,null,null,null,null,null,null,null,null,null,null,null,null,null,null,null,null,null,null,null,null,null,null,null,null,null,null,null,null,null,null,null,null,null,null,null,null,null,null,null,null,null,null,null,null,null,null,null,null,null,null,null,null,null,null,null,null,null,null,null,null,null,null,null,null,null,null,null,"Jul4","7/4 Hour 13",4429,4434]
["07/05","06:00:00","2023-07-05T06:00:00",7,5,6,8,null,null,null,null,null,null,null,null,null,null,null,null,null,null,null,null,null,null,null,null,null,null,null,null,null,null,null,null,null,null,null,null,null,null,null,null,null,null,null,null,null,null,null,null,null,null,null,null,null,null,null,null,null,null,null,null,null,null,null,null,null,null,null,null,null,null,null,null,null,null,null,null,null,null,null,null,"Jul5","7/5 Hour 6",4446,4451]
["07/05","00:00:00","2023-07-05",7,5,24,8,null,null,null,null,null,null,null,null,null,null,null,null,null,null,null,null,null,null,null,null,null,null,null,null,null,null,null,null,null,null,null,null,null,null,null,null,null,null,null,null,null,null,null,null,null,null,null,null,null,null,null,null,null,null,null,null,null,null,null,null,null,null,null,null,null,null,null,null,null,null,null,null,null,null,null,null,"Jul5","7/5 Hour 24",4464,4469]
["07/06","17:00:00",{"$f":"A4486+B4486","v":"2023-07-06T17:00:00"},7,6,17,2,null,null,null,null,null,null,null,null,null,null,null,null,null,null,null,null,null,null,null,null,null,null,null,null,null,null,null,null,null,null,null,null,null,null,null,null,null,null,null,null,null,null,null,null,null,null,null,null,null,null,null,null,null,null,null,null,null,null,null,null,null,null,null,null,null,null,null,null,null,null,null,null,null,null,null,null,"Jul6","7/6 Hour 17",4481,4486]
["07/07","10:00:00","2023-07-07T10:00:00",7,7,10,3,null,null,null,null,null,null,null,null,null,null,null,null,null,null,null,null,null,null,null,null,null,null,null,null,null,null,null,null,null,null,null,null,null,null,null,null,null,null,null,null,null,null,null,null,null,null,null,null,null,null,null,null,null,null,null,null,null,null,null,null,null,null,null,null,null,null,null,null,null,null,null,null,null,null,null,null,"Jul7","7/7 Hour 10",4498,4503]
["07/07","00:00:00","2023-07-07",7,7,24,3,null,null,null,null,null,null,null,null,null,null,null,null,null,null,null,null,null,null,null,null,null,null,null,null,null,null,null,null,null,null,null,null,null,null,null,null,null,null,null,null,null,null,null,null,null,null,null,null,null,null,null,null,null,null,null,null,null,null,null,null,null,null,null,null,null,null,null,null,null,null,null,null,null,null,null,null,"Jul7","7/7 Hour 24",4512,4517]
["07/08","05:00:00","2023-07-08T05:00:00",7,8,5,4,null,null,null,null,null,null,null,null,null,null,null,null,null,null,null,null,null,null,null,null,null,null,null,null,null,null,null,null,null,null,null,null,null,null,null,null,null,null,null,null,null,null,null,null,null,null,null,null,null,null,null,null,null,null,null,null,null,null,null,null,null,null,null,null,null,null,null,null,null,null,null,null,null,null,null,null,"Jul8","7/8 Hour 5",4517,4522]
["07/08","22:00:00","2023-07-08T22:00:00",7,8,22,4,null,null,null,null,null,null,null,null,null,null,null,null,null,null,null,null,null,null,null,null,null,null,null,null,null,null,null,null,null,null,null,null,null,null,null,null,null,null,null,null,null,null,null,null,null,null,null,null,null,null,null,null,null,null,null,null,null,null,null,null,null,null,null,null,null,null,null,null,null,null,null,null,null,null,null,null,"Jul8","7/8 Hour 22",4534,4539]
["07/10","03:00:00","2023-07-10T03:00:00",7,10,3,6,null,null,null,null,null,null,null,null,null,null,null,null,null,null,null,null,null,null,null,null,null,null,null,null,null,null,null,null,null,null,null,null,null,null,null,null,null,null,null,null,null,null,null,null,null,null,null,null,null,null,null,null,null,null,null,null,null,null,null,null,null,null,null,null,null,null,null,null,null,null,null,null,null,null,null,null,"Jul10","7/10 Hour 3",4563,4568]
["07/10","09:00:00","2023-07-10T09:00:00",7,10,9,6,null,null,null,null,null,null,null,null,null,null,null,null,null,null,null,null,null,null,null,null,null,null,null,null,null,null,null,null,null,null,null,null,null,null,null,null,null,null,null,null,null,null,null,null,null,null,null,null,null,null,null,null,null,null,null,null,null,null,null,null,null,null,null,null,null,null,null,null,null,null,null,null,null,null,null,null,"Jul10","7/10 Hour 9",4569,4574]
["07/11","02:00:00","2023-07-11T02:00:00",7,11,2,7,null,null,null,null,null,null,null,null,null,null,null,null,null,null,null,null,null,null,null,null,null,null,null,null,null,null,null,null,null,null,null,null,null,null,null,null,null,null,null,null,null,null,null,null,null,null,null,null,null,null,null,null,null,null,null,null,null,null,null,null,null,null,null,null,null,null,null,null,null,null,null,null,null,null,null,null,"Jul11","7/11 Hour 2",4586,4591]
["07/11","19:00:00","2023-07-11T19:00:00",7,11,19,7,null,null,null,null,null,null,null,null,null,null,null,null,null,null,null,null,null,null,null,null,null,null,null,null,null,null,null,null,null,null,null,null,null,null,null,null,null,null,null,null,null,null,null,null,null,null,null,null,null,null,null,null,null,null,null,null,null,null,null,null,null,null,null,null,null,null,null,null,null,null,null,null,null,null,null,null,"Jul11","7/11 Hour 19",4603,4608]
["07/12","21:00:00","2023-07-12T21:00:00",7,12,21,1,null,null,null,null,null,null,null,null,null,null,null,null,null,null,null,null,null,null,null,null,null,null,null,null,null,null,null,null,null,null,null,null,null,null,null,null,null,null,null,null,null,null,null,null,null,null,null,null,null,null,null,null,null,null,null,null,null,null,null,null,null,null,null,null,null,null,null,null,null,null,null,null,null,null,null,null,"Jul12","7/12 Hour 21",4629,4634]
["07/13","06:00:00","2023-07-13T06:00:00",7,13,6,2,null,null,null,null,null,null,null,null,null,null,null,null,null,null,null,null,null,null,null,null,null,null,null,null,null,null,null,null,null,null,null,null,null,null,null,null,null,null,null,null,null,null,null,null,null,null,null,null,null,null,null,null,null,null,null,null,null,null,null,null,null,null,null,null,null,null,null,null,null,null,null,null,null,null,null,null,"Jul13","7/13 Hour 6",4638,4643]
["07/13","23:00:00","2023-07-13T23:00:00",7,13,23,2,null,null,null,null,null,null,null,null,null,null,null,null,null,null,null,null,null,null,null,null,null,null,null,null,null,null,null,null,null,null,null,null,null,null,null,null,null,null,null,null,null,null,null,null,null,null,null,null,null,null,null,null,null,null,null,null,null,null,null,null,null,null,null,null,null,null,null,null,null,null,null,null,null,null,null,null,"Jul13","7/13 Hour 23",4655,4660]
["07/14","16:00:00","2023-07-14T16:00:00",7,14,16,3,null,null,null,null,null,null,null,null,null,null,null,null,null,null,null,null,null,null,null,null,null,null,null,null,null,null,null,null,null,null,null,null,null,null,null,null,null,null,null,null,null,null,null,null,null,null,null,null,null,null,null,null,null,null,null,null,null,null,null,null,null,null,null,null,null,null,null,null,null,null,null,null,null,null,null,null,"Jul14","7/14 Hour 16",4672,4677]
["07/14","23:00:00","2023-07-14T23:00:00",7,14,23,3,null,null,null,null,null,null,null,null,null,null,null,null,null,null,null,null,null,null,null,null,null,null,null,null,null,null,null,null,null,null,null,null,null,null,null,null,null,null,null,null,null,null,null,null,null,null,null,null,null,null,null,null,null,null,null,null,null,null,null,null,null,null,null,null,null,null,null,null,null,null,null,null,null,null,null,null,"Jul14","7/14 Hour 23",4679,4684]
["07/16","03:00:00","2023-07-16T03:00:00",7,16,3,5,null,null,null,null,null,null,null,null,null,null,null,null,null,null,null,null,null,null,null,null,null,null,null,null,null,null,null,null,null,null,null,null,null,null,null,null,null,null,null,null,null,null,null,null,null,null,null,null,null,null,null,null,null,null,null,null,null,null,null,null,null,null,null,null,null,null,null,null,null,null,null,null,null,null,null,null,"Jul16","7/16 Hour 3",4707,4712]
["07/16","20:00:00","2023-07-16T20:00:00",7,16,20,5,null,null,null,null,null,null,null,null,null,null,null,null,null,null,null,null,null,null,null,null,null,null,null,null,null,null,null,null,null,null,null,null,null,null,null,null,null,null,null,null,null,null,null,null,null,null,null,null,null,null,null,null,null,null,null,null,null,null,null,null,null,null,null,null,null,null,null,null,null,null,null,null,null,null,null,null,"Jul16","7/16 Hour 20",4724,4729]
["07/17","01:00:00","2023-07-17T01:00:00",7,17,1,6,null,null,null,null,null,null,null,null,null,null,null,null,null,null,null,null,null,null,null,null,null,null,null,null,null,null,null,null,null,null,null,null,null,null,null,null,null,null,null,null,null,null,null,null,null,null,null,null,null,null,null,null,null,null,null,null,null,null,null,null,null,null,null,null,null,null,null,null,null,null,null,null,null,null,null,null,"Jul17","7/17 Hour 1",4729,4734]
["07/18","07:00:00","2023-07-18T07:00:00",7,18,7,7,null,null,null,null,null,null,null,null,null,null,null,null,null,null,null,null,null,null,null,null,null,null,null,null,null,null,null,null,null,null,null,null,null,null,null,null,null,null,null,null,null,null,null,null,null,null,null,null,null,null,null,null,null,null,null,null,null,null,null,null,null,null,null,null,null,null,null,null,null,null,null,null,null,null,null,null,"Jul18","7/18 Hour 7",4759,4764]
["07/18","00:00:00","2023-07-18",7,18,24,7,null,null,null,null,null,null,null,null,null,null,null,null,null,null,null,null,null,null,null,null,null,null,null,null,null,null,null,null,null,null,null,null,null,null,null,null,null,null,null,null,null,null,null,null,null,null,null,null,null,null,null,null,null,null,null,null,null,null,null,null,null,null,null,null,null,null,null,null,null,null,null,null,null,null,null,null,"Jul18","7/18 Hour 24",4776,4781]
["07/19","01:00:00","2023-07-19T01:00:00",7,19,1,1,null,null,null,null,null,null,null,null,null,null,null,null,null,null,null,null,null,null,null,null,null,null,null,null,null,null,null,null,null,null,null,null,null,null,null,null,null,null,null,null,null,null,null,null,null,null,null,null,null,null,null,null,null,null,null,null,null,null,null,null,null,null,null,null,null,null,null,null,null,null,null,null,null,null,null,null,"Jul19","7/19 Hour 1",4777,4782]
["07/19","19:00:00","2023-07-19T19:00:00",7,19,19,1,null,null,null,null,null,null,null,null,null,null,null,null,null,null,null,null,null,null,null,null,null,null,null,null,null,null,null,null,null,null,null,null,null,null,null,null,null,null,null,null,null,null,null,null,null,null,null,null,null,null,null,null,null,null,null,null,null,null,null,null,null,null,null,null,null,null,null,null,null,null,null,null,null,null,null,null,"Jul19","7/19 Hour 19",4795,4800]
["07/20","12:00:00","2023-07-20T12:00:00",7,20,12,2,null,null,null,null,null,null,null,null,null,null,null,null,null,null,null,null,null,null,null,null,null,null,null,null,null,null,null,null,null,null,null,null,null,null,null,null,null,null,null,null,null,null,null,null,null,null,null,null,null,null,null,null,null,null,null,null,null,null,null,null,null,null,null,null,null,null,null,null,null,null,null,null,null,null,null,null,"Jul20","7/20 Hour 12",4812,4817]
["07/21","05:00:00","2023-07-21T05:00:00",7,21,5,3,null,null,null,null,null,null,null,null,null,null,null,null,null,null,null,null,null,null,null,null,null,null,null,null,null,null,null,null,null,null,null,null,null,null,null,null,null,null,null,null,null,null,null,null,null,null,null,null,null,null,null,null,null,null,null,null,null,null,null,null,null,null,null,null,null,null,null,null,null,null,null,null,null,null,null,null,"Jul21","7/21 Hour 5",4829,4834]
["07/21","21:00:00","2023-07-21T21:00:00",7,21,21,3,null,null,null,null,null,null,null,null,null,null,null,null,null,null,null,null,null,null,null,null,null,null,null,null,null,null,null,null,null,null,null,null,null,null,null,null,null,null,null,null,null,null,null,null,null,null,null,null,null,null,null,null,null,null,null,null,null,null,null,null,null,null,null,null,null,null,null,null,null,null,null,null,null,null,null,null,"Jul21","7/21 Hour 21",4845,4850]
["07/22","16:00:00","2023-07-22T16:00:00",7,22,16,4,null,null,null,null,null,null,null,null,null,null,null,null,null,null,null,null,null,null,null,null,null,null,null,null,null,null,null,null,null,null,null,null,null,null,null,null,null,null,null,null,null,null,null,null,null,null,null,null,null,null,null,null,null,null,null,null,null,null,null,null,null,null,null,null,null,null,null,null,null,null,null,null,null,null,null,null,"Jul22","7/22 Hour 16",4864,4869]
["07/23","09:00:00","2023-07-23T09:00:00",7,23,9,5,null,null,null,null,null,null,null,null,null,null,null,null,null,null,null,null,null,null,null,null,null,null,null,null,null,null,null,null,null,null,null,null,null,null,null,null,null,null,null,null,null,null,null,null,null,null,null,null,null,null,null,null,null,null,null,null,null,null,null,null,null,null,null,null,null,null,null,null,null,null,null,null,null,null,null,null,"Jul23","7/23 Hour 9",4881,4886]
["07/24","02:00:00","2023-07-24T02:00:00",7,24,2,6,null,null,null,null,null,null,null,null,null,null,null,null,null,null,null,null,null,null,null,null,null,null,null,null,null,null,null,null,null,null,null,null,null,null,null,null,null,null,null,null,null,null,null,null,null,null,null,null,null,null,null,null,null,null,null,null,null,null,null,null,null,null,null,null,null,null,null,null,null,null,null,null,null,null,null,null,"Jul24","7/24 Hour 2",4898,4903]
["07/24","16:00:00","2023-07-24T16:00:00",7,24,16,6,null,null,null,null,null,null,null,null,null,null,null,null,null,null,null,null,null,null,null,null,null,null,null,null,null,null,null,null,null,null,null,null,null,null,null,null,null,null,null,null,null,null,null,null,null,null,null,null,null,null,null,null,null,null,null,null,null,null,null,null,null,null,null,null,null,null,null,null,null,null,null,null,null,null,null,null,"Jul24","7/24 Hour 16",4912,4917]
["07/25","13:00:00","2023-07-25T13:00:00",7,25,13,7,null,null,null,null,null,null,null,null,null,null,null,null,null,null,null,null,null,null,null,null,null,null,null,null,null,null,null,null,null,null,null,null,null,null,null,null,null,null,null,null,null,null,null,null,null,null,null,null,null,null,null,null,null,null,null,null,null,null,null,null,null,null,null,null,null,null,null,null,null,null,null,null,null,null,null,null,"Jul25","7/25 Hour 13",4933,4938]
["07/26","06:00:00","2023-07-26T06:00:00",7,26,6,1,null,null,null,null,null,null,null,null,null,null,null,null,null,null,null,null,null,null,null,null,null,null,null,null,null,null,null,null,null,null,null,null,null,null,null,null,null,null,null,null,null,null,null,null,null,null,null,null,null,null,null,null,null,null,null,null,null,null,null,null,null,null,null,null,null,null,null,null,null,null,null,null,null,null,null,null,"Jul26","7/26 Hour 6",4950,4955]
["07/26","18:00:00","2023-07-26T18:00:00",7,26,18,1,null,null,null,null,null,null,null,null,null,null,null,null,null,null,null,null,null,null,null,null,null,null,null,null,null,null,null,null,null,null,null,null,null,null,null,null,null,null,null,null,null,null,null,null,null,null,null,null,null,null,null,null,null,null,null,null,null,null,null,null,null,null,null,null,null,null,null,null,null,null,null,null,null,null,null,null,"Jul26","7/26 Hour 18",4962,4967]
["07/27","17:00:00","2023-07-27T17:00:00",7,27,17,2,null,null,null,null,null,null,null,null,null,null,null,null,null,null,null,null,null,null,null,null,null,null,null,null,null,null,null,null,null,null,null,null,null,null,null,null,null,null,null,null,null,null,null,null,null,null,null,null,null,null,null,null,null,null,null,null,null,null,null,null,null,null,null,null,null,null,null,null,null,null,null,null,null,null,null,null,"Jul27","7/27 Hour 17",4985,4990]
["07/28","10:00:00","2023-07-28T10:00:00",7,28,10,3,null,null,null,null,null,null,null,null,null,null,null,null,null,null,null,null,null,null,null,null,null,null,null,null,null,null,null,null,null,null,null,null,null,null,null,null,null,null,null,null,null,null,null,null,null,null,null,null,null,null,null,null,null,null,null,null,null,null,null,null,null,null,null,null,null,null,null,null,null,null,null,null,null,null,null,null,"Jul28","7/28 Hour 10",5002,5007]
["07/29","03:00:00","2023-07-29T03:00:00",7,29,3,4,null,null,null,null,null,null,null,null,null,null,null,null,null,null,null,null,null,null,null,null,null,null,null,null,null,null,null,null,null,null,null,null,null,null,null,null,null,null,null,null,null,null,null,null,null,null,null,null,null,null,null,null,null,null,null,null,null,null,null,null,null,null,null,null,null,null,null,null,null,null,null,null,null,null,null,null,"Jul29","7/29 Hour 3",5019,5024]
["07/29","13:00:00","2023-07-29T13:00:00",7,29,13,4,null,null,null,null,null,null,null,null,null,null,null,null,null,null,null,null,null,null,null,null,null,null,null,null,null,null,null,null,null,null,null,null,null,null,null,null,null,null,null,null,null,null,null,null,null,null,null,null,null,null,null,null,null,null,null,null,null,null,null,null,null,null,null,null,null,null,null,null,null,null,null,null,null,null,null,null,"Jul29","7/29 Hour 13",5029,5034]
["07/29","22:00:00","2023-07-29T22:00:00",7,29,22,4,null,null,null,null,null,null,null,null,null,null,null,null,null,null,null,null,null,null,null,null,null,null,null,null,null,null,null,null,null,null,null,null,null,null,null,null,null,null,null,null,null,null,null,null,null,null,null,null,null,null,null,null,null,null,null,null,null,null,null,null,null,null,null,null,null,null,null,null,null,null,null,null,null,null,null,null,"Jul29","7/29 Hour 22",5038,5043]
["07/30","15:00:00","2023-07-30T15:00:00",7,30,15,5,null,null,null,null,null,null,null,null,null,null,null,null,null,null,null,null,null,null,null,null,null,null,null,null,null,null,null,null,null,null,null,null,null,null,null,null,null,null,null,null,null,null,null,null,null,null,null,null,null,null,null,null,null,null,null,null,null,null,null,null,null,null,null,null,null,null,null,null,null,null,null,null,null,null,null,null,"Jul30","7/30 Hour 15",5055,5060]
["07/31","08:00:00","2023-07-31T08:00:00",7,31,8,6,null,null,null,null,null,null,null,null,null,null,null,null,null,null,null,null,null,null,null,null,null,null,null,null,null,null,null,null,null,null,null,null,null,null,null,null,null,null,null,null,null,null,null,null,null,null,null,null,null,null,null,null,null,null,null,null,null,null,null,null,null,null,null,null,null,null,null,null,null,null,null,null,null,null,null,null,"Jul31","7/31 Hour 8",5072,5077]
["08/01","07:00:00","2023-08-01T07:00:00",8,1,7,7,null,null,null,null,null,null,null,null,null,null,null,null,null,null,null,null,null,null,null,null,null,null,null,null,null,null,null,null,null,null,null,null,null,null,null,null,null,null,null,null,null,null,null,null,null,null,null,null,null,null,null,null,null,null,null,null,null,null,null,null,null,null,null,null,null,null,null,null,null,null,null,null,null,null,null,null,"Aug1","8/1 Hour 7",5095,5100]
["08/01","19:00:00","2023-08-01T19:00:00",8,1,19,7,null,null,null,null,null,null,null,null,null,null,null,null,null,null,null,null,null,null,null,null,null,null,null,null,null,null,null,null,null,null,null,null,null,null,null,null,null,null,null,null,null,null,null,null,null,null,null,null,null,null,null,null,null,null,null,null,null,null,null,null,null,null,null,null,null,null,null,null,null,null,null,null,null,null,null,null,"Aug1","8/1 Hour 19",5107,5112]
["08/02","12:00:00","2023-08-02T12:00:00",8,2,12,1,null,null,null,null,null,null,null,null,null,null,null,null,null,null,null,null,null,null,null,null,null,null,null,null,null,null,null,null,null,null,null,null,null,null,null,null,null,null,null,null,null,null,null,null,null,null,null,null,null,null,null,null,null,null,null,null,null,null,null,null,null,null,null,null,null,null,null,null,null,null,null,null,null,null,null,null,"Aug2","8/2 Hour 12",5124,5129]
["08/03","09:00:00","2023-08-03T09:00:00",8,3,9,2,null,null,null,null,null,null,null,null,null,null,null,null,null,null,null,null,null,null,null,null,null,null,null,null,null,null,null,null,null,null,null,null,null,null,null,null,null,null,null,null,null,null,null,null,null,null,null,null,null,null,null,null,null,null,null,null,null,null,null,null,null,null,null,null,null,null,null,null,null,null,null,null,null,null,null,null,"Aug3","8/3 Hour 9",5145,5150]
["08/03","23:00:00","2023-08-03T23:00:00",8,3,23,2,null,null,null,null,null,null,null,null,null,null,null,null,null,null,null,null,null,null,null,null,null,null,null,null,null,null,null,null,null,null,null,null,null,null,null,null,null,null,null,null,null,null,null,null,null,null,null,null,null,null,null,null,null,null,null,null,null,null,null,null,null,null,null,null,null,null,null,null,null,null,null,null,null,null,null,null,"Aug3","8/3 Hour 23",5159,5164]
["08/04","16:00:00","2023-08-04T16:00:00",8,4,16,3,null,null,null,null,null,null,null,null,null,null,null,null,null,null,null,null,null,null,null,null,null,null,null,null,null,null,null,null,null,null,null,null,null,null,null,null,null,null,null,null,null,null,null,null,null,null,null,null,null,null,null,null,null,null,null,null,null,null,null,null,null,null,null,null,null,null,null,null,null,null,null,null,null,null,null,null,"Aug4","8/4 Hour 16",5176,5181]
["08/05","09:00:00","2023-08-05T09:00:00",8,5,9,4,null,null,null,null,null,null,null,null,null,null,null,null,null,null,null,null,null,null,null,null,null,null,null,null,null,null,null,null,null,null,null,null,null,null,null,null,null,null,null,null,null,null,null,null,null,null,null,null,null,null,null,null,null,null,null,null,null,null,null,null,null,null,null,null,null,null,null,null,null,null,null,null,null,null,null,null,"Aug5","8/5 Hour 9",5193,5198]
["08/06","04:00:00","2023-08-06T04:00:00",8,6,4,5,null,null,null,null,null,null,null,null,null,null,null,null,null,null,null,null,null,null,null,null,null,null,null,null,null,null,null,null,null,null,null,null,null,null,null,null,null,null,null,null,null,null,null,null,null,null,null,null,null,null,null,null,null,null,null,null,null,null,null,null,null,null,null,null,null,null,null,null,null,null,null,null,null,null,null,null,"Aug6","8/6 Hour 4",5212,5217]
["08/06","20:00:00","2023-08-06T20:00:00",8,6,20,5,null,null,null,null,null,null,null,null,null,null,null,null,null,null,null,null,null,null,null,null,null,null,null,null,null,null,null,null,null,null,null,null,null,null,null,null,null,null,null,null,null,null,null,null,null,null,null,null,null,null,null,null,null,null,null,null,null,null,null,null,null,null,null,null,null,null,null,null,null,null,null,null,null,null,null,null,"Aug6","8/6 Hour 20",5228,5233]
["08/07","13:00:00","2023-08-07T13:00:00",8,7,13,6,null,null,null,null,null,null,null,null,null,null,null,null,null,null,null,null,null,null,null,null,null,null,null,null,null,null,null,null,null,null,null,null,null,null,null,null,null,null,null,null,null,null,null,null,null,null,null,null,null,null,null,null,null,null,null,null,null,null,null,null,null,null,null,null,null,null,null,null,null,null,null,null,null,null,null,null,"Aug7","8/7 Hour 13",5245,5250]
["08/08","06:00:00","2023-08-08T06:00:00",8,8,6,7,null,null,null,null,null,null,null,null,null,null,null,null,null,null,null,null,null,null,null,null,null,null,null,null,null,null,null,null,null,null,null,null,null,null,null,null,null,null,null,null,null,null,null,null,null,null,null,null,null,null,null,null,null,null,null,null,null,null,null,null,null,null,null,null,null,null,null,null,null,null,null,null,null,null,null,null,"Aug8","8/8 Hour 6",5262,5267]
["08/08","00:00:00","2023-08-08",8,8,24,7,null,null,null,null,null,null,null,null,null,null,null,null,null,null,null,null,null,null,null,null,null,null,null,null,null,null,null,null,null,null,null,null,null,null,null,null,null,null,null,null,null,null,null,null,null,null,null,null,null,null,null,null,null,null,null,null,null,null,null,null,null,null,null,null,null,null,null,null,null,null,null,null,null,null,null,null,"Aug8","8/8 Hour 24",5280,5285]
["08/09","17:00:00","2023-08-09T17:00:00",8,9,17,1,null,null,null,null,null,null,null,null,null,null,null,null,null,null,null,null,null,null,null,null,null,null,null,null,null,null,null,null,null,null,null,null,null,null,null,null,null,null,null,null,null,null,null,null,null,null,null,null,null,null,null,null,null,null,null,null,null,null,null,null,null,null,null,null,null,null,null,null,null,null,null,null,null,null,null,null,"Aug9","8/9 Hour 17",5297,5302]
["08/09","18:00:00","2023-08-09T18:00:00",8,9,18,1,null,null,null,null,null,null,null,null,null,null,null,null,null,null,null,null,null,null,null,null,null,null,null,null,null,null,null,null,null,null,null,null,null,null,null,null,null,null,null,null,null,null,null,null,null,null,null,null,null,null,null,null,null,null,null,null,null,null,null,null,null,null,null,null,null,null,null,null,null,null,null,null,null,null,null,null,"Aug9","8/9 Hour 18",5298,5303]
["08/11","01:00:00","2023-08-11T01:00:00",8,11,1,3,null,null,null,null,null,null,null,null,null,null,null,null,null,null,null,null,null,null,null,null,null,null,null,null,null,null,null,null,null,null,null,null,null,null,null,null,null,null,null,null,null,null,null,null,null,null,null,null,null,null,null,null,null,null,null,null,null,null,null,null,null,null,null,null,null,null,null,null,null,null,null,null,null,null,null,null,"Aug11","8/11 Hour 1",5329,5334]
["08/11","05:00:00","2023-08-11T05:00:00",8,11,5,3,null,null,null,null,null,null,null,null,null,null,null,null,null,null,null,null,null,null,null,null,null,null,null,null,null,null,null,null,null,null,null,null,null,null,null,null,null,null,null,null,null,null,null,null,null,null,null,null,null,null,null,null,null,null,null,null,null,null,null,null,null,null,null,null,null,null,null,null,null,null,null,null,null,null,null,null,"Aug11","8/11 Hour 5",5333,5338]
["08/11","22:00:00","2023-08-11T22:00:00",8,11,22,3,null,null,null,null,null,null,null,null,null,null,null,null,null,null,null,null,null,null,null,null,null,null,null,null,null,null,null,null,null,null,null,null,null,null,null,null,null,null,null,null,null,null,null,null,null,null,null,null,null,null,null,null,null,null,null,null,null,null,null,null,null,null,null,null,null,null,null,null,null,null,null,null,null,null,null,null,"Aug11","8/11 Hour 22",5350,5355]
["08/13","03:00:00","2023-08-13T03:00:00",8,13,3,5,null,null,null,null,null,null,null,null,null,null,null,null,null,null,null,null,null,null,null,null,null,null,null,null,null,null,null,null,null,null,null,null,null,null,null,null,null,null,null,null,null,null,null,null,null,null,null,null,null,null,null,null,null,null,null,null,null,null,null,null,null,null,null,null,null,null,null,null,null,null,null,null,null,null,null,null,"Aug13","8/13 Hour 3",5379,5384]
["08/13","09:00:00","2023-08-13T09:00:00",8,13,9,5,null,null,null,null,null,null,null,null,null,null,null,null,null,null,null,null,null,null,null,null,null,null,null,null,null,null,null,null,null,null,null,null,null,null,null,null,null,null,null,null,null,null,null,null,null,null,null,null,null,null,null,null,null,null,null,null,null,null,null,null,null,null,null,null,null,null,null,null,null,null,null,null,null,null,null,null,"Aug13","8/13 Hour 9",5385,5390]
["08/14","02:00:00","2023-08-14T02:00:00",8,14,2,6,null,null,null,null,null,null,null,null,null,null,null,null,null,null,null,null,null,null,null,null,null,null,null,null,null,null,null,null,null,null,null,null,null,null,null,null,null,null,null,null,null,null,null,null,null,null,null,null,null,null,null,null,null,null,null,null,null,null,null,null,null,null,null,null,null,null,null,null,null,null,null,null,null,null,null,null,"Aug14","8/14 Hour 2",5402,5407]
["08/14","19:00:00","2023-08-14T19:00:00",8,14,19,6,null,null,null,null,null,null,null,null,null,null,null,null,null,null,null,null,null,null,null,null,null,null,null,null,null,null,null,null,null,null,null,null,null,null,null,null,null,null,null,null,null,null,null,null,null,null,null,null,null,null,null,null,null,null,null,null,null,null,null,null,null,null,null,null,null,null,null,null,null,null,null,null,null,null,null,null,"Aug14","8/14 Hour 19",5419,5424]
["08/15","04:00:00","2023-08-15T04:00:00",8,15,4,7,null,null,null,null,null,null,null,null,null,null,null,null,null,null,null,null,null,null,null,null,null,null,null,null,null,null,null,null,null,null,null,null,null,null,null,null,null,null,null,null,null,null,null,null,null,null,null,null,null,null,null,null,null,null,null,null,null,null,null,null,null,null,null,null,null,null,null,null,null,null,null,null,null,null,null,null,"Aug15","8/15 Hour 4",5428,5433]
["08/16","06:00:00","2023-08-16T06:00:00",8,16,6,1,null,null,null,null,null,null,null,null,null,null,null,null,null,null,null,null,null,null,null,null,null,null,null,null,null,null,null,null,null,null,null,null,null,null,null,null,null,null,null,null,null,null,null,null,null,null,null,null,null,null,null,null,null,null,null,null,null,null,null,null,null,null,null,null,null,null,null,null,null,null,null,null,null,null,null,null,"Aug16","8/16 Hour 6",5454,5459]
["08/16","23:00:00","2023-08-16T23:00:00",8,16,23,1,null,null,null,null,null,null,null,null,null,null,null,null,null,null,null,null,null,null,null,null,null,null,null,null,null,null,null,null,null,null,null,null,null,null,null,null,null,null,null,null,null,null,null,null,null,null,null,null,null,null,null,null,null,null,null,null,null,null,null,null,null,null,null,null,null,null,null,null,null,null,null,null,null,null,null,null,"Aug16","8/16 Hour 23",5471,5476]
["08/17","16:00:00","2023-08-17T16:00:00",8,17,16,2,null,null,null,null,null,null,null,null,null,null,null,null,null,null,null,null,null,null,null,null,null,null,null,null,null,null,null,null,null,null,null,null,null,null,null,null,null,null,null,null,null,null,null,null,null,null,null,null,null,null,null,null,null,null,null,null,null,null,null,null,null,null,null,null,null,null,null,null,null,null,null,null,null,null,null,null,"Aug17","8/17 Hour 16",5488,5493]
["08/17","23:00:00","2023-08-17T23:00:00",8,17,23,2,null,null,null,null,null,null,null,null,null,null,null,null,null,null,null,null,null,null,null,null,null,null,null,null,null,null,null,null,null,null,null,null,null,null,null,null,null,null,null,null,null,null,null,null,null,null,null,null,null,null,null,null,null,null,null,null,null,null,null,null,null,null,null,null,null,null,null,null,null,null,null,null,null,null,null,null,"Aug17","8/17 Hour 23",5495,5500]
["08/19","03:00:00","2023-08-19T03:00:00",8,19,3,4,null,null,null,null,null,null,null,null,null,null,null,null,null,null,null,null,null,null,null,null,null,null,null,null,null,null,null,null,null,null,null,null,null,null,null,null,null,null,null,null,null,null,null,null,null,null,null,null,null,null,null,null,null,null,null,null,null,null,null,null,null,null,null,null,null,null,null,null,null,null,null,null,null,null,null,null,"Aug19","8/19 Hour 3",5523,5528]
["08/19","20:00:00","2023-08-19T20:00:00",8,19,20,4,null,null,null,null,null,null,null,null,null,null,null,null,null,null,null,null,null,null,null,null,null,null,null,null,null,null,null,null,null,null,null,null,null,null,null,null,null,null,null,null,null,null,null,null,null,null,null,null,null,null,null,null,null,null,null,null,null,null,null,null,null,null,null,null,null,null,null,null,null,null,null,null,null,null,null,null,"Aug19","8/19 Hour 20",5540,5545]
["08/20","01:00:00","2023-08-20T01:00:00",8,20,1,5,null,null,null,null,null,null,null,null,null,null,null,null,null,null,null,null,null,null,null,null,null,null,null,null,null,null,null,null,null,null,null,null,null,null,null,null,null,null,null,null,null,null,null,null,null,null,null,null,null,null,null,null,null,null,null,null,null,null,null,null,null,null,null,null,null,null,null,null,null,null,null,null,null,null,null,null,"Aug20","8/20 Hour 1",5545,5550]
["08/20","15:00:00","2023-08-20T15:00:00",8,20,15,5,null,null,null,null,null,null,null,null,null,null,null,null,null,null,null,null,null,null,null,null,null,null,null,null,null,null,null,null,null,null,null,null,null,null,null,null,null,null,null,null,null,null,null,null,null,null,null,null,null,null,null,null,null,null,null,null,null,null,null,null,null,null,null,null,null,null,null,null,null,null,null,null,null,null,null,null,"Aug20","8/20 Hour 15",5559,5564]
["08/21","08:00:00","2023-08-21T08:00:00",8,21,8,6,null,null,null,null,null,null,null,null,null,null,null,null,null,null,null,null,null,null,null,null,null,null,null,null,null,null,null,null,null,null,null,null,null,null,null,null,null,null,null,null,null,null,null,null,null,null,null,null,null,null,null,null,null,null,null,null,null,null,null,null,null,null,null,null,null,null,null,null,null,null,null,null,null,null,null,null,"Aug21","8/21 Hour 8",5576,5581]
["08/22","01:00:00","2023-08-22T01:00:00",8,22,1,7,null,null,null,null,null,null,null,null,null,null,null,null,null,null,null,null,null,null,null,null,null,null,null,null,null,null,null,null,null,null,null,null,null,null,null,null,null,null,null,null,null,null,null,null,null,null,null,null,null,null,null,null,null,null,null,null,null,null,null,null,null,null,null,null,null,null,null,null,null,null,null,null,null,null,null,null,"Aug22","8/22 Hour 1",5593,5598]
["08/22","19:00:00","2023-08-22T19:00:00",8,22,19,7,null,null,null,null,null,null,null,null,null,null,null,null,null,null,null,null,null,null,null,null,null,null,null,null,null,null,null,null,null,null,null,null,null,null,null,null,null,null,null,null,null,null,null,null,null,null,null,null,null,null,null,null,null,null,null,null,null,null,null,null,null,null,null,null,null,null,null,null,null,null,null,null,null,null,null,null,"Aug22","8/22 Hour 19",5611,5616]
["08/23","12:00:00","2023-08-23T12:00:00",8,23,12,1,null,null,null,null,null,null,null,null,null,null,null,null,null,null,null,null,null,null,null,null,null,null,null,null,null,null,null,null,null,null,null,null,null,null,null,null,null,null,null,null,null,null,null,null,null,null,null,null,null,null,null,null,null,null,null,null,null,null,null,null,null,null,null,null,null,null,null,null,null,null,null,null,null,null,null,null,"Aug23","8/23 Hour 12",5628,5633]
["08/24","05:00:00","2023-08-24T05:00:00",8,24,5,2,null,null,null,null,null,null,null,null,null,null,null,null,null,null,null,null,null,null,null,null,null,null,null,null,null,null,null,null,null,null,null,null,null,null,null,null,null,null,null,null,null,null,null,null,null,null,null,null,null,null,null,null,null,null,null,null,null,null,null,null,null,null,null,null,null,null,null,null,null,null,null,null,null,null,null,null,"Aug24","8/24 Hour 5",5645,5650]
["08/24","22:00:00","2023-08-24T22:00:00",8,24,22,2,null,null,null,null,null,null,null,null,null,null,null,null,null,null,null,null,null,null,null,null,null,null,null,null,null,null,null,null,null,null,null,null,null,null,null,null,null,null,null,null,null,null,null,null,null,null,null,null,null,null,null,null,null,null,null,null,null,null,null,null,null,null,null,null,null,null,null,null,null,null,null,null,null,null,null,null,"Aug24","8/24 Hour 22",5662,5667]
["08/25","16:00:00","2023-08-25T16:00:00",8,25,16,3,null,null,null,null,null,null,null,null,null,null,null,null,null,null,null,null,null,null,null,null,null,null,null,null,null,null,null,null,null,null,null,null,null,null,null,null,null,null,null,null,null,null,null,null,null,null,null,null,null,null,null,null,null,null,null,null,null,null,null,null,null,null,null,null,null,null,null,null,null,null,null,null,null,null,null,null,"Aug25","8/25 Hour 16",5680,5685]
["08/26","09:00:00",{"$f":"A5702+B5702","v":"2023-08-26T09:00:00"},8,26,9,4,null,null,null,null,null,null,null,null,null,null,null,null,null,null,null,null,null,null,null,null,null,null,null,null,null,null,null,null,null,null,null,null,null,null,null,null,null,null,null,null,null,null,null,null,null,null,null,null,null,null,null,null,null,null,null,null,null,null,null,null,null,null,null,null,null,null,null,null,null,null,null,null,null,null,null,null,"Aug26","8/26 Hour 9",5697,5702]
["08/27","02:00:00","2023-08-27T02:00:00",8,27,2,5,null,null,null,null,null,null,null,null,null,null,null,null,null,null,null,null,null,null,null,null,null,null,null,null,null,null,null,null,null,null,null,null,null,null,null,null,null,null,null,null,null,null,null,null,null,null,null,null,null,null,null,null,null,null,null,null,null,null,null,null,null,null,null,null,null,null,null,null,null,null,null,null,null,null,null,null,"Aug27","8/27 Hour 2",5714,5719]
["08/27","16:00:00","2023-08-27T16:00:00",8,27,16,5,null,null,null,null,null,null,null,null,null,null,null,null,null,null,null,null,null,null,null,null,null,null,null,null,null,null,null,null,null,null,null,null,null,null,null,null,null,null,null,null,null,null,null,null,null,null,null,null,null,null,null,null,null,null,null,null,null,null,null,null,null,null,null,null,null,null,null,null,null,null,null,null,null,null,null,null,"Aug27","8/27 Hour 16",5728,5733]
["08/28","13:00:00","2023-08-28T13:00:00",8,28,13,6,null,null,null,null,null,null,null,null,null,null,null,null,null,null,null,null,null,null,null,null,null,null,null,null,null,null,null,null,null,null,null,null,null,null,null,null,null,null,null,null,null,null,null,null,null,null,null,null,null,null,null,null,null,null,null,null,null,null,null,null,null,null,null,null,null,null,null,null,null,null,null,null,null,null,null,null,"Aug28","8/28 Hour 13",5749,5754]
["08/29","06:00:00","2023-08-29T06:00:00",8,29,6,7,null,null,null,null,null,null,null,null,null,null,null,null,null,null,null,null,null,null,null,null,null,null,null,null,null,null,null,null,null,null,null,null,null,null,null,null,null,null,null,null,null,null,null,null,null,null,null,null,null,null,null,null,null,null,null,null,null,null,null,null,null,null,null,null,null,null,null,null,null,null,null,null,null,null,null,null,"Aug29","8/29 Hour 6",5766,5771]
["08/29","18:00:00","2023-08-29T18:00:00",8,29,18,7,null,null,null,null,null,null,null,null,null,null,null,null,null,null,null,null,null,null,null,null,null,null,null,null,null,null,null,null,null,null,null,null,null,null,null,null,null,null,null,null,null,null,null,null,null,null,null,null,null,null,null,null,null,null,null,null,null,null,null,null,null,null,null,null,null,null,null,null,null,null,null,null,null,null,null,null,"Aug29","8/29 Hour 18",5778,5783]
["08/30","17:00:00","2023-08-30T17:00:00",8,30,17,1,null,null,null,null,null,null,null,null,null,null,null,null,null,null,null,null,null,null,null,null,null,null,null,null,null,null,null,null,null,null,null,null,null,null,null,null,null,null,null,null,null,null,null,null,null,null,null,null,null,null,null,null,null,null,null,null,null,null,null,null,null,null,null,null,null,null,null,null,null,null,null,null,null,null,null,null,"Aug30","8/30 Hour 17",5801,5806]
["08/31","10:00:00","2023-08-31T10:00:00",8,31,10,2,null,null,null,null,null,null,null,null,null,null,null,null,null,null,null,null,null,null,null,null,null,null,null,null,null,null,null,null,null,null,null,null,null,null,null,null,null,null,null,null,null,null,null,null,null,null,null,null,null,null,null,null,null,null,null,null,null,null,null,null,null,null,null,null,null,null,null,null,null,null,null,null,null,null,null,null,"Aug31","8/31 Hour 10",5818,5823]
["08/31","11:00:00","2023-08-31T11:00:00",8,31,11,2,null,null,null,null,null,null,null,null,null,null,null,null,null,null,null,null,null,null,null,null,null,null,null,null,null,null,null,null,null,null,null,null,null,null,null,null,null,null,null,null,null,null,null,null,null,null,null,null,null,null,null,null,null,null,null,null,null,null,null,null,null,null,null,null,null,null,null,null,null,null,null,null,null,null,null,null,"Aug31","8/31 Hour 11",5819,5824]
["09/01","13:00:00","2023-09-01T13:00:00",9,1,13,3,null,null,null,null,null,null,null,null,null,null,null,null,null,null,null,null,null,null,null,null,null,null,null,null,null,null,null,null,null,null,null,null,null,null,null,null,null,null,null,null,null,null,null,null,null,null,null,null,null,null,null,null,null,null,null,null,null,null,null,null,null,null,null,null,null,null,null,null,null,null,null,null,null,null,null,null,"Sep1","9/1 Hour 13",5845,5850]
["09/01","22:00:00","2023-09-01T22:00:00",9,1,22,3,null,null,null,null,null,null,null,null,null,null,null,null,null,null,null,null,null,null,null,null,null,null,null,null,null,null,null,null,null,null,null,null,null,null,null,null,null,null,null,null,null,null,null,null,null,null,null,null,null,null,null,null,null,null,null,null,null,null,null,null,null,null,null,null,null,null,null,null,null,null,null,null,null,null,null,null,"Sep1","9/1 Hour 22",5854,5859]
["09/02","15:00:00","2023-09-02T15:00:00",9,2,15,4,null,null,null,null,null,null,null,null,null,null,null,null,null,null,null,null,null,null,null,null,null,null,null,null,null,null,null,null,null,null,null,null,null,null,null,null,null,null,null,null,null,null,null,null,null,null,null,null,null,null,null,null,null,null,null,null,null,null,null,null,null,null,null,null,null,null,null,null,null,null,null,null,null,null,null,null,"Sep2","9/2 Hour 15",5871,5876]
["09/03","08:00:00","2023-09-03T08:00:00",9,3,8,5,null,null,null,null,null,null,null,null,null,null,null,null,null,null,null,null,null,null,null,null,null,null,null,null,null,null,null,null,null,null,null,null,null,null,null,null,null,null,null,null,null,null,null,null,null,null,null,null,null,null,null,null,null,null,null,null,null,null,null,null,null,null,null,null,null,null,null,null,null,null,null,null,null,null,null,null,"Sep3","9/3 Hour 8",5888,5893]
["09/04","07:00:00","2023-09-04T07:00:00",9,4,7,6,null,null,null,null,null,null,null,null,null,null,null,null,null,null,null,null,null,null,null,null,null,null,null,null,null,null,null,null,null,null,null,null,null,null,null,null,null,null,null,null,null,null,null,null,null,null,null,null,null,null,null,null,null,null,null,null,null,null,null,null,null,null,null,null,null,null,null,null,null,null,null,null,null,null,null,null,"Sep4","9/4 Hour 7",5911,5916]
["09/04","19:00:00","2023-09-04T19:00:00",9,4,19,6,null,null,null,null,null,null,null,null,null,null,null,null,null,null,null,null,null,null,null,null,null,null,null,null,null,null,null,null,null,null,null,null,null,null,null,null,null,null,null,null,null,null,null,null,null,null,null,null,null,null,null,null,null,null,null,null,null,null,null,null,null,null,null,null,null,null,null,null,null,null,null,null,null,null,null,null,"Sep4","9/4 Hour 19",5923,5928]
["09/05","12:00:00","2023-09-05T12:00:00",9,5,12,7,null,null,null,null,null,null,null,null,null,null,null,null,null,null,null,null,null,null,null,null,null,null,null,null,null,null,null,null,null,null,null,null,null,null,null,null,null,null,null,null,null,null,null,null,null,null,null,null,null,null,null,null,null,null,null,null,null,null,null,null,null,null,null,null,null,null,null,null,null,null,null,null,null,null,null,null,"Sep5","9/5 Hour 12",5940,5945]
["09/06","09:00:00","2023-09-06T09:00:00",9,6,9,8,null,null,null,null,null,null,null,null,null,null,null,null,null,null,null,null,null,null,null,null,null,null,null,null,null,null,null,null,null,null,null,null,null,null,null,null,null,null,null,null,null,null,null,null,null,null,null,null,null,null,null,null,null,null,null,null,null,null,null,null,null,null,null,null,null,null,null,null,null,null,null,null,null,null,null,null,"Sep6","9/6 Hour 9",5961,5966]
["09/06","23:00:00","2023-09-06T23:00:00",9,6,23,8,null,null,null,null,null,null,null,null,null,null,null,null,null,null,null,null,null,null,null,null,null,null,null,null,null,null,null,null,null,null,null,null,null,null,null,null,null,null,null,null,null,null,null,null,null,null,null,null,null,null,null,null,null,null,null,null,null,null,null,null,null,null,null,null,null,null,null,null,null,null,null,null,null,null,null,null,"Sep6","9/6 Hour 23",5975,5980]
["09/07","16:00:00","2023-09-07T16:00:00",9,7,16,2,null,null,null,null,null,null,null,null,null,null,null,null,null,null,null,null,null,null,null,null,null,null,null,null,null,null,null,null,null,null,null,null,null,null,null,null,null,null,null,null,null,null,null,null,null,null,null,null,null,null,null,null,null,null,null,null,null,null,null,null,null,null,null,null,null,null,null,null,null,null,null,null,null,null,null,null,"Sep7","9/7 Hour 16",5992,5997]
["09/08","09:00:00","2023-09-08T09:00:00",9,8,9,3,null,null,null,null,null,null,null,null,null,null,null,null,null,null,null,null,null,null,null,null,null,null,null,null,null,null,null,null,null,null,null,null,null,null,null,null,null,null,null,null,null,null,null,null,null,null,null,null,null,null,null,null,null,null,null,null,null,null,null,null,null,null,null,null,null,null,null,null,null,null,null,null,null,null,null,null,"Sep8","9/8 Hour 9",6009,6014]
["09/09","04:00:00","2023-09-09T04:00:00",9,9,4,4,null,null,null,null,null,null,null,null,null,null,null,null,null,null,null,null,null,null,null,null,null,null,null,null,null,null,null,null,null,null,null,null,null,null,null,null,null,null,null,null,null,null,null,null,null,null,null,null,null,null,null,null,null,null,null,null,null,null,null,null,null,null,null,null,null,null,null,null,null,null,null,null,null,null,null,null,"Sep9","9/9 Hour 4",6028,6033]
["09/09","20:00:00","2023-09-09T20:00:00",9,9,20,4,null,null,null,null,null,null,null,null,null,null,null,null,null,null,null,null,null,null,null,null,null,null,null,null,null,null,null,null,null,null,null,null,null,null,null,null,null,null,null,null,null,null,null,null,null,null,null,null,null,null,null,null,null,null,null,null,null,null,null,null,null,null,null,null,null,null,null,null,null,null,null,null,null,null,null,null,"Sep9","9/9 Hour 20",6044,6049]
["09/10","13:00:00","2023-09-10T13:00:00",9,10,13,5,null,null,null,null,null,null,null,null,null,null,null,null,null,null,null,null,null,null,null,null,null,null,null,null,null,null,null,null,null,null,null,null,null,null,null,null,null,null,null,null,null,null,null,null,null,null,null,null,null,null,null,null,null,null,null,null,null,null,null,null,null,null,null,null,null,null,null,null,null,null,null,null,null,null,null,null,"Sep10","9/10 Hour 13",6061,6066]
["09/11","06:00:00","2023-09-11T06:00:00",9,11,6,6,null,null,null,null,null,null,null,null,null,null,null,null,null,null,null,null,null,null,null,null,null,null,null,null,null,null,null,null,null,null,null,null,null,null,null,null,null,null,null,null,null,null,null,null,null,null,null,null,null,null,null,null,null,null,null,null,null,null,null,null,null,null,null,null,null,null,null,null,null,null,null,null,null,null,null,null,"Sep11","9/11 Hour 6",6078,6083]
["09/11","08:00:00","2023-09-11T08:00:00",9,11,8,6,null,null,null,null,null,null,null,null,null,null,null,null,null,null,null,null,null,null,null,null,null,null,null,null,null,null,null,null,null,null,null,null,null,null,null,null,null,null,null,null,null,null,null,null,null,null,null,null,null,null,null,null,null,null,null,null,null,null,null,null,null,null,null,null,null,null,null,null,null,null,null,null,null,null,null,null,"Sep11","9/11 Hour 8",6080,6085]
["09/12","01:00:00","2023-09-12T01:00:00",9,12,1,7,null,null,null,null,null,null,null,null,null,null,null,null,null,null,null,null,null,null,null,null,null,null,null,null,null,null,null,null,null,null,null,null,null,null,null,null,null,null,null,null,null,null,null,null,null,null,null,null,null,null,null,null,null,null,null,null,null,null,null,null,null,null,null,null,null,null,null,null,null,null,null,null,null,null,null,null,"Sep12","9/12 Hour 1",6097,6102]
["09/12","18:00:00","2023-09-12T18:00:00",9,12,18,7,null,null,null,null,null,null,null,null,null,null,null,null,null,null,null,null,null,null,null,null,null,null,null,null,null,null,null,null,null,null,null,null,null,null,null,null,null,null,null,null,null,null,null,null,null,null,null,null,null,null,null,null,null,null,null,null,null,null,null,null,null,null,null,null,null,null,null,null,null,null,null,null,null,null,null,null,"Sep12","9/12 Hour 18",6114,6119]
["09/13","08:00:00","2023-09-13T08:00:00",9,13,8,1,null,null,null,null,null,null,null,null,null,null,null,null,null,null,null,null,null,null,null,null,null,null,null,null,null,null,null,null,null,null,null,null,null,null,null,null,null,null,null,null,null,null,null,null,null,null,null,null,null,null,null,null,null,null,null,null,null,null,null,null,null,null,null,null,null,null,null,null,null,null,null,null,null,null,null,null,"Sep13","9/13 Hour 8",6128,6133]
["09/14","05:00:00","2023-09-14T05:00:00",9,14,5,2,null,null,null,null,null,null,null,null,null,null,null,null,null,null,null,null,null,null,null,null,null,null,null,null,null,null,null,null,null,null,null,null,null,null,null,null,null,null,null,null,null,null,null,null,null,null,null,null,null,null,null,null,null,null,null,null,null,null,null,null,null,null,null,null,null,null,null,null,null,null,null,null,null,null,null,null,"Sep14","9/14 Hour 5",6149,6154]
["09/14","22:00:00","2023-09-14T22:00:00",9,14,22,2,null,null,null,null,null,null,null,null,null,null,null,null,null,null,null,null,null,null,null,null,null,null,null,null,null,null,null,null,null,null,null,null,null,null,null,null,null,null,null,null,null,null,null,null,null,null,null,null,null,null,null,null,null,null,null,null,null,null,null,null,null,null,null,null,null,null,null,null,null,null,null,null,null,null,null,null,"Sep14","9/14 Hour 22",6166,6171]
["09/15","10:00:00","2023-09-15T10:00:00",9,15,10,3,null,null,null,null,null,null,null,null,null,null,null,null,null,null,null,null,null,null,null,null,null,null,null,null,null,null,null,null,null,null,null,null,null,null,null,null,null,null,null,null,null,null,null,null,null,null,null,null,null,null,null,null,null,null,null,null,null,null,null,null,null,null,null,null,null,null,null,null,null,null,null,null,null,null,null,null,"Sep15","9/15 Hour 10",6178,6183]
["09/16","09:00:00","2023-09-16T09:00:00",9,16,9,4,null,null,null,null,null,null,null,null,null,null,null,null,null,null,null,null,null,null,null,null,null,null,null,null,null,null,null,null,null,null,null,null,null,null,null,null,null,null,null,null,null,null,null,null,null,null,null,null,null,null,null,null,null,null,null,null,null,null,null,null,null,null,null,null,null,null,null,null,null,null,null,null,null,null,null,null,"Sep16","9/16 Hour 9",6201,6206]
["09/17","02:00:00","2023-09-17T02:00:00",9,17,2,5,null,null,null,null,null,null,null,null,null,null,null,null,null,null,null,null,null,null,null,null,null,null,null,null,null,null,null,null,null,null,null,null,null,null,null,null,null,null,null,null,null,null,null,null,null,null,null,null,null,null,null,null,null,null,null,null,null,null,null,null,null,null,null,null,null,null,null,null,null,null,null,null,null,null,null,null,"Sep17","9/17 Hour 2",6218,6223]
["09/17","19:00:00","2023-09-17T19:00:00",9,17,19,5,null,null,null,null,null,null,null,null,null,null,null,null,null,null,null,null,null,null,null,null,null,null,null,null,null,null,null,null,null,null,null,null,null,null,null,null,null,null,null,null,null,null,null,null,null,null,null,null,null,null,null,null,null,null,null,null,null,null,null,null,null,null,null,null,null,null,null,null,null,null,null,null,null,null,null,null,"Sep17","9/17 Hour 19",6235,6240]
["09/18","04:00:00","2023-09-18T04:00:00",9,18,4,6,null,null,null,null,null,null,null,null,null,null,null,null,null,null,null,null,null,null,null,null,null,null,null,null,null,null,null,null,null,null,null,null,null,null,null,null,null,null,null,null,null,null,null,null,null,null,null,null,null,null,null,null,null,null,null,null,null,null,null,null,null,null,null,null,null,null,null,null,null,null,null,null,null,null,null,null,"Sep18","9/18 Hour 4",6244,6249]
["09/19","06:00:00","2023-09-19T06:00:00",9,19,6,7,null,null,null,null,null,null,null,null,null,null,null,null,null,null,null,null,null,null,null,null,null,null,null,null,null,null,null,null,null,null,null,null,null,null,null,null,null,null,null,null,null,null,null,null,null,null,null,null,null,null,null,null,null,null,null,null,null,null,null,null,null,null,null,null,null,null,null,null,null,null,null,null,null,null,null,null,"Sep19","9/19 Hour 6",6270,6275]
["09/19","23:00:00","2023-09-19T23:00:00",9,19,23,7,null,null,null,null,null,null,null,null,null,null,null,null,null,null,null,null,null,null,null,null,null,null,null,null,null,null,null,null,null,null,null,null,null,null,null,null,null,null,null,null,null,null,null,null,null,null,null,null,null,null,null,null,null,null,null,null,null,null,null,null,null,null,null,null,null,null,null,null,null,null,null,null,null,null,null,null,"Sep19","9/19 Hour 23",6287,6292]
["09/20","16:00:00","2023-09-20T16:00:00",9,20,16,1,null,null,null,null,null,null,null,null,null,null,null,null,null,null,null,null,null,null,null,null,null,null,null,null,null,null,null,null,null,null,null,null,null,null,null,null,null,null,null,null,null,null,null,null,null,null,null,null,null,null,null,null,null,null,null,null,null,null,null,null,null,null,null,null,null,null,null,null,null,null,null,null,null,null,null,null,"Sep20","9/20 Hour 16",6304,6309]
["09/20","23:00:00","2023-09-20T23:00:00",9,20,23,1,null,null,null,null,null,null,null,null,null,null,null,null,null,null,null,null,null,null,null,null,null,null,null,null,null,null,null,null,null,null,null,null,null,null,null,null,null,null,null,null,null,null,null,null,null,null,null,null,null,null,null,null,null,null,null,null,null,null,null,null,null,null,null,null,null,null,null,null,null,null,null,null,null,null,null,null,"Sep20","9/20 Hour 23",6311,6316]
["09/22","03:00:00","2023-09-22T03:00:00",9,22,3,3,null,null,null,null,null,null,null,null,null,null,null,null,null,null,null,null,null,null,null,null,null,null,null,null,null,null,null,null,null,null,null,null,null,null,null,null,null,null,null,null,null,null,null,null,null,null,null,null,null,null,null,null,null,null,null,null,null,null,null,null,null,null,null,null,null,null,null,null,null,null,null,null,null,null,null,null,"Sep22","9/22 Hour 3",6339,6344]
["09/22","04:00:00","2023-09-22T04:00:00",9,22,4,3,null,null,null,null,null,null,null,null,null,null,null,null,null,null,null,null,null,null,null,null,null,null,null,null,null,null,null,null,null,null,null,null,null,null,null,null,null,null,null,null,null,null,null,null,null,null,null,null,null,null,null,null,null,null,null,null,null,null,null,null,null,null,null,null,null,null,null,null,null,null,null,null,null,null,null,null,"Sep22","9/22 Hour 4",6340,6345]
["09/23","01:00:00","2023-09-23T01:00:00",9,23,1,4,null,null,null,null,null,null,null,null,null,null,null,null,null,null,null,null,null,null,null,null,null,null,null,null,null,null,null,null,null,null,null,null,null,null,null,null,null,null,null,null,null,null,null,null,null,null,null,null,null,null,null,null,null,null,null,null,null,null,null,null,null,null,null,null,null,null,null,null,null,null,null,null,null,null,null,null,"Sep23","9/23 Hour 1",6361,6366]
["09/23","15:00:00","2023-09-23T15:00:00",9,23,15,4,null,null,null,null,null,null,null,null,null,null,null,null,null,null,null,null,null,null,null,null,null,null,null,null,null,null,null,null,null,null,null,null,null,null,null,null,null,null,null,null,null,null,null,null,null,null,null,null,null,null,null,null,null,null,null,null,null,null,null,null,null,null,null,null,null,null,null,null,null,null,null,null,null,null,null,null,"Sep23","9/23 Hour 15",6375,6380]
["09/24","08:00:00","2023-09-24T08:00:00",9,24,8,5,null,null,null,null,null,null,null,null,null,null,null,null,null,null,null,null,null,null,null,null,null,null,null,null,null,null,null,null,null,null,null,null,null,null,null,null,null,null,null,null,null,null,null,null,null,null,null,null,null,null,null,null,null,null,null,null,null,null,null,null,null,null,null,null,null,null,null,null,null,null,null,null,null,null,null,null,"Sep24","9/24 Hour 8",6392,6397]
["09/25","01:00:00","2023-09-25T01:00:00",9,25,1,6,null,null,null,null,null,null,null,null,null,null,null,null,null,null,null,null,null,null,null,null,null,null,null,null,null,null,null,null,null,null,null,null,null,null,null,null,null,null,null,null,null,null,null,null,null,null,null,null,null,null,null,null,null,null,null,null,null,null,null,null,null,null,null,null,null,null,null,null,null,null,null,null,null,null,null,null,"Sep25","9/25 Hour 1",6409,6414]
["09/25","20:00:00","2023-09-25T20:00:00",9,25,20,6,null,null,null,null,null,null,null,null,null,null,null,null,null,null,null,null,null,null,null,null,null,null,null,null,null,null,null,null,null,null,null,null,null,null,null,null,null,null,null,null,null,null,null,null,null,null,null,null,null,null,null,null,null,null,null,null,null,null,null,null,null,null,null,null,null,null,null,null,null,null,null,null,null,null,null,null,"Sep25","9/25 Hour 20",6428,6433]
["09/26","12:00:00","2023-09-26T12:00:00",9,26,12,7,null,null,null,null,null,null,null,null,null,null,null,null,null,null,null,null,null,null,null,null,null,null,null,null,null,null,null,null,null,null,null,null,null,null,null,null,null,null,null,null,null,null,null,null,null,null,null,null,null,null,null,null,null,null,null,null,null,null,null,null,null,null,null,null,null,null,null,null,null,null,null,null,null,null,null,null,"Sep26","9/26 Hour 12",6444,6449]
["09/27","05:00:00","2023-09-27T05:00:00",9,27,5,1,null,null,null,null,null,null,null,null,null,null,null,null,null,null,null,null,null,null,null,null,null,null,null,null,null,null,null,null,null,null,null,null,null,null,null,null,null,null,null,null,null,null,null,null,null,null,null,null,null,null,null,null,null,null,null,null,null,null,null,null,null,null,null,null,null,null,null,null,null,null,null,null,null,null,null,null,"Sep27","9/27 Hour 5",6461,6466]
["09/27","22:00:00","2023-09-27T22:00:00",9,27,22,1,null,null,null,null,null,null,null,null,null,null,null,null,null,null,null,null,null,null,null,null,null,null,null,null,null,null,null,null,null,null,null,null,null,null,null,null,null,null,null,null,null,null,null,null,null,null,null,null,null,null,null,null,null,null,null,null,null,null,null,null,null,null,null,null,null,null,null,null,null,null,null,null,null,null,null,null,"Sep27","9/27 Hour 22",6478,6483]
["09/28","16:00:00","2023-09-28T16:00:00",9,28,16,2,null,null,null,null,null,null,null,null,null,null,null,null,null,null,null,null,null,null,null,null,null,null,null,null,null,null,null,null,null,null,null,null,null,null,null,null,null,null,null,null,null,null,null,null,null,null,null,null,null,null,null,null,null,null,null,null,null,null,null,null,null,null,null,null,null,null,null,null,null,null,null,null,null,null,null,null,"Sep28","9/28 Hour 16",6496,6501]
["09/29","09:00:00","2023-09-29T09:00:00",9,29,9,3,null,null,null,null,null,null,null,null,null,null,null,null,null,null,null,null,null,null,null,null,null,null,null,null,null,null,null,null,null,null,null,null,null,null,null,null,null,null,null,null,null,null,null,null,null,null,null,null,null,null,null,null,null,null,null,null,null,null,null,null,null,null,null,null,null,null,null,null,null,null,null,null,null,null,null,null,"Sep29","9/29 Hour 9",6513,6518]
[{"$f":"TEXT(DATE(,D6535,E6535),\"MM/DD\")","v":"09/30"},{"$f":"TIME(F6535,0,0)","v":"02:00:00"},"2023-09-30T02:00:00",9,30,2,4,null,null,null,null,null,null,null,null,null,null,null,null,null,null,null,null,null,null,null,null,null,null,null,null,null,null,null,null,null,null,null,null,null,null,null,null,null,null,null,null,null,null,null,null,null,null,null,null,null,null,null,null,null,null,null,null,null,null,null,null,null,null,null,null,null,null,null,null,null,null,null,null,null,null,null,null,{"$f":"TEXT(D6535*29,\"mmm\")&E6535","v":"Sep30"},{"$f":"D6535&\"/\"&E6535&\" Hour \"&F6535","v":"9/30 Hour 2"},{"$f":"ROW()-ROW($CH$5)","v":6530},6535]
["09/30","16:00:00","2023-09-30T16:00:00",9,30,16,4,null,null,null,null,null,null,null,null,null,null,null,null,null,null,null,null,null,null,null,null,null,null,null,null,null,null,null,null,null,null,null,null,null,null,null,null,null,null,null,null,null,null,null,null,null,null,null,null,null,null,null,null,null,null,null,null,null,null,null,null,null,null,null,null,null,null,null,null,null,null,null,null,null,null,null,null,"Sep30","9/30 Hour 16",6544,6549]
["10/01","13:00:00","2023-10-01T13:00:00",10,1,13,5,null,null,null,null,null,null,null,null,null,null,null,null,null,null,null,null,null,null,null,null,null,null,null,null,null,null,null,null,null,null,null,null,null,null,null,null,null,null,null,null,null,null,null,null,null,null,null,null,null,null,null,null,null,null,null,null,null,null,null,null,null,null,null,null,null,null,null,null,null,null,null,null,null,null,null,null,"Oct1","10/1 Hour 13",6565,6570]
["10/02","06:00:00","2023-10-02T06:00:00",10,2,6,6,null,null,null,null,null,null,null,null,null,null,null,null,null,null,null,null,null,null,null,null,null,null,null,null,null,null,null,null,null,null,null,null,null,null,null,null,null,null,null,null,null,null,null,null,null,null,null,null,null,null,null,null,null,null,null,null,null,null,null,null,null,null,null,null,null,null,null,null,null,null,null,null,null,null,null,null,"Oct2","10/2 Hour 6",6582,6587]
[{"$f":"TEXT(DATE(,D6599,E6599),\"MM/DD\")","v":"10/02"},{"$f":"TIME(F6599,0,0)","v":"18:00:00"},"2023-10-02T18:00:00",10,2,18,6,null,null,null,null,null,null,null,null,null,null,null,null,null,null,null,null,null,null,null,null,null,null,null,null,null,null,null,null,null,null,null,null,null,null,null,null,null,null,null,null,null,null,null,null,null,null,null,null,null,null,null,null,null,null,null,null,null,null,null,null,null,null,null,null,null,null,null,null,null,null,null,null,null,null,null,null,{"$f":"TEXT(D6599*29,\"mmm\")&E6599","v":"Oct2"},{"$f":"D6599&\"/\"&E6599&\" Hour \"&F6599","v":"10/2 Hour 18"},{"$f":"ROW()-ROW($CH$5)","v":6594},6599]
["10/03","01:00:00","2023-10-03T01:00:00",10,3,1,7,null,null,null,null,null,null,null,null,null,null,null,null,null,null,null,null,null,null,null,null,null,null,null,null,null,null,null,null,null,null,null,null,null,null,null,null,null,null,null,null,null,null,null,null,null,null,null,null,null,null,null,null,null,null,null,null,null,null,null,null,null,null,null,null,null,null,null,null,null,null,null,null,null,null,null,null,"Oct3","10/3 Hour 1",6601,6606]
["10/03","18:00:00","2023-10-03T18:00:00",10,3,18,7,null,null,null,null,null,null,null,null,null,null,null,null,null,null,null,null,null,null,null,null,null,null,null,null,null,null,null,null,null,null,null,null,null,null,null,null,null,null,null,null,null,null,null,null,null,null,null,null,null,null,null,null,null,null,null,null,null,null,null,null,null,null,null,null,null,null,null,null,null,null,null,null,null,null,null,null,"Oct3","10/3 Hour 18",6618,6623]
["10/04","11:00:00","2023-10-04T11:00:00",10,4,11,1,null,null,null,null,null,null,null,null,null,null,null,null,null,null,null,null,null,null,null,null,null,null,null,null,null,null,null,null,null,null,null,null,null,null,null,null,null,null,null,null,null,null,null,null,null,null,null,null,null,null,null,null,null,null,null,null,null,null,null,null,null,null,null,null,null,null,null,null,null,null,null,null,null,null,null,null,"Oct4","10/4 Hour 11",6635,6640]
["10/05","13:00:00","2023-10-05T13:00:00",10,5,13,2,null,null,null,null,null,null,null,null,null,null,null,null,null,null,null,null,null,null,null,null,null,null,null,null,null,null,null,null,null,null,null,null,null,null,null,null,null,null,null,null,null,null,null,null,null,null,null,null,null,null,null,null,null,null,null,null,null,null,null,null,null,null,null,null,null,null,null,null,null,null,null,null,null,null,null,null,"Oct5","10/5 Hour 13",6661,6666]
["10/05","22:00:00","2023-10-05T22:00:00",10,5,22,2,null,null,null,null,null,null,null,null,null,null,null,null,null,null,null,null,null,null,null,null,null,null,null,null,null,null,null,null,null,null,null,null,null,null,null,null,null,null,null,null,null,null,null,null,null,null,null,null,null,null,null,null,null,null,null,null,null,null,null,null,null,null,null,null,null,null,null,null,null,null,null,null,null,null,null,null,"Oct5","10/5 Hour 22",6670,6675]
["10/06","15:00:00","2023-10-06T15:00:00",10,6,15,3,null,null,null,null,null,null,null,null,null,null,null,null,null,null,null,null,null,null,null,null,null,null,null,null,null,null,null,null,null,null,null,null,null,null,null,null,null,null,null,null,null,null,null,null,null,null,null,null,null,null,null,null,null,null,null,null,null,null,null,null,null,null,null,null,null,null,null,null,null,null,null,null,null,null,null,null,"Oct6","10/6 Hour 15",6687,6692]
["10/07","08:00:00","2023-10-07T08:00:00",10,7,8,4,null,null,null,null,null,null,null,null,null,null,null,null,null,null,null,null,null,null,null,null,null,null,null,null,null,null,null,null,null,null,null,null,null,null,null,null,null,null,null,null,null,null,null,null,null,null,null,null,null,null,null,null,null,null,null,null,null,null,null,null,null,null,null,null,null,null,null,null,null,null,null,null,null,null,null,null,"Oct7","10/7 Hour 8",6704,6709]
["10/08","07:00:00","2023-10-08T07:00:00",10,8,7,5,null,null,null,null,null,null,null,null,null,null,null,null,null,null,null,null,null,null,null,null,null,null,null,null,null,null,null,null,null,null,null,null,null,null,null,null,null,null,null,null,null,null,null,null,null,null,null,null,null,null,null,null,null,null,null,null,null,null,null,null,null,null,null,null,null,null,null,null,null,null,null,null,null,null,null,null,"Oct8","10/8 Hour 7",6727,6732]
["10/08","19:00:00","2023-10-08T19:00:00",10,8,19,5,null,null,null,null,null,null,null,null,null,null,null,null,null,null,null,null,null,null,null,null,null,null,null,null,null,null,null,null,null,null,null,null,null,null,null,null,null,null,null,null,null,null,null,null,null,null,null,null,null,null,null,null,null,null,null,null,null,null,null,null,null,null,null,null,null,null,null,null,null,null,null,null,null,null,null,null,"Oct8","10/8 Hour 19",6739,6744]
["10/09","12:00:00","2023-10-09T12:00:00",10,9,12,6,null,null,null,null,null,null,null,null,null,null,null,null,null,null,null,null,null,null,null,null,null,null,null,null,null,null,null,null,null,null,null,null,null,null,null,null,null,null,null,null,null,null,null,null,null,null,null,null,null,null,null,null,null,null,null,null,null,null,null,null,null,null,null,null,null,null,null,null,null,null,null,null,null,null,null,null,"Oct9","10/9 Hour 12",6756,6761]
["10/10","10:00:00","2023-10-10T10:00:00",10,10,10,7,null,null,null,null,null,null,null,null,null,null,null,null,null,null,null,null,null,null,null,null,null,null,null,null,null,null,null,null,null,null,null,null,null,null,null,null,null,null,null,null,null,null,null,null,null,null,null,null,null,null,null,null,null,null,null,null,null,null,null,null,null,null,null,null,null,null,null,null,null,null,null,null,null,null,null,null,"Oct10","10/10 Hour 10",6778,6783]
["10/10","23:00:00","2023-10-10T23:00:00",10,10,23,7,null,null,null,null,null,null,null,null,null,null,null,null,null,null,null,null,null,null,null,null,null,null,null,null,null,null,null,null,null,null,null,null,null,null,null,null,null,null,null,null,null,null,null,null,null,null,null,null,null,null,null,null,null,null,null,null,null,null,null,null,null,null,null,null,null,null,null,null,null,null,null,null,null,null,null,null,"Oct10","10/10 Hour 23",6791,6796]
["10/11","16:00:00","2023-10-11T16:00:00",10,11,16,8,null,null,null,null,null,null,null,null,null,null,null,null,null,null,null,null,null,null,null,null,null,null,null,null,null,null,null,null,null,null,null,null,null,null,null,null,null,null,null,null,null,null,null,null,null,null,null,null,null,null,null,null,null,null,null,null,null,null,null,null,null,null,null,null,null,null,null,null,null,null,null,null,null,null,null,null,"Oct11","10/11 Hour 16",6808,6813]
["10/12","09:00:00","2023-10-12T09:00:00",10,12,9,2,null,null,null,null,null,null,null,null,null,null,null,null,null,null,null,null,null,null,null,null,null,null,null,null,null,null,null,null,null,null,null,null,null,null,null,null,null,null,null,null,null,null,null,null,null,null,null,null,null,null,null,null,null,null,null,null,null,null,null,null,null,null,null,null,null,null,null,null,null,null,null,null,null,null,null,null,"Oct12","10/12 Hour 9",6825,6830]
["10/13","04:00:00","2023-10-13T04:00:00",10,13,4,3,null,null,null,null,null,null,null,null,null,null,null,null,null,null,null,null,null,null,null,null,null,null,null,null,null,null,null,null,null,null,null,null,null,null,null,null,null,null,null,null,null,null,null,null,null,null,null,null,null,null,null,null,null,null,null,null,null,null,null,null,null,null,null,null,null,null,null,null,null,null,null,null,null,null,null,null,"Oct13","10/13 Hour 4",6844,6849]
["10/13","20:00:00","2023-10-13T20:00:00",10,13,20,3,null,null,null,null,null,null,null,null,null,null,null,null,null,null,null,null,null,null,null,null,null,null,null,null,null,null,null,null,null,null,null,null,null,null,null,null,null,null,null,null,null,null,null,null,null,null,null,null,null,null,null,null,null,null,null,null,null,null,null,null,null,null,null,null,null,null,null,null,null,null,null,null,null,null,null,null,"Oct13","10/13 Hour 20",6860,6865]
["10/13","21:00:00","2023-10-13T21:00:00",10,13,21,3,null,null,null,null,null,null,null,null,null,null,null,null,null,null,null,null,null,null,null,null,null,null,null,null,null,null,null,null,null,null,null,null,null,null,null,null,null,null,null,null,null,null,null,null,null,null,null,null,null,null,null,null,null,null,null,null,null,null,null,null,null,null,null,null,null,null,null,null,null,null,null,null,null,null,null,null,"Oct13","10/13 Hour 21",6861,6866]
["10/14","13:00:00","2023-10-14T13:00:00",10,14,13,4,null,null,null,null,null,null,null,null,null,null,null,null,null,null,null,null,null,null,null,null,null,null,null,null,null,null,null,null,null,null,null,null,null,null,null,null,null,null,null,null,null,null,null,null,null,null,null,null,null,null,null,null,null,null,null,null,null,null,null,null,null,null,null,null,null,null,null,null,null,null,null,null,null,null,null,null,"Oct14","10/14 Hour 13",6877,6882]
["10/15","08:00:00","2023-10-15T08:00:00",10,15,8,5,null,null,null,null,null,null,null,null,null,null,null,null,null,null,null,null,null,null,null,null,null,null,null,null,null,null,null,null,null,null,null,null,null,null,null,null,null,null,null,null,null,null,null,null,null,null,null,null,null,null,null,null,null,null,null,null,null,null,null,null,null,null,null,null,null,null,null,null,null,null,null,null,null,null,null,null,"Oct15","10/15 Hour 8",6896,6901]
["10/16","01:00:00",{"$f":"A6918+B6918","v":"2023-10-16T01:00:00"},10,16,1,6,null,null,null,null,null,null,null,null,null,null,null,null,null,null,null,null,null,null,null,null,null,null,null,null,null,null,null,null,null,null,null,null,null,null,null,null,null,null,null,null,null,null,null,null,null,null,null,null,null,null,null,null,null,null,null,null,null,null,null,null,null,null,null,null,null,null,null,null,null,null,null,null,null,null,null,null,"Oct16","10/16 Hour 1",6913,6918]
["10/16","18:00:00","2023-10-16T18:00:00",10,16,18,6,null,null,null,null,null,null,null,null,null,null,null,null,null,null,null,null,null,null,null,null,null,null,null,null,null,null,null,null,null,null,null,null,null,null,null,null,null,null,null,null,null,null,null,null,null,null,null,null,null,null,null,null,null,null,null,null,null,null,null,null,null,null,null,null,null,null,null,null,null,null,null,null,null,null,null,null,"Oct16","10/16 Hour 18",6930,6935]
["10/17","08:00:00","2023-10-17T08:00:00",10,17,8,7,null,null,null,null,null,null,null,null,null,null,null,null,null,null,null,null,null,null,null,null,null,null,null,null,null,null,null,null,null,null,null,null,null,null,null,null,null,null,null,null,null,null,null,null,null,null,null,null,null,null,null,null,null,null,null,null,null,null,null,null,null,null,null,null,null,null,null,null,null,null,null,null,null,null,null,null,"Oct17","10/17 Hour 8",6944,6949]
["10/18","05:00:00","2023-10-18T05:00:00",10,18,5,1,null,null,null,null,null,null,null,null,null,null,null,null,null,null,null,null,null,null,null,null,null,null,null,null,null,null,null,null,null,null,null,null,null,null,null,null,null,null,null,null,null,null,null,null,null,null,null,null,null,null,null,null,null,null,null,null,null,null,null,null,null,null,null,null,null,null,null,null,null,null,null,null,null,null,null,null,"Oct18","10/18 Hour 5",6965,6970]
["10/18","22:00:00","2023-10-18T22:00:00",10,18,22,1,null,null,null,null,null,null,null,null,null,null,null,null,null,null,null,null,null,null,null,null,null,null,null,null,null,null,null,null,null,null,null,null,null,null,null,null,null,null,null,null,null,null,null,null,null,null,null,null,null,null,null,null,null,null,null,null,null,null,null,null,null,null,null,null,null,null,null,null,null,null,null,null,null,null,null,null,"Oct18","10/18 Hour 22",6982,6987]
["10/19","10:00:00","2023-10-19T10:00:00",10,19,10,2,null,null,null,null,null,null,null,null,null,null,null,null,null,null,null,null,null,null,null,null,null,null,null,null,null,null,null,null,null,null,null,null,null,null,null,null,null,null,null,null,null,null,null,null,null,null,null,null,null,null,null,null,null,null,null,null,null,null,null,null,null,null,null,null,null,null,null,null,null,null,null,null,null,null,null,null,"Oct19","10/19 Hour 10",6994,6999]
["10/20","09:00:00","2023-10-20T09:00:00",10,20,9,3,null,null,null,null,null,null,null,null,null,null,null,null,null,null,null,null,null,null,null,null,null,null,null,null,null,null,null,null,null,null,null,null,null,null,null,null,null,null,null,null,null,null,null,null,null,null,null,null,null,null,null,null,null,null,null,null,null,null,null,null,null,null,null,null,null,null,null,null,null,null,null,null,null,null,null,null,"Oct20","10/20 Hour 9",7017,7022]
["10/21","02:00:00","2023-10-21T02:00:00",10,21,2,4,null,null,null,null,null,null,null,null,null,null,null,null,null,null,null,null,null,null,null,null,null,null,null,null,null,null,null,null,null,null,null,null,null,null,null,null,null,null,null,null,null,null,null,null,null,null,null,null,null,null,null,null,null,null,null,null,null,null,null,null,null,null,null,null,null,null,null,null,null,null,null,null,null,null,null,null,"Oct21","10/21 Hour 2",7034,7039]
["10/21","19:00:00","2023-10-21T19:00:00",10,21,19,4,null,null,null,null,null,null,null,null,null,null,null,null,null,null,null,null,null,null,null,null,null,null,null,null,null,null,null,null,null,null,null,null,null,null,null,null,null,null,null,null,null,null,null,null,null,null,null,null,null,null,null,null,null,null,null,null,null,null,null,null,null,null,null,null,null,null,null,null,null,null,null,null,null,null,null,null,"Oct21","10/21 Hour 19",7051,7056]
["10/22","04:00:00","2023-10-22T04:00:00",10,22,4,5,null,null,null,null,null,null,null,null,null,null,null,null,null,null,null,null,null,null,null,null,null,null,null,null,null,null,null,null,null,null,null,null,null,null,null,null,null,null,null,null,null,null,null,null,null,null,null,null,null,null,null,null,null,null,null,null,null,null,null,null,null,null,null,null,null,null,null,null,null,null,null,null,null,null,null,null,"Oct22","10/22 Hour 4",7060,7065]
["10/23","06:00:00","2023-10-23T06:00:00",10,23,6,6,null,null,null,null,null,null,null,null,null,null,null,null,null,null,null,null,null,null,null,null,null,null,null,null,null,null,null,null,null,null,null,null,null,null,null,null,null,null,null,null,null,null,null,null,null,null,null,null,null,null,null,null,null,null,null,null,null,null,null,null,null,null,null,null,null,null,null,null,null,null,null,null,null,null,null,null,"Oct23","10/23 Hour 6",7086,7091]
["10/23","23:00:00","2023-10-23T23:00:00",10,23,23,6,null,null,null,null,null,null,null,null,null,null,null,null,null,null,null,null,null,null,null,null,null,null,null,null,null,null,null,null,null,null,null,null,null,null,null,null,null,null,null,null,null,null,null,null,null,null,null,null,null,null,null,null,null,null,null,null,null,null,null,null,null,null,null,null,null,null,null,null,null,null,null,null,null,null,null,null,"Oct23","10/23 Hour 23",7103,7108]
["10/24","16:00:00","2023-10-24T16:00:00",10,24,16,7,null,null,null,null,null,null,null,null,null,null,null,null,null,null,null,null,null,null,null,null,null,null,null,null,null,null,null,null,null,null,null,null,null,null,null,null,null,null,null,null,null,null,null,null,null,null,null,null,null,null,null,null,null,null,null,null,null,null,null,null,null,null,null,null,null,null,null,null,null,null,null,null,null,null,null,null,"Oct24","10/24 Hour 16",7120,7125]
["10/24","23:00:00","2023-10-24T23:00:00",10,24,23,7,null,null,null,null,null,null,null,null,null,null,null,null,null,null,null,null,null,null,null,null,null,null,null,null,null,null,null,null,null,null,null,null,null,null,null,null,null,null,null,null,null,null,null,null,null,null,null,null,null,null,null,null,null,null,null,null,null,null,null,null,null,null,null,null,null,null,null,null,null,null,null,null,null,null,null,null,"Oct24","10/24 Hour 23",7127,7132]
["10/25","11:00:00","2023-10-25T11:00:00",10,25,11,1,null,null,null,null,null,null,null,null,null,null,null,null,null,null,null,null,null,null,null,null,null,null,null,null,null,null,null,null,null,null,null,null,null,null,null,null,null,null,null,null,null,null,null,null,null,null,null,null,null,null,null,null,null,null,null,null,null,null,null,null,null,null,null,null,null,null,null,null,null,null,null,null,null,null,null,null,"Oct25","10/25 Hour 11",7139,7144]
["10/26","04:00:00","2023-10-26T04:00:00",10,26,4,2,null,null,null,null,null,null,null,null,null,null,null,null,null,null,null,null,null,null,null,null,null,null,null,null,null,null,null,null,null,null,null,null,null,null,null,null,null,null,null,null,null,null,null,null,null,null,null,null,null,null,null,null,null,null,null,null,null,null,null,null,null,null,null,null,null,null,null,null,null,null,null,null,null,null,null,null,"Oct26","10/26 Hour 4",7156,7161]
["10/27","01:00:00","2023-10-27T01:00:00",10,27,1,3,null,null,null,null,null,null,null,null,null,null,null,null,null,null,null,null,null,null,null,null,null,null,null,null,null,null,null,null,null,null,null,null,null,null,null,null,null,null,null,null,null,null,null,null,null,null,null,null,null,null,null,null,null,null,null,null,null,null,null,null,null,null,null,null,null,null,null,null,null,null,null,null,null,null,null,null,"Oct27","10/27 Hour 1",7177,7182]
["10/27","15:00:00","2023-10-27T15:00:00",10,27,15,3,null,null,null,null,null,null,null,null,null,null,null,null,null,null,null,null,null,null,null,null,null,null,null,null,null,null,null,null,null,null,null,null,null,null,null,null,null,null,null,null,null,null,null,null,null,null,null,null,null,null,null,null,null,null,null,null,null,null,null,null,null,null,null,null,null,null,null,null,null,null,null,null,null,null,null,null,"Oct27","10/27 Hour 15",7191,7196]
["10/28","08:00:00","2023-10-28T08:00:00",10,28,8,4,null,null,null,null,null,null,null,null,null,null,null,null,null,null,null,null,null,null,null,null,null,null,null,null,null,null,null,null,null,null,null,null,null,null,null,null,null,null,null,null,null,null,null,null,null,null,null,null,null,null,null,null,null,null,null,null,null,null,null,null,null,null,null,null,null,null,null,null,null,null,null,null,null,null,null,null,"Oct28","10/28 Hour 8",7208,7213]
["10/29","01:00:00","2023-10-29T01:00:00",10,29,1,5,null,null,null,null,null,null,null,null,null,null,null,null,null,null,null,null,null,null,null,null,null,null,null,null,null,null,null,null,null,null,null,null,null,null,null,null,null,null,null,null,null,null,null,null,null,null,null,null,null,null,null,null,null,null,null,null,null,null,null,null,null,null,null,null,null,null,null,null,null,null,null,null,null,null,null,null,"Oct29","10/29 Hour 1",7225,7230]
["10/29","20:00:00","2023-10-29T20:00:00",10,29,20,5,null,null,null,null,null,null,null,null,null,null,null,null,null,null,null,null,null,null,null,null,null,null,null,null,null,null,null,null,null,null,null,null,null,null,null,null,null,null,null,null,null,null,null,null,null,null,null,null,null,null,null,null,null,null,null,null,null,null,null,null,null,null,null,null,null,null,null,null,null,null,null,null,null,null,null,null,"Oct29","10/29 Hour 20",7244,7249]
["10/30","12:00:00","2023-10-30T12:00:00",10,30,12,6,null,null,null,null,null,null,null,null,null,null,null,null,null,null,null,null,null,null,null,null,null,null,null,null,null,null,null,null,null,null,null,null,null,null,null,null,null,null,null,null,null,null,null,null,null,null,null,null,null,null,null,null,null,null,null,null,null,null,null,null,null,null,null,null,null,null,null,null,null,null,null,null,null,null,null,null,"Oct30","10/30 Hour 12",7260,7265]
["10/31","05:00:00","2023-10-31T05:00:00",10,31,5,7,null,null,null,null,null,null,null,null,null,null,null,null,null,null,null,null,null,null,null,null,null,null,null,null,null,null,null,null,null,null,null,null,null,null,null,null,null,null,null,null,null,null,null,null,null,null,null,null,null,null,null,null,null,null,null,null,null,null,null,null,null,null,null,null,null,null,null,null,null,null,null,null,null,null,null,null,"Oct31","10/31 Hour 5",7277,7282]
["10/31","22:00:00","2023-10-31T22:00:00",10,31,22,7,null,null,null,null,null,null,null,null,null,null,null,null,null,null,null,null,null,null,null,null,null,null,null,null,null,null,null,null,null,null,null,null,null,null,null,null,null,null,null,null,null,null,null,null,null,null,null,null,null,null,null,null,null,null,null,null,null,null,null,null,null,null,null,null,null,null,null,null,null,null,null,null,null,null,null,null,"Oct31","10/31 Hour 22",7294,7299]
["11/01","16:00:00","2023-11-01T16:00:00",11,1,16,1,null,null,null,null,null,null,null,null,null,null,null,null,null,null,null,null,null,null,null,null,null,null,null,null,null,null,null,null,null,null,null,null,null,null,null,null,null,null,null,null,null,null,null,null,null,null,null,null,null,null,null,null,null,null,null,null,null,null,null,null,null,null,null,null,null,null,null,null,null,null,null,null,null,null,null,null,"Nov1","11/1 Hour 16",7312,7317]
["11/02","09:00:00","2023-11-02T09:00:00",11,2,9,2,null,null,null,null,null,null,null,null,null,null,null,null,null,null,null,null,null,null,null,null,null,null,null,null,null,null,null,null,null,null,null,null,null,null,null,null,null,null,null,null,null,null,null,null,null,null,null,null,null,null,null,null,null,null,null,null,null,null,null,null,null,null,null,null,null,null,null,null,null,null,null,null,null,null,null,null,"Nov2","11/2 Hour 9",7329,7334]
["11/03","02:00:00","2023-11-03T02:00:00",11,3,2,3,null,null,null,null,null,null,null,null,null,null,null,null,null,null,null,null,null,null,null,null,null,null,null,null,null,null,null,null,null,null,null,null,null,null,null,null,null,null,null,null,null,null,null,null,null,null,null,null,null,null,null,null,null,null,null,null,null,null,null,null,null,null,null,null,null,null,null,null,null,null,null,null,null,null,null,null,"Nov3","11/3 Hour 2",7346,7351]
["11/03","16:00:00","2023-11-03T16:00:00",11,3,16,3,null,null,null,null,null,null,null,null,null,null,null,null,null,null,null,null,null,null,null,null,null,null,null,null,null,null,null,null,null,null,null,null,null,null,null,null,null,null,null,null,null,null,null,null,null,null,null,null,null,null,null,null,null,null,null,null,null,null,null,null,null,null,null,null,null,null,null,null,null,null,null,null,null,null,null,null,"Nov3","11/3 Hour 16",7360,7365]
["11/04","13:00:00","2023-11-04T13:00:00",11,4,13,4,null,null,null,null,null,null,null,null,null,null,null,null,null,null,null,null,null,null,null,null,null,null,null,null,null,null,null,null,null,null,null,null,null,null,null,null,null,null,null,null,null,null,null,null,null,null,null,null,null,null,null,null,null,null,null,null,null,null,null,null,null,null,null,null,null,null,null,null,null,null,null,null,null,null,null,null,"Nov4","11/4 Hour 13",7381,7386]
["11/04","14:00:00","2023-11-04T14:00:00",11,4,14,4,null,null,null,null,null,null,null,null,null,null,null,null,null,null,null,null,null,null,null,null,null,null,null,null,null,null,null,null,null,null,null,null,null,null,null,null,null,null,null,null,null,null,null,null,null,null,null,null,null,null,null,null,null,null,null,null,null,null,null,null,null,null,null,null,null,null,null,null,null,null,null,null,null,null,null,null,"Nov4","11/4 Hour 14",7382,7387]
["11/05","18:00:00","2023-11-05T18:00:00",11,5,18,5,null,null,null,null,null,null,null,null,null,null,null,null,null,null,null,null,null,null,null,null,null,null,null,null,null,null,null,null,null,null,null,null,null,null,null,null,null,null,null,null,null,null,null,null,null,null,null,null,null,null,null,null,null,null,null,null,null,null,null,null,null,null,null,null,null,null,null,null,null,null,null,null,null,null,null,null,"Nov5","11/5 Hour 18",7410,7415]
["11/06","01:00:00","2023-11-06T01:00:00",11,6,1,6,null,null,null,null,null,null,null,null,null,null,null,null,null,null,null,null,null,null,null,null,null,null,null,null,null,null,null,null,null,null,null,null,null,null,null,null,null,null,null,null,null,null,null,null,null,null,null,null,null,null,null,null,null,null,null,null,null,null,null,null,null,null,null,null,null,null,null,null,null,null,null,null,null,null,null,null,"Nov6","11/6 Hour 1",7417,7422]
["11/06","18:00:00","2023-11-06T18:00:00",11,6,18,6,null,null,null,null,null,null,null,null,null,null,null,null,null,null,null,null,null,null,null,null,null,null,null,null,null,null,null,null,null,null,null,null,null,null,null,null,null,null,null,null,null,null,null,null,null,null,null,null,null,null,null,null,null,null,null,null,null,null,null,null,null,null,null,null,null,null,null,null,null,null,null,null,null,null,null,null,"Nov6","11/6 Hour 18",7434,7439]
["11/07","11:00:00","2023-11-07T11:00:00",11,7,11,7,null,null,null,null,null,null,null,null,null,null,null,null,null,null,null,null,null,null,null,null,null,null,null,null,null,null,null,null,null,null,null,null,null,null,null,null,null,null,null,null,null,null,null,null,null,null,null,null,null,null,null,null,null,null,null,null,null,null,null,null,null,null,null,null,null,null,null,null,null,null,null,null,null,null,null,null,"Nov7","11/7 Hour 11",7451,7456]
["11/08","13:00:00","2023-11-08T13:00:00",11,8,13,1,null,null,null,null,null,null,null,null,null,null,null,null,null,null,null,null,null,null,null,null,null,null,null,null,null,null,null,null,null,null,null,null,null,null,null,null,null,null,null,null,null,null,null,null,null,null,null,null,null,null,null,null,null,null,null,null,null,null,null,null,null,null,null,null,null,null,null,null,null,null,null,null,null,null,null,null,"Nov8","11/8 Hour 13",7477,7482]
["11/08","22:00:00","2023-11-08T22:00:00",11,8,22,1,null,null,null,null,null,null,null,null,null,null,null,null,null,null,null,null,null,null,null,null,null,null,null,null,null,null,null,null,null,null,null,null,null,null,null,null,null,null,null,null,null,null,null,null,null,null,null,null,null,null,null,null,null,null,null,null,null,null,null,null,null,null,null,null,null,null,null,null,null,null,null,null,null,null,null,null,"Nov8","11/8 Hour 22",7486,7491]
["11/09","15:00:00","2023-11-09T15:00:00",11,9,15,2,null,null,null,null,null,null,null,null,null,null,null,null,null,null,null,null,null,null,null,null,null,null,null,null,null,null,null,null,null,null,null,null,null,null,null,null,null,null,null,null,null,null,null,null,null,null,null,null,null,null,null,null,null,null,null,null,null,null,null,null,null,null,null,null,null,null,null,null,null,null,null,null,null,null,null,null,"Nov9","11/9 Hour 15",7503,7508]
["11/10","08:00:00","2023-11-10T08:00:00",11,10,8,3,null,null,null,null,null,null,null,null,null,null,null,null,null,null,null,null,null,null,null,null,null,null,null,null,null,null,null,null,null,null,null,null,null,null,null,null,null,null,null,null,null,null,null,null,null,null,null,null,null,null,null,null,null,null,null,null,null,null,null,null,null,null,null,null,null,null,null,null,null,null,null,null,null,null,null,null,"Nov10","11/10 Hour 8",7520,7525]
["11/11","08:00:00","2023-11-11T08:00:00",11,11,8,8,null,null,null,null,null,null,null,null,null,null,null,null,null,null,null,null,null,null,null,null,null,null,null,null,null,null,null,null,null,null,null,null,null,null,null,null,null,null,null,null,null,null,null,null,null,null,null,null,null,null,null,null,null,null,null,null,null,null,null,null,null,null,null,null,null,null,null,null,null,null,null,null,null,null,null,null,"Nov11","11/11 Hour 8",7544,7549]
["11/11","19:00:00","2023-11-11T19:00:00",11,11,19,8,null,null,null,null,null,null,null,null,null,null,null,null,null,null,null,null,null,null,null,null,null,null,null,null,null,null,null,null,null,null,null,null,null,null,null,null,null,null,null,null,null,null,null,null,null,null,null,null,null,null,null,null,null,null,null,null,null,null,null,null,null,null,null,null,null,null,null,null,null,null,null,null,null,null,null,null,"Nov11","11/11 Hour 19",7555,7560]
["11/12","12:00:00","2023-11-12T12:00:00",11,12,12,5,null,null,null,null,null,null,null,null,null,null,null,null,null,null,null,null,null,null,null,null,null,null,null,null,null,null,null,null,null,null,null,null,null,null,null,null,null,null,null,null,null,null,null,null,null,null,null,null,null,null,null,null,null,null,null,null,null,null,null,null,null,null,null,null,null,null,null,null,null,null,null,null,null,null,null,null,"Nov12","11/12 Hour 12",7572,7577]
["11/12","17:00:00","2023-11-12T17:00:00",11,12,17,5,null,null,null,null,null,null,null,null,null,null,null,null,null,null,null,null,null,null,null,null,null,null,null,null,null,null,null,null,null,null,null,null,null,null,null,null,null,null,null,null,null,null,null,null,null,null,null,null,null,null,null,null,null,null,null,null,null,null,null,null,null,null,null,null,null,null,null,null,null,null,null,null,null,null,null,null,"Nov12","11/12 Hour 17",7577,7582]
["11/13","23:00:00","2023-11-13T23:00:00",11,13,23,6,null,null,null,null,null,null,null,null,null,null,null,null,null,null,null,null,null,null,null,null,null,null,null,null,null,null,null,null,null,null,null,null,null,null,null,null,null,null,null,null,null,null,null,null,null,null,null,null,null,null,null,null,null,null,null,null,null,null,null,null,null,null,null,null,null,null,null,null,null,null,null,null,null,null,null,null,"Nov13","11/13 Hour 23",7607,7612]
["11/14","16:00:00","2023-11-14T16:00:00",11,14,16,7,null,null,null,null,null,null,null,null,null,null,null,null,null,null,null,null,null,null,null,null,null,null,null,null,null,null,null,null,null,null,null,null,null,null,null,null,null,null,null,null,null,null,null,null,null,null,null,null,null,null,null,null,null,null,null,null,null,null,null,null,null,null,null,null,null,null,null,null,null,null,null,null,null,null,null,null,"Nov14","11/14 Hour 16",7624,7629]
["11/15","09:00:00","2023-11-15T09:00:00",11,15,9,1,null,null,null,null,null,null,null,null,null,null,null,null,null,null,null,null,null,null,null,null,null,null,null,null,null,null,null,null,null,null,null,null,null,null,null,null,null,null,null,null,null,null,null,null,null,null,null,null,null,null,null,null,null,null,null,null,null,null,null,null,null,null,null,null,null,null,null,null,null,null,null,null,null,null,null,null,"Nov15","11/15 Hour 9",7641,7646]
["11/15","11:00:00","2023-11-15T11:00:00",11,15,11,1,null,null,null,null,null,null,null,null,null,null,null,null,null,null,null,null,null,null,null,null,null,null,null,null,null,null,null,null,null,null,null,null,null,null,null,null,null,null,null,null,null,null,null,null,null,null,null,null,null,null,null,null,null,null,null,null,null,null,null,null,null,null,null,null,null,null,null,null,null,null,null,null,null,null,null,null,"Nov15","11/15 Hour 11",7643,7648]
["11/16","04:00:00","2023-11-16T04:00:00",11,16,4,2,null,null,null,null,null,null,null,null,null,null,null,null,null,null,null,null,null,null,null,null,null,null,null,null,null,null,null,null,null,null,null,null,null,null,null,null,null,null,null,null,null,null,null,null,null,null,null,null,null,null,null,null,null,null,null,null,null,null,null,null,null,null,null,null,null,null,null,null,null,null,null,null,null,null,null,null,"Nov16","11/16 Hour 4",7660,7665]
["11/16","21:00:00","2023-11-16T21:00:00",11,16,21,2,null,null,null,null,null,null,null,null,null,null,null,null,null,null,null,null,null,null,null,null,null,null,null,null,null,null,null,null,null,null,null,null,null,null,null,null,null,null,null,null,null,null,null,null,null,null,null,null,null,null,null,null,null,null,null,null,null,null,null,null,null,null,null,null,null,null,null,null,null,null,null,null,null,null,null,null,"Nov16","11/16 Hour 21",7677,7682]
["11/17","13:00:00","2023-11-17T13:00:00",11,17,13,3,null,null,null,null,null,null,null,null,null,null,null,null,null,null,null,null,null,null,null,null,null,null,null,null,null,null,null,null,null,null,null,null,null,null,null,null,null,null,null,null,null,null,null,null,null,null,null,null,null,null,null,null,null,null,null,null,null,null,null,null,null,null,null,null,null,null,null,null,null,null,null,null,null,null,null,null,"Nov17","11/17 Hour 13",7693,7698]
["11/18","08:00:00","2023-11-18T08:00:00",11,18,8,4,null,null,null,null,null,null,null,null,null,null,null,null,null,null,null,null,null,null,null,null,null,null,null,null,null,null,null,null,null,null,null,null,null,null,null,null,null,null,null,null,null,null,null,null,null,null,null,null,null,null,null,null,null,null,null,null,null,null,null,null,null,null,null,null,null,null,null,null,null,null,null,null,null,null,null,null,"Nov18","11/18 Hour 8",7712,7717]
["11/19","01:00:00","2023-11-19T01:00:00",11,19,1,5,null,null,null,null,null,null,null,null,null,null,null,null,null,null,null,null,null,null,null,null,null,null,null,null,null,null,null,null,null,null,null,null,null,null,null,null,null,null,null,null,null,null,null,null,null,null,null,null,null,null,null,null,null,null,null,null,null,null,null,null,null,null,null,null,null,null,null,null,null,null,null,null,null,null,null,null,"Nov19","11/19 Hour 1",7729,7734]
[{"$f":"TEXT(DATE(,D7751,E7751),\"MM/DD\")","v":"11/19"},{"$f":"TIME(F7751,0,0)","v":"18:00:00"},"2023-11-19T18:00:00",11,19,18,5,null,null,null,null,null,null,null,null,null,null,null,null,null,null,null,null,null,null,null,null,null,null,null,null,null,null,null,null,null,null,null,null,null,null,null,null,null,null,null,null,null,null,null,null,null,null,null,null,null,null,null,null,null,null,null,null,null,null,null,null,null,null,null,null,null,null,null,null,null,null,null,null,null,null,null,null,{"$f":"TEXT(D7751*29,\"mmm\")&E7751","v":"Nov19"},{"$f":"D7751&\"/\"&E7751&\" Hour \"&F7751","v":"11/19 Hour 18"},{"$f":"ROW()-ROW($CH$5)","v":7746},7751]
["11/20","08:00:00","2023-11-20T08:00:00",11,20,8,6,null,null,null,null,null,null,null,null,null,null,null,null,null,null,null,null,null,null,null,null,null,null,null,null,null,null,null,null,null,null,null,null,null,null,null,null,null,null,null,null,null,null,null,null,null,null,null,null,null,null,null,null,null,null,null,null,null,null,null,null,null,null,null,null,null,null,null,null,null,null,null,null,null,null,null,null,"Nov20","11/20 Hour 8",7760,7765]
["11/21","05:00:00","2023-11-21T05:00:00",11,21,5,7,null,null,null,null,null,null,null,null,null,null,null,null,null,null,null,null,null,null,null,null,null,null,null,null,null,null,null,null,null,null,null,null,null,null,null,null,null,null,null,null,null,null,null,null,null,null,null,null,null,null,null,null,null,null,null,null,null,null,null,null,null,null,null,null,null,null,null,null,null,null,null,null,null,null,null,null,"Nov21","11/21 Hour 5",7781,7786]
["11/21","22:00:00","2023-11-21T22:00:00",11,21,22,7,null,null,null,null,null,null,null,null,null,null,null,null,null,null,null,null,null,null,null,null,null,null,null,null,null,null,null,null,null,null,null,null,null,null,null,null,null,null,null,null,null,null,null,null,null,null,null,null,null,null,null,null,null,null,null,null,null,null,null,null,null,null,null,null,null,null,null,null,null,null,null,null,null,null,null,null,"Nov21","11/21 Hour 22",7798,7803]
[{"$f":"TEXT(DATE(,D7815,E7815),\"MM/DD\")","v":"11/22"},{"$f":"TIME(F7815,0,0)","v":"10:00:00"},"2023-11-22T10:00:00",11,22,10,1,null,null,null,null,null,null,null,null,null,null,null,null,null,null,null,null,null,null,null,null,null,null,null,null,null,null,null,null,null,null,null,null,null,null,null,null,null,null,null,null,null,null,null,null,null,null,null,null,null,null,null,null,null,null,null,null,null,null,null,null,null,null,null,null,null,null,null,null,null,null,null,null,null,null,null,null,{"$f":"TEXT(D7815*29,\"mmm\")&E7815","v":"Nov22"},{"$f":"D7815&\"/\"&E7815&\" Hour \"&F7815","v":"11/22 Hour 10"},{"$f":"ROW()-ROW($CH$5)","v":7810},7815]
["11/23","09:00:00","2023-11-23T09:00:00",11,23,9,2,null,null,null,null,null,null,null,null,null,null,null,null,null,null,null,null,null,null,null,null,null,null,null,null,null,null,null,null,null,null,null,null,null,null,null,null,null,null,null,null,null,null,null,null,null,null,null,null,null,null,null,null,null,null,null,null,null,null,null,null,null,null,null,null,null,null,null,null,null,null,null,null,null,null,null,null,"Nov23","11/23 Hour 9",7833,7838]
["11/24","02:00:00","2023-11-24T02:00:00",11,24,2,3,null,null,null,null,null,null,null,null,null,null,null,null,null,null,null,null,null,null,null,null,null,null,null,null,null,null,null,null,null,null,null,null,null,null,null,null,null,null,null,null,null,null,null,null,null,null,null,null,null,null,null,null,null,null,null,null,null,null,null,null,null,null,null,null,null,null,null,null,null,null,null,null,null,null,null,null,"Nov24","11/24 Hour 2",7850,7855]
["11/24","19:00:00","2023-11-24T19:00:00",11,24,19,3,null,null,null,null,null,null,null,null,null,null,null,null,null,null,null,null,null,null,null,null,null,null,null,null,null,null,null,null,null,null,null,null,null,null,null,null,null,null,null,null,null,null,null,null,null,null,null,null,null,null,null,null,null,null,null,null,null,null,null,null,null,null,null,null,null,null,null,null,null,null,null,null,null,null,null,null,"Nov24","11/24 Hour 19",7867,7872]
["11/25","05:00:00","2023-11-25T05:00:00",11,25,5,8,null,null,null,null,null,null,null,null,null,null,null,null,null,null,null,null,null,null,null,null,null,null,null,null,null,null,null,null,null,null,null,null,null,null,null,null,null,null,null,null,null,null,null,null,null,null,null,null,null,null,null,null,null,null,null,null,null,null,null,null,null,null,null,null,null,null,null,null,null,null,null,null,null,null,null,null,"Nov25","11/25 Hour 5",7877,7882]
["11/26","06:00:00","2023-11-26T06:00:00",11,26,6,5,null,null,null,null,null,null,null,null,null,null,null,null,null,null,null,null,null,null,null,null,null,null,null,null,null,null,null,null,null,null,null,null,null,null,null,null,null,null,null,null,null,null,null,null,null,null,null,null,null,null,null,null,null,null,null,null,null,null,null,null,null,null,null,null,null,null,null,null,null,null,null,null,null,null,null,null,"Nov26","11/26 Hour 6",7902,7907]
["11/26","07:00:00","2023-11-26T07:00:00",11,26,7,5,null,null,null,null,null,null,null,null,null,null,null,null,null,null,null,null,null,null,null,null,null,null,null,null,null,null,null,null,null,null,null,null,null,null,null,null,null,null,null,null,null,null,null,null,null,null,null,null,null,null,null,null,null,null,null,null,null,null,null,null,null,null,null,null,null,null,null,null,null,null,null,null,null,null,null,null,"Nov26","11/26 Hour 7",7903,7908]
["11/26","00:00:00","2023-11-26",11,26,24,5,null,null,null,null,null,null,null,null,null,null,null,null,null,null,null,null,null,null,null,null,null,null,null,null,null,null,null,null,null,null,null,null,null,null,null,null,null,null,null,null,null,null,null,null,null,null,null,null,null,null,null,null,null,null,null,null,null,null,null,null,null,null,null,null,null,null,null,null,null,null,null,null,null,null,null,null,"Nov26","11/26 Hour 24",7920,7925]
["11/27","23:00:00","2023-11-27T23:00:00",11,27,23,6,null,null,null,null,null,null,null,null,null,null,null,null,null,null,null,null,null,null,null,null,null,null,null,null,null,null,null,null,null,null,null,null,null,null,null,null,null,null,null,null,null,null,null,null,null,null,null,null,null,null,null,null,null,null,null,null,null,null,null,null,null,null,null,null,null,null,null,null,null,null,null,null,null,null,null,null,"Nov27","11/27 Hour 23",7943,7948]
["11/28","11:00:00","2023-11-28T11:00:00",11,28,11,7,null,null,null,null,null,null,null,null,null,null,null,null,null,null,null,null,null,null,null,null,null,null,null,null,null,null,null,null,null,null,null,null,null,null,null,null,null,null,null,null,null,null,null,null,null,null,null,null,null,null,null,null,null,null,null,null,null,null,null,null,null,null,null,null,null,null,null,null,null,null,null,null,null,null,null,null,"Nov28","11/28 Hour 11",7955,7960]
["11/29","04:00:00","2023-11-29T04:00:00",11,29,4,1,null,null,null,null,null,null,null,null,null,null,null,null,null,null,null,null,null,null,null,null,null,null,null,null,null,null,null,null,null,null,null,null,null,null,null,null,null,null,null,null,null,null,null,null,null,null,null,null,null,null,null,null,null,null,null,null,null,null,null,null,null,null,null,null,null,null,null,null,null,null,null,null,null,null,null,null,"Nov29","11/29 Hour 4",7972,7977]
["11/30","01:00:00","2023-11-30T01:00:00",11,30,1,2,null,null,null,null,null,null,null,null,null,null,null,null,null,null,null,null,null,null,null,null,null,null,null,null,null,null,null,null,null,null,null,null,null,null,null,null,null,null,null,null,null,null,null,null,null,null,null,null,null,null,null,null,null,null,null,null,null,null,null,null,null,null,null,null,null,null,null,null,null,null,null,null,null,null,null,null,"Nov30","11/30 Hour 1",7993,7998]
["11/30","15:00:00","2023-11-30T15:00:00",11,30,15,2,null,null,null,null,null,null,null,null,null,null,null,null,null,null,null,null,null,null,null,null,null,null,null,null,null,null,null,null,null,null,null,null,null,null,null,null,null,null,null,null,null,null,null,null,null,null,null,null,null,null,null,null,null,null,null,null,null,null,null,null,null,null,null,null,null,null,null,null,null,null,null,null,null,null,null,null,"Nov30","11/30 Hour 15",8007,8012]
["12/01","08:00:00","2023-12-01T08:00:00",12,1,8,3,null,null,null,null,null,null,null,null,null,null,null,null,null,null,null,null,null,null,null,null,null,null,null,null,null,null,null,null,null,null,null,null,null,null,null,null,null,null,null,null,null,null,null,null,null,null,null,null,null,null,null,null,null,null,null,null,null,null,null,null,null,null,null,null,null,null,null,null,null,null,null,null,null,null,null,null,"Dec1","12/1 Hour 8",8024,8029]
["12/02","01:00:00","2023-12-02T01:00:00",12,2,1,4,null,null,null,null,null,null,null,null,null,null,null,null,null,null,null,null,null,null,null,null,null,null,null,null,null,null,null,null,null,null,null,null,null,null,null,null,null,null,null,null,null,null,null,null,null,null,null,null,null,null,null,null,null,null,null,null,null,null,null,null,null,null,null,null,null,null,null,null,null,null,null,null,null,null,null,null,"Dec2","12/2 Hour 1",8041,8046]
["12/02","20:00:00","2023-12-02T20:00:00",12,2,20,4,null,null,null,null,null,null,null,null,null,null,null,null,null,null,null,null,null,null,null,null,null,null,null,null,null,null,null,null,null,null,null,null,null,null,null,null,null,null,null,null,null,null,null,null,null,null,null,null,null,null,null,null,null,null,null,null,null,null,null,null,null,null,null,null,null,null,null,null,null,null,null,null,null,null,null,null,"Dec2","12/2 Hour 20",8060,8065]
["12/03","12:00:00","2023-12-03T12:00:00",12,3,12,5,null,null,null,null,null,null,null,null,null,null,null,null,null,null,null,null,null,null,null,null,null,null,null,null,null,null,null,null,null,null,null,null,null,null,null,null,null,null,null,null,null,null,null,null,null,null,null,null,null,null,null,null,null,null,null,null,null,null,null,null,null,null,null,null,null,null,null,null,null,null,null,null,null,null,null,null,"Dec3","12/3 Hour 12",8076,8081]
["12/04","05:00:00","2023-12-04T05:00:00",12,4,5,6,null,null,null,null,null,null,null,null,null,null,null,null,null,null,null,null,null,null,null,null,null,null,null,null,null,null,null,null,null,null,null,null,null,null,null,null,null,null,null,null,null,null,null,null,null,null,null,null,null,null,null,null,null,null,null,null,null,null,null,null,null,null,null,null,null,null,null,null,null,null,null,null,null,null,null,null,"Dec4","12/4 Hour 5",8093,8098]
["12/04","22:00:00","2023-12-04T22:00:00",12,4,22,6,null,null,null,null,null,null,null,null,null,null,null,null,null,null,null,null,null,null,null,null,null,null,null,null,null,null,null,null,null,null,null,null,null,null,null,null,null,null,null,null,null,null,null,null,null,null,null,null,null,null,null,null,null,null,null,null,null,null,null,null,null,null,null,null,null,null,null,null,null,null,null,null,null,null,null,null,"Dec4","12/4 Hour 22",8110,8115]
["12/05","16:00:00","2023-12-05T16:00:00",12,5,16,7,null,null,null,null,null,null,null,null,null,null,null,null,null,null,null,null,null,null,null,null,null,null,null,null,null,null,null,null,null,null,null,null,null,null,null,null,null,null,null,null,null,null,null,null,null,null,null,null,null,null,null,null,null,null,null,null,null,null,null,null,null,null,null,null,null,null,null,null,null,null,null,null,null,null,null,null,"Dec5","12/5 Hour 16",8128,8133]
["12/06","09:00:00","2023-12-06T09:00:00",12,6,9,1,null,null,null,null,null,null,null,null,null,null,null,null,null,null,null,null,null,null,null,null,null,null,null,null,null,null,null,null,null,null,null,null,null,null,null,null,null,null,null,null,null,null,null,null,null,null,null,null,null,null,null,null,null,null,null,null,null,null,null,null,null,null,null,null,null,null,null,null,null,null,null,null,null,null,null,null,"Dec6","12/6 Hour 9",8145,8150]
["12/07","02:00:00","2023-12-07T02:00:00",12,7,2,2,null,null,null,null,null,null,null,null,null,null,null,null,null,null,null,null,null,null,null,null,null,null,null,null,null,null,null,null,null,null,null,null,null,null,null,null,null,null,null,null,null,null,null,null,null,null,null,null,null,null,null,null,null,null,null,null,null,null,null,null,null,null,null,null,null,null,null,null,null,null,null,null,null,null,null,null,"Dec7","12/7 Hour 2",8162,8167]
["12/07","16:00:00","2023-12-07T16:00:00",12,7,16,2,null,null,null,null,null,null,null,null,null,null,null,null,null,null,null,null,null,null,null,null,null,null,null,null,null,null,null,null,null,null,null,null,null,null,null,null,null,null,null,null,null,null,null,null,null,null,null,null,null,null,null,null,null,null,null,null,null,null,null,null,null,null,null,null,null,null,null,null,null,null,null,null,null,null,null,null,"Dec7","12/7 Hour 16",8176,8181]
["12/07","21:00:00","2023-12-07T21:00:00",12,7,21,2,null,null,null,null,null,null,null,null,null,null,null,null,null,null,null,null,null,null,null,null,null,null,null,null,null,null,null,null,null,null,null,null,null,null,null,null,null,null,null,null,null,null,null,null,null,null,null,null,null,null,null,null,null,null,null,null,null,null,null,null,null,null,null,null,null,null,null,null,null,null,null,null,null,null,null,null,"Dec7","12/7 Hour 21",8181,8186]
["12/08","14:00:00","2023-12-08T14:00:00",12,8,14,3,null,null,null,null,null,null,null,null,null,null,null,null,null,null,null,null,null,null,null,null,null,null,null,null,null,null,null,null,null,null,null,null,null,null,null,null,null,null,null,null,null,null,null,null,null,null,null,null,null,null,null,null,null,null,null,null,null,null,null,null,null,null,null,null,null,null,null,null,null,null,null,null,null,null,null,null,"Dec8","12/8 Hour 14",8198,8203]
["12/09","19:00:00","2023-12-09T19:00:00",12,9,19,4,null,null,null,null,null,null,null,null,null,null,null,null,null,null,null,null,null,null,null,null,null,null,null,null,null,null,null,null,null,null,null,null,null,null,null,null,null,null,null,null,null,null,null,null,null,null,null,null,null,null,null,null,null,null,null,null,null,null,null,null,null,null,null,null,null,null,null,null,null,null,null,null,null,null,null,null,"Dec9","12/9 Hour 19",8227,8232]
["12/10","01:00:00","2023-12-10T01:00:00",12,10,1,5,null,null,null,null,null,null,null,null,null,null,null,null,null,null,null,null,null,null,null,null,null,null,null,null,null,null,null,null,null,null,null,null,null,null,null,null,null,null,null,null,null,null,null,null,null,null,null,null,null,null,null,null,null,null,null,null,null,null,null,null,null,null,null,null,null,null,null,null,null,null,null,null,null,null,null,null,"Dec10","12/10 Hour 1",8233,8238]
["12/10","18:00:00","2023-12-10T18:00:00",12,10,18,5,null,null,null,null,null,null,null,null,null,null,null,null,null,null,null,null,null,null,null,null,null,null,null,null,null,null,null,null,null,null,null,null,null,null,null,null,null,null,null,null,null,null,null,null,null,null,null,null,null,null,null,null,null,null,null,null,null,null,null,null,null,null,null,null,null,null,null,null,null,null,null,null,null,null,null,null,"Dec10","12/10 Hour 18",8250,8255]
["12/11","11:00:00","2023-12-11T11:00:00",12,11,11,6,null,null,null,null,null,null,null,null,null,null,null,null,null,null,null,null,null,null,null,null,null,null,null,null,null,null,null,null,null,null,null,null,null,null,null,null,null,null,null,null,null,null,null,null,null,null,null,null,null,null,null,null,null,null,null,null,null,null,null,null,null,null,null,null,null,null,null,null,null,null,null,null,null,null,null,null,"Dec11","12/11 Hour 11",8267,8272]
["12/12","13:00:00","2023-12-12T13:00:00",12,12,13,7,null,null,null,null,null,null,null,null,null,null,null,null,null,null,null,null,null,null,null,null,null,null,null,null,null,null,null,null,null,null,null,null,null,null,null,null,null,null,null,null,null,null,null,null,null,null,null,null,null,null,null,null,null,null,null,null,null,null,null,null,null,null,null,null,null,null,null,null,null,null,null,null,null,null,null,null,"Dec12","12/12 Hour 13",8293,8298]
["12/12","22:00:00","2023-12-12T22:00:00",12,12,22,7,null,null,null,null,null,null,null,null,null,null,null,null,null,null,null,null,null,null,null,null,null,null,null,null,null,null,null,null,null,null,null,null,null,null,null,null,null,null,null,null,null,null,null,null,null,null,null,null,null,null,null,null,null,null,null,null,null,null,null,null,null,null,null,null,null,null,null,null,null,null,null,null,null,null,null,null,"Dec12","12/12 Hour 22",8302,8307]
["12/13","15:00:00","2023-12-13T15:00:00",12,13,15,1,null,null,null,null,null,null,null,null,null,null,null,null,null,null,null,null,null,null,null,null,null,null,null,null,null,null,null,null,null,null,null,null,null,null,null,null,null,null,null,null,null,null,null,null,null,null,null,null,null,null,null,null,null,null,null,null,null,null,null,null,null,null,null,null,null,null,null,null,null,null,null,null,null,null,null,null,"Dec13","12/13 Hour 15",8319,8324]
["12/14","08:00:00","2023-12-14T08:00:00",12,14,8,2,null,null,null,null,null,null,null,null,null,null,null,null,null,null,null,null,null,null,null,null,null,null,null,null,null,null,null,null,null,null,null,null,null,null,null,null,null,null,null,null,null,null,null,null,null,null,null,null,null,null,null,null,null,null,null,null,null,null,null,null,null,null,null,null,null,null,null,null,null,null,null,null,null,null,null,null,"Dec14","12/14 Hour 8",8336,8341]
["12/14","15:00:00","2023-12-14T15:00:00",12,14,15,2,null,null,null,null,null,null,null,null,null,null,null,null,null,null,null,null,null,null,null,null,null,null,null,null,null,null,null,null,null,null,null,null,null,null,null,null,null,null,null,null,null,null,null,null,null,null,null,null,null,null,null,null,null,null,null,null,null,null,null,null,null,null,null,null,null,null,null,null,null,null,null,null,null,null,null,null,"Dec14","12/14 Hour 15",8343,8348]
["12/15","19:00:00","2023-12-15T19:00:00",12,15,19,3,null,null,null,null,null,null,null,null,null,null,null,null,null,null,null,null,null,null,null,null,null,null,null,null,null,null,null,null,null,null,null,null,null,null,null,null,null,null,null,null,null,null,null,null,null,null,null,null,null,null,null,null,null,null,null,null,null,null,null,null,null,null,null,null,null,null,null,null,null,null,null,null,null,null,null,null,"Dec15","12/15 Hour 19",8371,8376]
["12/16","12:00:00","2023-12-16T12:00:00",12,16,12,4,null,null,null,null,null,null,null,null,null,null,null,null,null,null,null,null,null,null,null,null,null,null,null,null,null,null,null,null,null,null,null,null,null,null,null,null,null,null,null,null,null,null,null,null,null,null,null,null,null,null,null,null,null,null,null,null,null,null,null,null,null,null,null,null,null,null,null,null,null,null,null,null,null,null,null,null,"Dec16","12/16 Hour 12",8388,8393]
["12/16","17:00:00","2023-12-16T17:00:00",12,16,17,4,null,null,null,null,null,null,null,null,null,null,null,null,null,null,null,null,null,null,null,null,null,null,null,null,null,null,null,null,null,null,null,null,null,null,null,null,null,null,null,null,null,null,null,null,null,null,null,null,null,null,null,null,null,null,null,null,null,null,null,null,null,null,null,null,null,null,null,null,null,null,null,null,null,null,null,null,"Dec16","12/16 Hour 17",8393,8398]
["12/17","23:00:00","2023-12-17T23:00:00",12,17,23,5,null,null,null,null,null,null,null,null,null,null,null,null,null,null,null,null,null,null,null,null,null,null,null,null,null,null,null,null,null,null,null,null,null,null,null,null,null,null,null,null,null,null,null,null,null,null,null,null,null,null,null,null,null,null,null,null,null,null,null,null,null,null,null,null,null,null,null,null,null,null,null,null,null,null,null,null,"Dec17","12/17 Hour 23",8423,8428]
["12/17","00:00:00","2023-12-17",12,17,24,5,null,null,null,null,null,null,null,null,null,null,null,null,null,null,null,null,null,null,null,null,null,null,null,null,null,null,null,null,null,null,null,null,null,null,null,null,null,null,null,null,null,null,null,null,null,null,null,null,null,null,null,null,null,null,null,null,null,null,null,null,null,null,null,null,null,null,null,null,null,null,null,null,null,null,null,null,"Dec17","12/17 Hour 24",8424,8429]
["12/18","17:00:00","2023-12-18T17:00:00",12,18,17,6,null,null,null,null,null,null,null,null,null,null,null,null,null,null,null,null,null,null,null,null,null,null,null,null,null,null,null,null,null,null,null,null,null,null,null,null,null,null,null,null,null,null,null,null,null,null,null,null,null,null,null,null,null,null,null,null,null,null,null,null,null,null,null,null,null,null,null,null,null,null,null,null,null,null,null,null,"Dec18","12/18 Hour 17",8441,8446]
["12/19","11:00:00","2023-12-19T11:00:00",12,19,11,7,null,null,null,null,null,null,null,null,null,null,null,null,null,null,null,null,null,null,null,null,null,null,null,null,null,null,null,null,null,null,null,null,null,null,null,null,null,null,null,null,null,null,null,null,null,null,null,null,null,null,null,null,null,null,null,null,null,null,null,null,null,null,null,null,null,null,null,null,null,null,null,null,null,null,null,null,"Dec19","12/19 Hour 11",8459,8464]
["12/20","04:00:00","2023-12-20T04:00:00",12,20,4,1,null,null,null,null,null,null,null,null,null,null,null,null,null,null,null,null,null,null,null,null,null,null,null,null,null,null,null,null,null,null,null,null,null,null,null,null,null,null,null,null,null,null,null,null,null,null,null,null,null,null,null,null,null,null,null,null,null,null,null,null,null,null,null,null,null,null,null,null,null,null,null,null,null,null,null,null,"Dec20","12/20 Hour 4",8476,8481]
["12/20","21:00:00","2023-12-20T21:00:00",12,20,21,1,null,null,null,null,null,null,null,null,null,null,null,null,null,null,null,null,null,null,null,null,null,null,null,null,null,null,null,null,null,null,null,null,null,null,null,null,null,null,null,null,null,null,null,null,null,null,null,null,null,null,null,null,null,null,null,null,null,null,null,null,null,null,null,null,null,null,null,null,null,null,null,null,null,null,null,null,"Dec20","12/20 Hour 21",8493,8498]
["12/21","13:00:00","2023-12-21T13:00:00",12,21,13,2,null,null,null,null,null,null,null,null,null,null,null,null,null,null,null,null,null,null,null,null,null,null,null,null,null,null,null,null,null,null,null,null,null,null,null,null,null,null,null,null,null,null,null,null,null,null,null,null,null,null,null,null,null,null,null,null,null,null,null,null,null,null,null,null,null,null,null,null,null,null,null,null,null,null,null,null,"Dec21","12/21 Hour 13",8509,8514]
["12/22","08:00:00","2023-12-22T08:00:00",12,22,8,3,null,null,null,null,null,null,null,null,null,null,null,null,null,null,null,null,null,null,null,null,null,null,null,null,null,null,null,null,null,null,null,null,null,null,null,null,null,null,null,null,null,null,null,null,null,null,null,null,null,null,null,null,null,null,null,null,null,null,null,null,null,null,null,null,null,null,null,null,null,null,null,null,null,null,null,null,"Dec22","12/22 Hour 8",8528,8533]
["12/23","01:00:00","2023-12-23T01:00:00",12,23,1,4,null,null,null,null,null,null,null,null,null,null,null,null,null,null,null,null,null,null,null,null,null,null,null,null,null,null,null,null,null,null,null,null,null,null,null,null,null,null,null,null,null,null,null,null,null,null,null,null,null,null,null,null,null,null,null,null,null,null,null,null,null,null,null,null,null,null,null,null,null,null,null,null,null,null,null,null,"Dec23","12/23 Hour 1",8545,8550]
["12/23","18:00:00","2023-12-23T18:00:00",12,23,18,4,null,null,null,null,null,null,null,null,null,null,null,null,null,null,null,null,null,null,null,null,null,null,null,null,null,null,null,null,null,null,null,null,null,null,null,null,null,null,null,null,null,null,null,null,null,null,null,null,null,null,null,null,null,null,null,null,null,null,null,null,null,null,null,null,null,null,null,null,null,null,null,null,null,null,null,null,"Dec23","12/23 Hour 18",8562,8567]
["12/24","08:00:00","2023-12-24T08:00:00",12,24,8,8,null,null,null,null,null,null,null,null,null,null,null,null,null,null,null,null,null,null,null,null,null,null,null,null,null,null,null,null,null,null,null,null,null,null,null,null,null,null,null,null,null,null,null,null,null,null,null,null,null,null,null,null,null,null,null,null,null,null,null,null,null,null,null,null,null,null,null,null,null,null,null,null,null,null,null,null,"Dec24","12/24 Hour 8",8576,8581]
["12/25","05:00:00","2023-12-25T05:00:00",12,25,5,6,null,null,null,null,null,null,null,null,null,null,null,null,null,null,null,null,null,null,null,null,null,null,null,null,null,null,null,null,null,null,null,null,null,null,null,null,null,null,null,null,null,null,null,null,null,null,null,null,null,null,null,null,null,null,null,null,null,null,null,null,null,null,null,null,null,null,null,null,null,null,null,null,null,null,null,null,"Dec25","12/25 Hour 5",8597,8602]
["12/25","22:00:00","2023-12-25T22:00:00",12,25,22,6,null,null,null,null,null,null,null,null,null,null,null,null,null,null,null,null,null,null,null,null,null,null,null,null,null,null,null,null,null,null,null,null,null,null,null,null,null,null,null,null,null,null,null,null,null,null,null,null,null,null,null,null,null,null,null,null,null,null,null,null,null,null,null,null,null,null,null,null,null,null,null,null,null,null,null,null,"Dec25","12/25 Hour 22",8614,8619]
["12/26","10:00:00","2023-12-26T10:00:00",12,26,10,7,null,null,null,null,null,null,null,null,null,null,null,null,null,null,null,null,null,null,null,null,null,null,null,null,null,null,null,null,null,null,null,null,null,null,null,null,null,null,null,null,null,null,null,null,null,null,null,null,null,null,null,null,null,null,null,null,null,null,null,null,null,null,null,null,null,null,null,null,null,null,null,null,null,null,null,null,"Dec26","12/26 Hour 10",8626,8631]
["12/26","20:00:00","2023-12-26T20:00:00",12,26,20,7,null,null,null,null,null,null,null,null,null,null,null,null,null,null,null,null,null,null,null,null,null,null,null,null,null,null,null,null,null,null,null,null,null,null,null,null,null,null,null,null,null,null,null,null,null,null,null,null,null,null,null,null,null,null,null,null,null,null,null,null,null,null,null,null,null,null,null,null,null,null,null,null,null,null,null,null,"Dec26","12/26 Hour 20",8636,8641]
["12/26","21:00:00","2023-12-26T21:00:00",12,26,21,7,null,null,null,null,null,null,null,null,null,null,null,null,null,null,null,null,null,null,null,null,null,null,null,null,null,null,null,null,null,null,null,null,null,null,null,null,null,null,null,null,null,null,null,null,null,null,null,null,null,null,null,null,null,null,null,null,null,null,null,null,null,null,null,null,null,null,null,null,null,null,null,null,null,null,null,null,"Dec26","12/26 Hour 21",8637,8642]
["12/26","22:00:00","2023-12-26T22:00:00",12,26,22,7,null,null,null,null,null,null,null,null,null,null,null,null,null,null,null,null,null,null,null,null,null,null,null,null,null,null,null,null,null,null,null,null,null,null,null,null,null,null,null,null,null,null,null,null,null,null,null,null,null,null,null,null,null,null,null,null,null,null,null,null,null,null,null,null,null,null,null,null,null,null,null,null,null,null,null,null,"Dec26","12/26 Hour 22",8638,8643]
["12/26","23:00:00","2023-12-26T23:00:00",12,26,23,7,null,null,null,null,null,null,null,null,null,null,null,null,null,null,null,null,null,null,null,null,null,null,null,null,null,null,null,null,null,null,null,null,null,null,null,null,null,null,null,null,null,null,null,null,null,null,null,null,null,null,null,null,null,null,null,null,null,null,null,null,null,null,null,null,null,null,null,null,null,null,null,null,null,null,null,null,"Dec26","12/26 Hour 23",8639,8644]
["12/26","00:00:00","2023-12-26",12,26,24,7,null,null,null,null,null,null,null,null,null,null,null,null,null,null,null,null,null,null,null,null,null,null,null,null,null,null,null,null,null,null,null,null,null,null,null,null,null,null,null,null,null,null,null,null,null,null,null,null,null,null,null,null,null,null,null,null,null,null,null,null,null,null,null,null,null,null,null,null,null,null,null,null,null,null,null,null,"Dec26","12/26 Hour 24",8640,8645]
["12/27","01:00:00",{"$f":"A8646+B8646","v":"2023-12-27T01:00:00"},12,27,1,1,null,null,null,null,null,null,null,null,null,null,null,null,null,null,null,null,null,null,null,null,null,null,null,null,null,null,null,null,null,null,null,null,null,null,null,null,null,null,null,null,null,null,null,null,null,null,null,null,null,null,null,null,null,null,null,null,null,null,null,null,null,null,null,null,null,null,null,null,null,null,null,null,null,null,null,null,"Dec27","12/27 Hour 1",8641,8646]
[{"$f":"TEXT(DATE(,D8647,E8647),\"MM/DD\")","v":"12/27"},{"$f":"TIME(F8647,0,0)","v":"02:00:00"},"2023-12-27T02:00:00",12,27,2,1,null,null,null,null,null,null,null,null,null,null,null,null,null,null,null,null,null,null,null,null,null,null,null,null,null,null,null,null,null,null,null,null,null,null,null,null,null,null,null,null,null,null,null,null,null,null,null,null,null,null,null,null,null,null,null,null,null,null,null,null,null,null,null,null,null,null,null,null,null,null,null,null,null,null,null,null,{"$f":"TEXT(D8647*29,\"mmm\")&E8647","v":"Dec27"},{"$f":"D8647&\"/\"&E8647&\" Hour \"&F8647","v":"12/27 Hour 2"},{"$f":"ROW()-ROW($CH$5)","v":8642},8647]
["12/27","03:00:00","2023-12-27T03:00:00",12,27,3,1,null,null,null,null,null,null,null,null,null,null,null,null,null,null,null,null,null,null,null,null,null,null,null,null,null,null,null,null,null,null,null,null,null,null,null,null,null,null,null,null,null,null,null,null,null,null,null,null,null,null,null,null,null,null,null,null,null,null,null,null,null,null,null,null,null,null,null,null,null,null,null,null,null,null,null,null,"Dec27","12/27 Hour 3",8643,8648]
["12/27","04:00:00","2023-12-27T04:00:00",12,27,4,1,null,null,null,null,null,null,null,null,null,null,null,null,null,null,null,null,null,null,null,null,null,null,null,null,null,null,null,null,null,null,null,null,null,null,null,null,null,null,null,null,null,null,null,null,null,null,null,null,null,null,null,null,null,null,null,null,null,null,null,null,null,null,null,null,null,null,null,null,null,null,null,null,null,null,null,null,"Dec27","12/27 Hour 4",8644,8649]
["12/27","05:00:00","2023-12-27T05:00:00",12,27,5,1,null,null,null,null,null,null,null,null,null,null,null,null,null,null,null,null,null,null,null,null,null,null,null,null,null,null,null,null,null,null,null,null,null,null,null,null,null,null,null,null,null,null,null,null,null,null,null,null,null,null,null,null,null,null,null,null,null,null,null,null,null,null,null,null,null,null,null,null,null,null,null,null,null,null,null,null,"Dec27","12/27 Hour 5",8645,8650]
["12/27","06:00:00","2023-12-27T06:00:00",12,27,6,1,null,null,null,null,null,null,null,null,null,null,null,null,null,null,null,null,null,null,null,null,null,null,null,null,null,null,null,null,null,null,null,null,null,null,null,null,null,null,null,null,null,null,null,null,null,null,null,null,null,null,null,null,null,null,null,null,null,null,null,null,null,null,null,null,null,null,null,null,null,null,null,null,null,null,null,null,"Dec27","12/27 Hour 6",8646,8651]
["12/27","07:00:00","2023-12-27T07:00:00",12,27,7,1,null,null,null,null,null,null,null,null,null,null,null,null,null,null,null,null,null,null,null,null,null,null,null,null,null,null,null,null,null,null,null,null,null,null,null,null,null,null,null,null,null,null,null,null,null,null,null,null,null,null,null,null,null,null,null,null,null,null,null,null,null,null,null,null,null,null,null,null,null,null,null,null,null,null,null,null,"Dec27","12/27 Hour 7",8647,8652]
["12/27","08:00:00","2023-12-27T08:00:00",12,27,8,1,null,null,null,null,null,null,null,null,null,null,null,null,null,null,null,null,null,null,null,null,null,null,null,null,null,null,null,null,null,null,null,null,null,null,null,null,null,null,null,null,null,null,null,null,null,null,null,null,null,null,null,null,null,null,null,null,null,null,null,null,null,null,null,null,null,null,null,null,null,null,null,null,null,null,null,null,"Dec27","12/27 Hour 8",8648,8653]
["12/27","09:00:00","2023-12-27T09:00:00",12,27,9,1,null,null,null,null,null,null,null,null,null,null,null,null,null,null,null,null,null,null,null,null,null,null,null,null,null,null,null,null,null,null,null,null,null,null,null,null,null,null,null,null,null,null,null,null,null,null,null,null,null,null,null,null,null,null,null,null,null,null,null,null,null,null,null,null,null,null,null,null,null,null,null,null,null,null,null,null,"Dec27","12/27 Hour 9",8649,8654]
["12/27","10:00:00","2023-12-27T10:00:00",12,27,10,1,null,null,null,null,null,null,null,null,null,null,null,null,null,null,null,null,null,null,null,null,null,null,null,null,null,null,null,null,null,null,null,null,null,null,null,null,null,null,null,null,null,null,null,null,null,null,null,null,null,null,null,null,null,null,null,null,null,null,null,null,null,null,null,null,null,null,null,null,null,null,null,null,null,null,null,null,"Dec27","12/27 Hour 10",8650,8655]
["12/27","11:00:00","2023-12-27T11:00:00",12,27,11,1,null,null,null,null,null,null,null,null,null,null,null,null,null,null,null,null,null,null,null,null,null,null,null,null,null,null,null,null,null,null,null,null,null,null,null,null,null,null,null,null,null,null,null,null,null,null,null,null,null,null,null,null,null,null,null,null,null,null,null,null,null,null,null,null,null,null,null,null,null,null,null,null,null,null,null,null,"Dec27","12/27 Hour 11",8651,8656]
["12/27","12:00:00","2023-12-27T12:00:00",12,27,12,1,null,null,null,null,null,null,null,null,null,null,null,null,null,null,null,null,null,null,null,null,null,null,null,null,null,null,null,null,null,null,null,null,null,null,null,null,null,null,null,null,null,null,null,null,null,null,null,null,null,null,null,null,null,null,null,null,null,null,null,null,null,null,null,null,null,null,null,null,null,null,null,null,null,null,null,null,"Dec27","12/27 Hour 12",8652,8657]
["12/27","13:00:00","2023-12-27T13:00:00",12,27,13,1,null,null,null,null,null,null,null,null,null,null,null,null,null,null,null,null,null,null,null,null,null,null,null,null,null,null,null,null,null,null,null,null,null,null,null,null,null,null,null,null,null,null,null,null,null,null,null,null,null,null,null,null,null,null,null,null,null,null,null,null,null,null,null,null,null,null,null,null,null,null,null,null,null,null,null,null,"Dec27","12/27 Hour 13",8653,8658]
["12/27","14:00:00","2023-12-27T14:00:00",12,27,14,1,null,null,null,null,null,null,null,null,null,null,null,null,null,null,null,null,null,null,null,null,null,null,null,null,null,null,null,null,null,null,null,null,null,null,null,null,null,null,null,null,null,null,null,null,null,null,null,null,null,null,null,null,null,null,null,null,null,null,null,null,null,null,null,null,null,null,null,null,null,null,null,null,null,null,null,null,"Dec27","12/27 Hour 14",8654,8659]
["12/27","15:00:00","2023-12-27T15:00:00",12,27,15,1,null,null,null,null,null,null,null,null,null,null,null,null,null,null,null,null,null,null,null,null,null,null,null,null,null,null,null,null,null,null,null,null,null,null,null,null,null,null,null,null,null,null,null,null,null,null,null,null,null,null,null,null,null,null,null,null,null,null,null,null,null,null,null,null,null,null,null,null,null,null,null,null,null,null,null,null,"Dec27","12/27 Hour 15",8655,8660]
["12/27","16:00:00","2023-12-27T16:00:00",12,27,16,1,null,null,null,null,null,null,null,null,null,null,null,null,null,null,null,null,null,null,null,null,null,null,null,null,null,null,null,null,null,null,null,null,null,null,null,null,null,null,null,null,null,null,null,null,null,null,null,null,null,null,null,null,null,null,null,null,null,null,null,null,null,null,null,null,null,null,null,null,null,null,null,null,null,null,null,null,"Dec27","12/27 Hour 16",8656,8661]
["12/27","17:00:00","2023-12-27T17:00:00",12,27,17,1,null,null,null,null,null,null,null,null,null,null,null,null,null,null,null,null,null,null,null,null,null,null,null,null,null,null,null,null,null,null,null,null,null,null,null,null,null,null,null,null,null,null,null,null,null,null,null,null,null,null,null,null,null,null,null,null,null,null,null,null,null,null,null,null,null,null,null,null,null,null,null,null,null,null,null,null,"Dec27","12/27 Hour 17",8657,8662]
["12/27","18:00:00","2023-12-27T18:00:00",12,27,18,1,null,null,null,null,null,null,null,null,null,null,null,null,null,null,null,null,null,null,null,null,null,null,null,null,null,null,null,null,null,null,null,null,null,null,null,null,null,null,null,null,null,null,null,null,null,null,null,null,null,null,null,null,null,null,null,null,null,null,null,null,null,null,null,null,null,null,null,null,null,null,null,null,null,null,null,null,"Dec27","12/27 Hour 18",8658,8663]
["12/27","19:00:00","2023-12-27T19:00:00",12,27,19,1,null,null,null,null,null,null,null,null,null,null,null,null,null,null,null,null,null,null,null,null,null,null,null,null,null,null,null,null,null,null,null,null,null,null,null,null,null,null,null,null,null,null,null,null,null,null,null,null,null,null,null,null,null,null,null,null,null,null,null,null,null,null,null,null,null,null,null,null,null,null,null,null,null,null,null,null,"Dec27","12/27 Hour 19",8659,8664]
["12/27","20:00:00","2023-12-27T20:00:00",12,27,20,1,null,null,null,null,null,null,null,null,null,null,null,null,null,null,null,null,null,null,null,null,null,null,null,null,null,null,null,null,null,null,null,null,null,null,null,null,null,null,null,null,null,null,null,null,null,null,null,null,null,null,null,null,null,null,null,null,null,null,null,null,null,null,null,null,null,null,null,null,null,null,null,null,null,null,null,null,"Dec27","12/27 Hour 20",8660,8665]
["12/27","21:00:00","2023-12-27T21:00:00",12,27,21,1,null,null,null,null,null,null,null,null,null,null,null,null,null,null,null,null,null,null,null,null,null,null,null,null,null,null,null,null,null,null,null,null,null,null,null,null,null,null,null,null,null,null,null,null,null,null,null,null,null,null,null,null,null,null,null,null,null,null,null,null,null,null,null,null,null,null,null,null,null,null,null,null,null,null,null,null,"Dec27","12/27 Hour 21",8661,8666]
["12/27","22:00:00","2023-12-27T22:00:00",12,27,22,1,null,null,null,null,null,null,null,null,null,null,null,null,null,null,null,null,null,null,null,null,null,null,null,null,null,null,null,null,null,null,null,null,null,null,null,null,null,null,null,null,null,null,null,null,null,null,null,null,null,null,null,null,null,null,null,null,null,null,null,null,null,null,null,null,null,null,null,null,null,null,null,null,null,null,null,null,"Dec27","12/27 Hour 22",8662,8667]
["12/27","23:00:00","2023-12-27T23:00:00",12,27,23,1,null,null,null,null,null,null,null,null,null,null,null,null,null,null,null,null,null,null,null,null,null,null,null,null,null,null,null,null,null,null,null,null,null,null,null,null,null,null,null,null,null,null,null,null,null,null,null,null,null,null,null,null,null,null,null,null,null,null,null,null,null,null,null,null,null,null,null,null,null,null,null,null,null,null,null,null,"Dec27","12/27 Hour 23",8663,8668]
["12/27","00:00:00","2023-12-27",12,27,24,1,null,null,null,null,null,null,null,null,null,null,null,null,null,null,null,null,null,null,null,null,null,null,null,null,null,null,null,null,null,null,null,null,null,null,null,null,null,null,null,null,null,null,null,null,null,null,null,null,null,null,null,null,null,null,null,null,null,null,null,null,null,null,null,null,null,null,null,null,null,null,null,null,null,null,null,null,"Dec27","12/27 Hour 24",8664,8669]
["12/28","01:00:00","2023-12-28T01:00:00",12,28,1,2,null,null,null,null,null,null,null,null,null,null,null,null,null,null,null,null,null,null,null,null,null,null,null,null,null,null,null,null,null,null,null,null,null,null,null,null,null,null,null,null,null,null,null,null,null,null,null,null,null,null,null,null,null,null,null,null,null,null,null,null,null,null,null,null,null,null,null,null,null,null,null,null,null,null,null,null,"Dec28","12/28 Hour 1",8665,8670]
["12/28","02:00:00","2023-12-28T02:00:00",12,28,2,2,null,null,null,null,null,null,null,null,null,null,null,null,null,null,null,null,null,null,null,null,null,null,null,null,null,null,null,null,null,null,null,null,null,null,null,null,null,null,null,null,null,null,null,null,null,null,null,null,null,null,null,null,null,null,null,null,null,null,null,null,null,null,null,null,null,null,null,null,null,null,null,null,null,null,null,null,"Dec28","12/28 Hour 2",8666,8671]
["12/28","03:00:00","2023-12-28T03:00:00",12,28,3,2,null,null,null,null,null,null,null,null,null,null,null,null,null,null,null,null,null,null,null,null,null,null,null,null,null,null,null,null,null,null,null,null,null,null,null,null,null,null,null,null,null,null,null,null,null,null,null,null,null,null,null,null,null,null,null,null,null,null,null,null,null,null,null,null,null,null,null,null,null,null,null,null,null,null,null,null,"Dec28","12/28 Hour 3",8667,8672]
["12/28","04:00:00","2023-12-28T04:00:00",12,28,4,2,null,null,null,null,null,null,null,null,null,null,null,null,null,null,null,null,null,null,null,null,null,null,null,null,null,null,null,null,null,null,null,null,null,null,null,null,null,null,null,null,null,null,null,null,null,null,null,null,null,null,null,null,null,null,null,null,null,null,null,null,null,null,null,null,null,null,null,null,null,null,null,null,null,null,null,null,"Dec28","12/28 Hour 4",8668,8673]
["12/28","05:00:00","2023-12-28T05:00:00",12,28,5,2,null,null,null,null,null,null,null,null,null,null,null,null,null,null,null,null,null,null,null,null,null,null,null,null,null,null,null,null,null,null,null,null,null,null,null,null,null,null,null,null,null,null,null,null,null,null,null,null,null,null,null,null,null,null,null,null,null,null,null,null,null,null,null,null,null,null,null,null,null,null,null,null,null,null,null,null,"Dec28","12/28 Hour 5",8669,8674]
["12/28","06:00:00","2023-12-28T06:00:00",12,28,6,2,null,null,null,null,null,null,null,null,null,null,null,null,null,null,null,null,null,null,null,null,null,null,null,null,null,null,null,null,null,null,null,null,null,null,null,null,null,null,null,null,null,null,null,null,null,null,null,null,null,null,null,null,null,null,null,null,null,null,null,null,null,null,null,null,null,null,null,null,null,null,null,null,null,null,null,null,"Dec28","12/28 Hour 6",8670,8675]
["12/28","07:00:00","2023-12-28T07:00:00",12,28,7,2,null,null,null,null,null,null,null,null,null,null,null,null,null,null,null,null,null,null,null,null,null,null,null,null,null,null,null,null,null,null,null,null,null,null,null,null,null,null,null,null,null,null,null,null,null,null,null,null,null,null,null,null,null,null,null,null,null,null,null,null,null,null,null,null,null,null,null,null,null,null,null,null,null,null,null,null,"Dec28","12/28 Hour 7",8671,8676]
["12/28","08:00:00","2023-12-28T08:00:00",12,28,8,2,null,null,null,null,null,null,null,null,null,null,null,null,null,null,null,null,null,null,null,null,null,null,null,null,null,null,null,null,null,null,null,null,null,null,null,null,null,null,null,null,null,null,null,null,null,null,null,null,null,null,null,null,null,null,null,null,null,null,null,null,null,null,null,null,null,null,null,null,null,null,null,null,null,null,null,null,"Dec28","12/28 Hour 8",8672,8677]
["12/28","09:00:00","2023-12-28T09:00:00",12,28,9,2,null,null,null,null,null,null,null,null,null,null,null,null,null,null,null,null,null,null,null,null,null,null,null,null,null,null,null,null,null,null,null,null,null,null,null,null,null,null,null,null,null,null,null,null,null,null,null,null,null,null,null,null,null,null,null,null,null,null,null,null,null,null,null,null,null,null,null,null,null,null,null,null,null,null,null,null,"Dec28","12/28 Hour 9",8673,8678]
["12/28","10:00:00","2023-12-28T10:00:00",12,28,10,2,null,null,null,null,null,null,null,null,null,null,null,null,null,null,null,null,null,null,null,null,null,null,null,null,null,null,null,null,null,null,null,null,null,null,null,null,null,null,null,null,null,null,null,null,null,null,null,null,null,null,null,null,null,null,null,null,null,null,null,null,null,null,null,null,null,null,null,null,null,null,null,null,null,null,null,null,"Dec28","12/28 Hour 10",8674,8679]
["12/28","11:00:00","2023-12-28T11:00:00",12,28,11,2,null,null,null,null,null,null,null,null,null,null,null,null,null,null,null,null,null,null,null,null,null,null,null,null,null,null,null,null,null,null,null,null,null,null,null,null,null,null,null,null,null,null,null,null,null,null,null,null,null,null,null,null,null,null,null,null,null,null,null,null,null,null,null,null,null,null,null,null,null,null,null,null,null,null,null,null,"Dec28","12/28 Hour 11",8675,8680]
["12/28","12:00:00","2023-12-28T12:00:00",12,28,12,2,null,null,null,null,null,null,null,null,null,null,null,null,null,null,null,null,null,null,null,null,null,null,null,null,null,null,null,null,null,null,null,null,null,null,null,null,null,null,null,null,null,null,null,null,null,null,null,null,null,null,null,null,null,null,null,null,null,null,null,null,null,null,null,null,null,null,null,null,null,null,null,null,null,null,null,null,"Dec28","12/28 Hour 12",8676,8681]
["12/28","13:00:00","2023-12-28T13:00:00",12,28,13,2,null,null,null,null,null,null,null,null,null,null,null,null,null,null,null,null,null,null,null,null,null,null,null,null,null,null,null,null,null,null,null,null,null,null,null,null,null,null,null,null,null,null,null,null,null,null,null,null,null,null,null,null,null,null,null,null,null,null,null,null,null,null,null,null,null,null,null,null,null,null,null,null,null,null,null,null,"Dec28","12/28 Hour 13",8677,8682]
["12/28","14:00:00","2023-12-28T14:00:00",12,28,14,2,null,null,null,null,null,null,null,null,null,null,null,null,null,null,null,null,null,null,null,null,null,null,null,null,null,null,null,null,null,null,null,null,null,null,null,null,null,null,null,null,null,null,null,null,null,null,null,null,null,null,null,null,null,null,null,null,null,null,null,null,null,null,null,null,null,null,null,null,null,null,null,null,null,null,null,null,"Dec28","12/28 Hour 14",8678,8683]
["12/28","15:00:00","2023-12-28T15:00:00",12,28,15,2,null,null,null,null,null,null,null,null,null,null,null,null,null,null,null,null,null,null,null,null,null,null,null,null,null,null,null,null,null,null,null,null,null,null,null,null,null,null,null,null,null,null,null,null,null,null,null,null,null,null,null,null,null,null,null,null,null,null,null,null,null,null,null,null,null,null,null,null,null,null,null,null,null,null,null,null,"Dec28","12/28 Hour 15",8679,8684]
["12/28","16:00:00","2023-12-28T16:00:00",12,28,16,2,null,null,null,null,null,null,null,null,null,null,null,null,null,null,null,null,null,null,null,null,null,null,null,null,null,null,null,null,null,null,null,null,null,null,null,null,null,null,null,null,null,null,null,null,null,null,null,null,null,null,null,null,null,null,null,null,null,null,null,null,null,null,null,null,null,null,null,null,null,null,null,null,null,null,null,null,"Dec28","12/28 Hour 16",8680,8685]
["12/28","17:00:00","2023-12-28T17:00:00",12,28,17,2,null,null,null,null,null,null,null,null,null,null,null,null,null,null,null,null,null,null,null,null,null,null,null,null,null,null,null,null,null,null,null,null,null,null,null,null,null,null,null,null,null,null,null,null,null,null,null,null,null,null,null,null,null,null,null,null,null,null,null,null,null,null,null,null,null,null,null,null,null,null,null,null,null,null,null,null,"Dec28","12/28 Hour 17",8681,8686]
["12/28","18:00:00","2023-12-28T18:00:00",12,28,18,2,null,null,null,null,null,null,null,null,null,null,null,null,null,null,null,null,null,null,null,null,null,null,null,null,null,null,null,null,null,null,null,null,null,null,null,null,null,null,null,null,null,null,null,null,null,null,null,null,null,null,null,null,null,null,null,null,null,null,null,null,null,null,null,null,null,null,null,null,null,null,null,null,null,null,null,null,"Dec28","12/28 Hour 18",8682,8687]
["12/28","19:00:00","2023-12-28T19:00:00",12,28,19,2,null,null,null,null,null,null,null,null,null,null,null,null,null,null,null,null,null,null,null,null,null,null,null,null,null,null,null,null,null,null,null,null,null,null,null,null,null,null,null,null,null,null,null,null,null,null,null,null,null,null,null,null,null,null,null,null,null,null,null,null,null,null,null,null,null,null,null,null,null,null,null,null,null,null,null,null,"Dec28","12/28 Hour 19",8683,8688]
["12/28","20:00:00","2023-12-28T20:00:00",12,28,20,2,null,null,null,null,null,null,null,null,null,null,null,null,null,null,null,null,null,null,null,null,null,null,null,null,null,null,null,null,null,null,null,null,null,null,null,null,null,null,null,null,null,null,null,null,null,null,null,null,null,null,null,null,null,null,null,null,null,null,null,null,null,null,null,null,null,null,null,null,null,null,null,null,null,null,null,null,"Dec28","12/28 Hour 20",8684,8689]
["12/28","21:00:00","2023-12-28T21:00:00",12,28,21,2,null,null,null,null,null,null,null,null,null,null,null,null,null,null,null,null,null,null,null,null,null,null,null,null,null,null,null,null,null,null,null,null,null,null,null,null,null,null,null,null,null,null,null,null,null,null,null,null,null,null,null,null,null,null,null,null,null,null,null,null,null,null,null,null,null,null,null,null,null,null,null,null,null,null,null,null,"Dec28","12/28 Hour 21",8685,8690]
["12/28","22:00:00","2023-12-28T22:00:00",12,28,22,2,null,null,null,null,null,null,null,null,null,null,null,null,null,null,null,null,null,null,null,null,null,null,null,null,null,null,null,null,null,null,null,null,null,null,null,null,null,null,null,null,null,null,null,null,null,null,null,null,null,null,null,null,null,null,null,null,null,null,null,null,null,null,null,null,null,null,null,null,null,null,null,null,null,null,null,null,"Dec28","12/28 Hour 22",8686,8691]
["12/28","23:00:00","2023-12-28T23:00:00",12,28,23,2,null,null,null,null,null,null,null,null,null,null,null,null,null,null,null,null,null,null,null,null,null,null,null,null,null,null,null,null,null,null,null,null,null,null,null,null,null,null,null,null,null,null,null,null,null,null,null,null,null,null,null,null,null,null,null,null,null,null,null,null,null,null,null,null,null,null,null,null,null,null,null,null,null,null,null,null,"Dec28","12/28 Hour 23",8687,8692]
["12/28","00:00:00","2023-12-28",12,28,24,2,null,null,null,null,null,null,null,null,null,null,null,null,null,null,null,null,null,null,null,null,null,null,null,null,null,null,null,null,null,null,null,null,null,null,null,null,null,null,null,null,null,null,null,null,null,null,null,null,null,null,null,null,null,null,null,null,null,null,null,null,null,null,null,null,null,null,null,null,null,null,null,null,null,null,null,null,"Dec28","12/28 Hour 24",8688,8693]
["12/29","01:00:00","2023-12-29T01:00:00",12,29,1,3,null,null,null,null,null,null,null,null,null,null,null,null,null,null,null,null,null,null,null,null,null,null,null,null,null,null,null,null,null,null,null,null,null,null,null,null,null,null,null,null,null,null,null,null,null,null,null,null,null,null,null,null,null,null,null,null,null,null,null,null,null,null,null,null,null,null,null,null,null,null,null,null,null,null,null,null,"Dec29","12/29 Hour 1",8689,8694]
["12/29","02:00:00","2023-12-29T02:00:00",12,29,2,3,null,null,null,null,null,null,null,null,null,null,null,null,null,null,null,null,null,null,null,null,null,null,null,null,null,null,null,null,null,null,null,null,null,null,null,null,null,null,null,null,null,null,null,null,null,null,null,null,null,null,null,null,null,null,null,null,null,null,null,null,null,null,null,null,null,null,null,null,null,null,null,null,null,null,null,null,"Dec29","12/29 Hour 2",8690,8695]
["12/29","03:00:00","2023-12-29T03:00:00",12,29,3,3,null,null,null,null,null,null,null,null,null,null,null,null,null,null,null,null,null,null,null,null,null,null,null,null,null,null,null,null,null,null,null,null,null,null,null,null,null,null,null,null,null,null,null,null,null,null,null,null,null,null,null,null,null,null,null,null,null,null,null,null,null,null,null,null,null,null,null,null,null,null,null,null,null,null,null,null,"Dec29","12/29 Hour 3",8691,8696]
["12/29","04:00:00","2023-12-29T04:00:00",12,29,4,3,null,null,null,null,null,null,null,null,null,null,null,null,null,null,null,null,null,null,null,null,null,null,null,null,null,null,null,null,null,null,null,null,null,null,null,null,null,null,null,null,null,null,null,null,null,null,null,null,null,null,null,null,null,null,null,null,null,null,null,null,null,null,null,null,null,null,null,null,null,null,null,null,null,null,null,null,"Dec29","12/29 Hour 4",8692,8697]
["12/29","05:00:00","2023-12-29T05:00:00",12,29,5,3,null,null,null,null,null,null,null,null,null,null,null,null,null,null,null,null,null,null,null,null,null,null,null,null,null,null,null,null,null,null,null,null,null,null,null,null,null,null,null,null,null,null,null,null,null,null,null,null,null,null,null,null,null,null,null,null,null,null,null,null,null,null,null,null,null,null,null,null,null,null,null,null,null,null,null,null,"Dec29","12/29 Hour 5",8693,8698]
["12/29","06:00:00","2023-12-29T06:00:00",12,29,6,3,null,null,null,null,null,null,null,null,null,null,null,null,null,null,null,null,null,null,null,null,null,null,null,null,null,null,null,null,null,null,null,null,null,null,null,null,null,null,null,null,null,null,null,null,null,null,null,null,null,null,null,null,null,null,null,null,null,null,null,null,null,null,null,null,null,null,null,null,null,null,null,null,null,null,null,null,"Dec29","12/29 Hour 6",8694,8699]
["12/29","07:00:00","2023-12-29T07:00:00",12,29,7,3,null,null,null,null,null,null,null,null,null,null,null,null,null,null,null,null,null,null,null,null,null,null,null,null,null,null,null,null,null,null,null,null,null,null,null,null,null,null,null,null,null,null,null,null,null,null,null,null,null,null,null,null,null,null,null,null,null,null,null,null,null,null,null,null,null,null,null,null,null,null,null,null,null,null,null,null,"Dec29","12/29 Hour 7",8695,8700]
["12/29","08:00:00","2023-12-29T08:00:00",12,29,8,3,null,null,null,null,null,null,null,null,null,null,null,null,null,null,null,null,null,null,null,null,null,null,null,null,null,null,null,null,null,null,null,null,null,null,null,null,null,null,null,null,null,null,null,null,null,null,null,null,null,null,null,null,null,null,null,null,null,null,null,null,null,null,null,null,null,null,null,null,null,null,null,null,null,null,null,null,"Dec29","12/29 Hour 8",8696,8701]
["12/29","09:00:00","2023-12-29T09:00:00",12,29,9,3,null,null,null,null,null,null,null,null,null,null,null,null,null,null,null,null,null,null,null,null,null,null,null,null,null,null,null,null,null,null,null,null,null,null,null,null,null,null,null,null,null,null,null,null,null,null,null,null,null,null,null,null,null,null,null,null,null,null,null,null,null,null,null,null,null,null,null,null,null,null,null,null,null,null,null,null,"Dec29","12/29 Hour 9",8697,8702]
["12/29","10:00:00","2023-12-29T10:00:00",12,29,10,3,null,null,null,null,null,null,null,null,null,null,null,null,null,null,null,null,null,null,null,null,null,null,null,null,null,null,null,null,null,null,null,null,null,null,null,null,null,null,null,null,null,null,null,null,null,null,null,null,null,null,null,null,null,null,null,null,null,null,null,null,null,null,null,null,null,null,null,null,null,null,null,null,null,null,null,null,"Dec29","12/29 Hour 10",8698,8703]
["12/29","11:00:00","2023-12-29T11:00:00",12,29,11,3,null,null,null,null,null,null,null,null,null,null,null,null,null,null,null,null,null,null,null,null,null,null,null,null,null,null,null,null,null,null,null,null,null,null,null,null,null,null,null,null,null,null,null,null,null,null,null,null,null,null,null,null,null,null,null,null,null,null,null,null,null,null,null,null,null,null,null,null,null,null,null,null,null,null,null,null,"Dec29","12/29 Hour 11",8699,8704]
["12/29","12:00:00","2023-12-29T12:00:00",12,29,12,3,null,null,null,null,null,null,null,null,null,null,null,null,null,null,null,null,null,null,null,null,null,null,null,null,null,null,null,null,null,null,null,null,null,null,null,null,null,null,null,null,null,null,null,null,null,null,null,null,null,null,null,null,null,null,null,null,null,null,null,null,null,null,null,null,null,null,null,null,null,null,null,null,null,null,null,null,"Dec29","12/29 Hour 12",8700,8705]
["12/29","13:00:00","2023-12-29T13:00:00",12,29,13,3,null,null,null,null,null,null,null,null,null,null,null,null,null,null,null,null,null,null,null,null,null,null,null,null,null,null,null,null,null,null,null,null,null,null,null,null,null,null,null,null,null,null,null,null,null,null,null,null,null,null,null,null,null,null,null,null,null,null,null,null,null,null,null,null,null,null,null,null,null,null,null,null,null,null,null,null,"Dec29","12/29 Hour 13",8701,8706]
["12/29","14:00:00","2023-12-29T14:00:00",12,29,14,3,null,null,null,null,null,null,null,null,null,null,null,null,null,null,null,null,null,null,null,null,null,null,null,null,null,null,null,null,null,null,null,null,null,null,null,null,null,null,null,null,null,null,null,null,null,null,null,null,null,null,null,null,null,null,null,null,null,null,null,null,null,null,null,null,null,null,null,null,null,null,null,null,null,null,null,null,"Dec29","12/29 Hour 14",8702,8707]
["12/29","15:00:00","2023-12-29T15:00:00",12,29,15,3,null,null,null,null,null,null,null,null,null,null,null,null,null,null,null,null,null,null,null,null,null,null,null,null,null,null,null,null,null,null,null,null,null,null,null,null,null,null,null,null,null,null,null,null,null,null,null,null,null,null,null,null,null,null,null,null,null,null,null,null,null,null,null,null,null,null,null,null,null,null,null,null,null,null,null,null,"Dec29","12/29 Hour 15",8703,8708]
["12/29","16:00:00","2023-12-29T16:00:00",12,29,16,3,null,null,null,null,null,null,null,null,null,null,null,null,null,null,null,null,null,null,null,null,null,null,null,null,null,null,null,null,null,null,null,null,null,null,null,null,null,null,null,null,null,null,null,null,null,null,null,null,null,null,null,null,null,null,null,null,null,null,null,null,null,null,null,null,null,null,null,null,null,null,null,null,null,null,null,null,"Dec29","12/29 Hour 16",8704,8709]
["12/29","17:00:00",{"$f":"A8710+B8710","v":"2023-12-29T17:00:00"},12,29,17,3,null,null,null,null,null,null,null,null,null,null,null,null,null,null,null,null,null,null,null,null,null,null,null,null,null,null,null,null,null,null,null,null,null,null,null,null,null,null,null,null,null,null,null,null,null,null,null,null,null,null,null,null,null,null,null,null,null,null,null,null,null,null,null,null,null,null,null,null,null,null,null,null,null,null,null,null,"Dec29","12/29 Hour 17",8705,8710]
[{"$f":"TEXT(DATE(,D8711,E8711),\"MM/DD\")","v":"12/29"},{"$f":"TIME(F8711,0,0)","v":"18:00:00"},"2023-12-29T18:00:00",12,29,18,3,null,null,null,null,null,null,null,null,null,null,null,null,null,null,null,null,null,null,null,null,null,null,null,null,null,null,null,null,null,null,null,null,null,null,null,null,null,null,null,null,null,null,null,null,null,null,null,null,null,null,null,null,null,null,null,null,null,null,null,null,null,null,null,null,null,null,null,null,null,null,null,null,null,null,null,null,{"$f":"TEXT(D8711*29,\"mmm\")&E8711","v":"Dec29"},{"$f":"D8711&\"/\"&E8711&\" Hour \"&F8711","v":"12/29 Hour 18"},{"$f":"ROW()-ROW($CH$5)","v":8706},8711]
["12/29","19:00:00","2023-12-29T19:00:00",12,29,19,3,null,null,null,null,null,null,null,null,null,null,null,null,null,null,null,null,null,null,null,null,null,null,null,null,null,null,null,null,null,null,null,null,null,null,null,null,null,null,null,null,null,null,null,null,null,null,null,null,null,null,null,null,null,null,null,null,null,null,null,null,null,null,null,null,null,null,null,null,null,null,null,null,null,null,null,null,"Dec29","12/29 Hour 19",8707,8712]
["12/29","20:00:00","2023-12-29T20:00:00",12,29,20,3,null,null,null,null,null,null,null,null,null,null,null,null,null,null,null,null,null,null,null,null,null,null,null,null,null,null,null,null,null,null,null,null,null,null,null,null,null,null,null,null,null,null,null,null,null,null,null,null,null,null,null,null,null,null,null,null,null,null,null,null,null,null,null,null,null,null,null,null,null,null,null,null,null,null,null,null,"Dec29","12/29 Hour 20",8708,8713]
["12/29","21:00:00","2023-12-29T21:00:00",12,29,21,3,null,null,null,null,null,null,null,null,null,null,null,null,null,null,null,null,null,null,null,null,null,null,null,null,null,null,null,null,null,null,null,null,null,null,null,null,null,null,null,null,null,null,null,null,null,null,null,null,null,null,null,null,null,null,null,null,null,null,null,null,null,null,null,null,null,null,null,null,null,null,null,null,null,null,null,null,"Dec29","12/29 Hour 21",8709,8714]
["12/29","22:00:00","2023-12-29T22:00:00",12,29,22,3,null,null,null,null,null,null,null,null,null,null,null,null,null,null,null,null,null,null,null,null,null,null,null,null,null,null,null,null,null,null,null,null,null,null,null,null,null,null,null,null,null,null,null,null,null,null,null,null,null,null,null,null,null,null,null,null,null,null,null,null,null,null,null,null,null,null,null,null,null,null,null,null,null,null,null,null,"Dec29","12/29 Hour 22",8710,8715]
["12/29","23:00:00","2023-12-29T23:00:00",12,29,23,3,null,null,null,null,null,null,null,null,null,null,null,null,null,null,null,null,null,null,null,null,null,null,null,null,null,null,null,null,null,null,null,null,null,null,null,null,null,null,null,null,null,null,null,null,null,null,null,null,null,null,null,null,null,null,null,null,null,null,null,null,null,null,null,null,null,null,null,null,null,null,null,null,null,null,null,null,"Dec29","12/29 Hour 23",8711,8716]
["12/29","00:00:00","2023-12-29",12,29,24,3,null,null,null,null,null,null,null,null,null,null,null,null,null,null,null,null,null,null,null,null,null,null,null,null,null,null,null,null,null,null,null,null,null,null,null,null,null,null,null,null,null,null,null,null,null,null,null,null,null,null,null,null,null,null,null,null,null,null,null,null,null,null,null,null,null,null,null,null,null,null,null,null,null,null,null,null,"Dec29","12/29 Hour 24",8712,8717]
["12/30","01:00:00","2023-12-30T01:00:00",12,30,1,4,null,null,null,null,null,null,null,null,null,null,null,null,null,null,null,null,null,null,null,null,null,null,null,null,null,null,null,null,null,null,null,null,null,null,null,null,null,null,null,null,null,null,null,null,null,null,null,null,null,null,null,null,null,null,null,null,null,null,null,null,null,null,null,null,null,null,null,null,null,null,null,null,null,null,null,null,"Dec30","12/30 Hour 1",8713,8718]
["12/30","02:00:00","2023-12-30T02:00:00",12,30,2,4,null,null,null,null,null,null,null,null,null,null,null,null,null,null,null,null,null,null,null,null,null,null,null,null,null,null,null,null,null,null,null,null,null,null,null,null,null,null,null,null,null,null,null,null,null,null,null,null,null,null,null,null,null,null,null,null,null,null,null,null,null,null,null,null,null,null,null,null,null,null,null,null,null,null,null,null,"Dec30","12/30 Hour 2",8714,8719]
["12/30","03:00:00","2023-12-30T03:00:00",12,30,3,4,null,null,null,null,null,null,null,null,null,null,null,null,null,null,null,null,null,null,null,null,null,null,null,null,null,null,null,null,null,null,null,null,null,null,null,null,null,null,null,null,null,null,null,null,null,null,null,null,null,null,null,null,null,null,null,null,null,null,null,null,null,null,null,null,null,null,null,null,null,null,null,null,null,null,null,null,"Dec30","12/30 Hour 3",8715,8720]
["12/30","04:00:00","2023-12-30T04:00:00",12,30,4,4,null,null,null,null,null,null,null,null,null,null,null,null,null,null,null,null,null,null,null,null,null,null,null,null,null,null,null,null,null,null,null,null,null,null,null,null,null,null,null,null,null,null,null,null,null,null,null,null,null,null,null,null,null,null,null,null,null,null,null,null,null,null,null,null,null,null,null,null,null,null,null,null,null,null,null,null,"Dec30","12/30 Hour 4",8716,8721]
["12/30","05:00:00","2023-12-30T05:00:00",12,30,5,4,null,null,null,null,null,null,null,null,null,null,null,null,null,null,null,null,null,null,null,null,null,null,null,null,null,null,null,null,null,null,null,null,null,null,null,null,null,null,null,null,null,null,null,null,null,null,null,null,null,null,null,null,null,null,null,null,null,null,null,null,null,null,null,null,null,null,null,null,null,null,null,null,null,null,null,null,"Dec30","12/30 Hour 5",8717,8722]
["12/30","06:00:00","2023-12-30T06:00:00",12,30,6,4,null,null,null,null,null,null,null,null,null,null,null,null,null,null,null,null,null,null,null,null,null,null,null,null,null,null,null,null,null,null,null,null,null,null,null,null,null,null,null,null,null,null,null,null,null,null,null,null,null,null,null,null,null,null,null,null,null,null,null,null,null,null,null,null,null,null,null,null,null,null,null,null,null,null,null,null,"Dec30","12/30 Hour 6",8718,8723]
["12/30","07:00:00","2023-12-30T07:00:00",12,30,7,4,null,null,null,null,null,null,null,null,null,null,null,null,null,null,null,null,null,null,null,null,null,null,null,null,null,null,null,null,null,null,null,null,null,null,null,null,null,null,null,null,null,null,null,null,null,null,null,null,null,null,null,null,null,null,null,null,null,null,null,null,null,null,null,null,null,null,null,null,null,null,null,null,null,null,null,null,"Dec30","12/30 Hour 7",8719,8724]
["12/30","08:00:00","2023-12-30T08:00:00",12,30,8,4,null,null,null,null,null,null,null,null,null,null,null,null,null,null,null,null,null,null,null,null,null,null,null,null,null,null,null,null,null,null,null,null,null,null,null,null,null,null,null,null,null,null,null,null,null,null,null,null,null,null,null,null,null,null,null,null,null,null,null,null,null,null,null,null,null,null,null,null,null,null,null,null,null,null,null,null,"Dec30","12/30 Hour 8",8720,8725]
["12/30","09:00:00","2023-12-30T09:00:00",12,30,9,4,null,null,null,null,null,null,null,null,null,null,null,null,null,null,null,null,null,null,null,null,null,null,null,null,null,null,null,null,null,null,null,null,null,null,null,null,null,null,null,null,null,null,null,null,null,null,null,null,null,null,null,null,null,null,null,null,null,null,null,null,null,null,null,null,null,null,null,null,null,null,null,null,null,null,null,null,"Dec30","12/30 Hour 9",8721,8726]
["12/30","10:00:00","2023-12-30T10:00:00",12,30,10,4,null,null,null,null,null,null,null,null,null,null,null,null,null,null,null,null,null,null,null,null,null,null,null,null,null,null,null,null,null,null,null,null,null,null,null,null,null,null,null,null,null,null,null,null,null,null,null,null,null,null,null,null,null,null,null,null,null,null,null,null,null,null,null,null,null,null,null,null,null,null,null,null,null,null,null,null,"Dec30","12/30 Hour 10",8722,8727]
["12/30","11:00:00","2023-12-30T11:00:00",12,30,11,4,null,null,null,null,null,null,null,null,null,null,null,null,null,null,null,null,null,null,null,null,null,null,null,null,null,null,null,null,null,null,null,null,null,null,null,null,null,null,null,null,null,null,null,null,null,null,null,null,null,null,null,null,null,null,null,null,null,null,null,null,null,null,null,null,null,null,null,null,null,null,null,null,null,null,null,null,"Dec30","12/30 Hour 11",8723,8728]
["12/30","12:00:00","2023-12-30T12:00:00",12,30,12,4,null,null,null,null,null,null,null,null,null,null,null,null,null,null,null,null,null,null,null,null,null,null,null,null,null,null,null,null,null,null,null,null,null,null,null,null,null,null,null,null,null,null,null,null,null,null,null,null,null,null,null,null,null,null,null,null,null,null,null,null,null,null,null,null,null,null,null,null,null,null,null,null,null,null,null,null,"Dec30","12/30 Hour 12",8724,8729]
["12/30","13:00:00","2023-12-30T13:00:00",12,30,13,4,null,null,null,null,null,null,null,null,null,null,null,null,null,null,null,null,null,null,null,null,null,null,null,null,null,null,null,null,null,null,null,null,null,null,null,null,null,null,null,null,null,null,null,null,null,null,null,null,null,null,null,null,null,null,null,null,null,null,null,null,null,null,null,null,null,null,null,null,null,null,null,null,null,null,null,null,"Dec30","12/30 Hour 13",8725,8730]
["12/30","14:00:00","2023-12-30T14:00:00",12,30,14,4,null,null,null,null,null,null,null,null,null,null,null,null,null,null,null,null,null,null,null,null,null,null,null,null,null,null,null,null,null,null,null,null,null,null,null,null,null,null,null,null,null,null,null,null,null,null,null,null,null,null,null,null,null,null,null,null,null,null,null,null,null,null,null,null,null,null,null,null,null,null,null,null,null,null,null,null,"Dec30","12/30 Hour 14",8726,8731]
["12/30","15:00:00","2023-12-30T15:00:00",12,30,15,4,null,null,null,null,null,null,null,null,null,null,null,null,null,null,null,null,null,null,null,null,null,null,null,null,null,null,null,null,null,null,null,null,null,null,null,null,null,null,null,null,null,null,null,null,null,null,null,null,null,null,null,null,null,null,null,null,null,null,null,null,null,null,null,null,null,null,null,null,null,null,null,null,null,null,null,null,"Dec30","12/30 Hour 15",8727,8732]
["12/30","16:00:00","2023-12-30T16:00:00",12,30,16,4,null,null,null,null,null,null,null,null,null,null,null,null,null,null,null,null,null,null,null,null,null,null,null,null,null,null,null,null,null,null,null,null,null,null,null,null,null,null,null,null,null,null,null,null,null,null,null,null,null,null,null,null,null,null,null,null,null,null,null,null,null,null,null,null,null,null,null,null,null,null,null,null,null,null,null,null,"Dec30","12/30 Hour 16",8728,8733]
["12/30","17:00:00","2023-12-30T17:00:00",12,30,17,4,null,null,null,null,null,null,null,null,null,null,null,null,null,null,null,null,null,null,null,null,null,null,null,null,null,null,null,null,null,null,null,null,null,null,null,null,null,null,null,null,null,null,null,null,null,null,null,null,null,null,null,null,null,null,null,null,null,null,null,null,null,null,null,null,null,null,null,null,null,null,null,null,null,null,null,null,"Dec30","12/30 Hour 17",8729,8734]
["12/30","18:00:00","2023-12-30T18:00:00",12,30,18,4,null,null,null,null,null,null,null,null,null,null,null,null,null,null,null,null,null,null,null,null,null,null,null,null,null,null,null,null,null,null,null,null,null,null,null,null,null,null,null,null,null,null,null,null,null,null,null,null,null,null,null,null,null,null,null,null,null,null,null,null,null,null,null,null,null,null,null,null,null,null,null,null,null,null,null,null,"Dec30","12/30 Hour 18",8730,8735]
["12/30","19:00:00","2023-12-30T19:00:00",12,30,19,4,null,null,null,null,null,null,null,null,null,null,null,null,null,null,null,null,null,null,null,null,null,null,null,null,null,null,null,null,null,null,null,null,null,null,null,null,null,null,null,null,null,null,null,null,null,null,null,null,null,null,null,null,null,null,null,null,null,null,null,null,null,null,null,null,null,null,null,null,null,null,null,null,null,null,null,null,"Dec30","12/30 Hour 19",8731,8736]
["12/30","20:00:00","2023-12-30T20:00:00",12,30,20,4,null,null,null,null,null,null,null,null,null,null,null,null,null,null,null,null,null,null,null,null,null,null,null,null,null,null,null,null,null,null,null,null,null,null,null,null,null,null,null,null,null,null,null,null,null,null,null,null,null,null,null,null,null,null,null,null,null,null,null,null,null,null,null,null,null,null,null,null,null,null,null,null,null,null,null,null,"Dec30","12/30 Hour 20",8732,8737]
["12/30","21:00:00","2023-12-30T21:00:00",12,30,21,4,null,null,null,null,null,null,null,null,null,null,null,null,null,null,null,null,null,null,null,null,null,null,null,null,null,null,null,null,null,null,null,null,null,null,null,null,null,null,null,null,null,null,null,null,null,null,null,null,null,null,null,null,null,null,null,null,null,null,null,null,null,null,null,null,null,null,null,null,null,null,null,null,null,null,null,null,"Dec30","12/30 Hour 21",8733,8738]
["12/30","22:00:00","2023-12-30T22:00:00",12,30,22,4,null,null,null,null,null,null,null,null,null,null,null,null,null,null,null,null,null,null,null,null,null,null,null,null,null,null,null,null,null,null,null,null,null,null,null,null,null,null,null,null,null,null,null,null,null,null,null,null,null,null,null,null,null,null,null,null,null,null,null,null,null,null,null,null,null,null,null,null,null,null,null,null,null,null,null,null,"Dec30","12/30 Hour 22",8734,8739]
["12/30","23:00:00","2023-12-30T23:00:00",12,30,23,4,null,null,null,null,null,null,null,null,null,null,null,null,null,null,null,null,null,null,null,null,null,null,null,null,null,null,null,null,null,null,null,null,null,null,null,null,null,null,null,null,null,null,null,null,null,null,null,null,null,null,null,null,null,null,null,null,null,null,null,null,null,null,null,null,null,null,null,null,null,null,null,null,null,null,null,null,"Dec30","12/30 Hour 23",8735,8740]
["12/30","00:00:00","2023-12-30",12,30,24,4,null,null,null,null,null,null,null,null,null,null,null,null,null,null,null,null,null,null,null,null,null,null,null,null,null,null,null,null,null,null,null,null,null,null,null,null,null,null,null,null,null,null,null,null,null,null,null,null,null,null,null,null,null,null,null,null,null,null,null,null,null,null,null,null,null,null,null,null,null,null,null,null,null,null,null,null,"Dec30","12/30 Hour 24",8736,8741]
["12/31","01:00:00","2023-12-31T01:00:00",12,31,1,8,null,null,null,null,null,null,null,null,null,null,null,null,null,null,null,null,null,null,null,null,null,null,null,null,null,null,null,null,null,null,null,null,null,null,null,null,null,null,null,null,null,null,null,null,null,null,null,null,null,null,null,null,null,null,null,null,null,null,null,null,null,null,null,null,null,null,null,null,null,null,null,null,null,null,null,null,"Dec31","12/31 Hour 1",8737,8742]
["12/31","02:00:00","2023-12-31T02:00:00",12,31,2,8,null,null,null,null,null,null,null,null,null,null,null,null,null,null,null,null,null,null,null,null,null,null,null,null,null,null,null,null,null,null,null,null,null,null,null,null,null,null,null,null,null,null,null,null,null,null,null,null,null,null,null,null,null,null,null,null,null,null,null,null,null,null,null,null,null,null,null,null,null,null,null,null,null,null,null,null,"Dec31","12/31 Hour 2",8738,8743]
["12/31","03:00:00","2023-12-31T03:00:00",12,31,3,8,null,null,null,null,null,null,null,null,null,null,null,null,null,null,null,null,null,null,null,null,null,null,null,null,null,null,null,null,null,null,null,null,null,null,null,null,null,null,null,null,null,null,null,null,null,null,null,null,null,null,null,null,null,null,null,null,null,null,null,null,null,null,null,null,null,null,null,null,null,null,null,null,null,null,null,null,"Dec31","12/31 Hour 3",8739,8744]
["12/31","04:00:00","2023-12-31T04:00:00",12,31,4,8,null,null,null,null,null,null,null,null,null,null,null,null,null,null,null,null,null,null,null,null,null,null,null,null,null,null,null,null,null,null,null,null,null,null,null,null,null,null,null,null,null,null,null,null,null,null,null,null,null,null,null,null,null,null,null,null,null,null,null,null,null,null,null,null,null,null,null,null,null,null,null,null,null,null,null,null,"Dec31","12/31 Hour 4",8740,8745]
["12/31","05:00:00","2023-12-31T05:00:00",12,31,5,8,null,null,null,null,null,null,null,null,null,null,null,null,null,null,null,null,null,null,null,null,null,null,null,null,null,null,null,null,null,null,null,null,null,null,null,null,null,null,null,null,null,null,null,null,null,null,null,null,null,null,null,null,null,null,null,null,null,null,null,null,null,null,null,null,null,null,null,null,null,null,null,null,null,null,null,null,"Dec31","12/31 Hour 5",8741,8746]
["12/31","06:00:00","2023-12-31T06:00:00",12,31,6,8,null,null,null,null,null,null,null,null,null,null,null,null,null,null,null,null,null,null,null,null,null,null,null,null,null,null,null,null,null,null,null,null,null,null,null,null,null,null,null,null,null,null,null,null,null,null,null,null,null,null,null,null,null,null,null,null,null,null,null,null,null,null,null,null,null,null,null,null,null,null,null,null,null,null,null,null,"Dec31","12/31 Hour 6",8742,8747]
["12/31","07:00:00","2023-12-31T07:00:00",12,31,7,8,null,null,null,null,null,null,null,null,null,null,null,null,null,null,null,null,null,null,null,null,null,null,null,null,null,null,null,null,null,null,null,null,null,null,null,null,null,null,null,null,null,null,null,null,null,null,null,null,null,null,null,null,null,null,null,null,null,null,null,null,null,null,null,null,null,null,null,null,null,null,null,null,null,null,null,null,"Dec31","12/31 Hour 7",8743,8748]
["12/31","08:00:00","2023-12-31T08:00:00",12,31,8,8,null,null,null,null,null,null,null,null,null,null,null,null,null,null,null,null,null,null,null,null,null,null,null,null,null,null,null,null,null,null,null,null,null,null,null,null,null,null,null,null,null,null,null,null,null,null,null,null,null,null,null,null,null,null,null,null,null,null,null,null,null,null,null,null,null,null,null,null,null,null,null,null,null,null,null,null,"Dec31","12/31 Hour 8",8744,8749]
["12/31","09:00:00","2023-12-31T09:00:00",12,31,9,8,null,null,null,null,null,null,null,null,null,null,null,null,null,null,null,null,null,null,null,null,null,null,null,null,null,null,null,null,null,null,null,null,null,null,null,null,null,null,null,null,null,null,null,null,null,null,null,null,null,null,null,null,null,null,null,null,null,null,null,null,null,null,null,null,null,null,null,null,null,null,null,null,null,null,null,null,"Dec31","12/31 Hour 9",8745,8750]
["12/31","10:00:00","2023-12-31T10:00:00",12,31,10,8,null,null,null,null,null,null,null,null,null,null,null,null,null,null,null,null,null,null,null,null,null,null,null,null,null,null,null,null,null,null,null,null,null,null,null,null,null,null,null,null,null,null,null,null,null,null,null,null,null,null,null,null,null,null,null,null,null,null,null,null,null,null,null,null,null,null,null,null,null,null,null,null,null,null,null,null,"Dec31","12/31 Hour 10",8746,8751]
["12/31","11:00:00","2023-12-31T11:00:00",12,31,11,8,null,null,null,null,null,null,null,null,null,null,null,null,null,null,null,null,null,null,null,null,null,null,null,null,null,null,null,null,null,null,null,null,null,null,null,null,null,null,null,null,null,null,null,null,null,null,null,null,null,null,null,null,null,null,null,null,null,null,null,null,null,null,null,null,null,null,null,null,null,null,null,null,null,null,null,null,"Dec31","12/31 Hour 11",8747,8752]
["12/31","12:00:00","2023-12-31T12:00:00",12,31,12,8,null,null,null,null,null,null,null,null,null,null,null,null,null,null,null,null,null,null,null,null,null,null,null,null,null,null,null,null,null,null,null,null,null,null,null,null,null,null,null,null,null,null,null,null,null,null,null,null,null,null,null,null,null,null,null,null,null,null,null,null,null,null,null,null,null,null,null,null,null,null,null,null,null,null,null,null,"Dec31","12/31 Hour 12",8748,8753]
["12/31","13:00:00","2023-12-31T13:00:00",12,31,13,8,null,null,null,null,null,null,null,null,null,null,null,null,null,null,null,null,null,null,null,null,null,null,null,null,null,null,null,null,null,null,null,null,null,null,null,null,null,null,null,null,null,null,null,null,null,null,null,null,null,null,null,null,null,null,null,null,null,null,null,null,null,null,null,null,null,null,null,null,null,null,null,null,null,null,null,null,"Dec31","12/31 Hour 13",8749,8754]
["12/31","14:00:00","2023-12-31T14:00:00",12,31,14,8,null,null,null,null,null,null,null,null,null,null,null,null,null,null,null,null,null,null,null,null,null,null,null,null,null,null,null,null,null,null,null,null,null,null,null,null,null,null,null,null,null,null,null,null,null,null,null,null,null,null,null,null,null,null,null,null,null,null,null,null,null,null,null,null,null,null,null,null,null,null,null,null,null,null,null,null,"Dec31","12/31 Hour 14",8750,8755]
["12/31","15:00:00","2023-12-31T15:00:00",12,31,15,8,null,null,null,null,null,null,null,null,null,null,null,null,null,null,null,null,null,null,null,null,null,null,null,null,null,null,null,null,null,null,null,null,null,null,null,null,null,null,null,null,null,null,null,null,null,null,null,null,null,null,null,null,null,null,null,null,null,null,null,null,null,null,null,null,null,null,null,null,null,null,null,null,null,null,null,null,"Dec31","12/31 Hour 15",8751,8756]
["12/31","16:00:00","2023-12-31T16:00:00",12,31,16,8,null,null,null,null,null,null,null,null,null,null,null,null,null,null,null,null,null,null,null,null,null,null,null,null,null,null,null,null,null,null,null,null,null,null,null,null,null,null,null,null,null,null,null,null,null,null,null,null,null,null,null,null,null,null,null,null,null,null,null,null,null,null,null,null,null,null,null,null,null,null,null,null,null,null,null,null,"Dec31","12/31 Hour 16",8752,8757]
["12/31","17:00:00","2023-12-31T17:00:00",12,31,17,8,null,null,null,null,null,null,null,null,null,null,null,null,null,null,null,null,null,null,null,null,null,null,null,null,null,null,null,null,null,null,null,null,null,null,null,null,null,null,null,null,null,null,null,null,null,null,null,null,null,null,null,null,null,null,null,null,null,null,null,null,null,null,null,null,null,null,null,null,null,null,null,null,null,null,null,null,"Dec31","12/31 Hour 17",8753,8758]
["12/31","18:00:00","2023-12-31T18:00:00",12,31,18,8,null,null,null,null,null,null,null,null,null,null,null,null,null,null,null,null,null,null,null,null,null,null,null,null,null,null,null,null,null,null,null,null,null,null,null,null,null,null,null,null,null,null,null,null,null,null,null,null,null,null,null,null,null,null,null,null,null,null,null,null,null,null,null,null,null,null,null,null,null,null,null,null,null,null,null,null,"Dec31","12/31 Hour 18",8754,8759]
["12/31","19:00:00","2023-12-31T19:00:00",12,31,19,8,null,null,null,null,null,null,null,null,null,null,null,null,null,null,null,null,null,null,null,null,null,null,null,null,null,null,null,null,null,null,null,null,null,null,null,null,null,null,null,null,null,null,null,null,null,null,null,null,null,null,null,null,null,null,null,null,null,null,null,null,null,null,null,null,null,null,null,null,null,null,null,null,null,null,null,null,"Dec31","12/31 Hour 19",8755,8760]
["12/31","20:00:00","2023-12-31T20:00:00",12,31,20,8,null,null,null,null,null,null,null,null,null,null,null,null,null,null,null,null,null,null,null,null,null,null,null,null,null,null,null,null,null,null,null,null,null,null,null,null,null,null,null,null,null,null,null,null,null,null,null,null,null,null,null,null,null,null,null,null,null,null,null,null,null,null,null,null,null,null,null,null,null,null,null,null,null,null,null,null,"Dec31","12/31 Hour 20",8756,8761]
["12/31","21:00:00","2023-12-31T21:00:00",12,31,21,8,null,null,null,null,null,null,null,null,null,null,null,null,null,null,null,null,null,null,null,null,null,null,null,null,null,null,null,null,null,null,null,null,null,null,null,null,null,null,null,null,null,null,null,null,null,null,null,null,null,null,null,null,null,null,null,null,null,null,null,null,null,null,null,null,null,null,null,null,null,null,null,null,null,null,null,null,"Dec31","12/31 Hour 21",8757,8762]
["12/31","22:00:00","2023-12-31T22:00:00",12,31,22,8,null,null,null,null,null,null,null,null,null,null,null,null,null,null,null,null,null,null,null,null,null,null,null,null,null,null,null,null,null,null,null,null,null,null,null,null,null,null,null,null,null,null,null,null,null,null,null,null,null,null,null,null,null,null,null,null,null,null,null,null,null,null,null,null,null,null,null,null,null,null,null,null,null,null,null,null,"Dec31","12/31 Hour 22",8758,8763]
["12/31","23:00:00","2023-12-31T23:00:00",12,31,23,8,null,null,null,null,null,null,null,null,null,null,null,null,null,null,null,null,null,null,null,null,null,null,null,null,null,null,null,null,null,null,null,null,null,null,null,null,null,null,null,null,null,null,null,null,null,null,null,null,null,null,null,null,null,null,null,null,null,null,null,null,null,null,null,null,null,null,null,null,null,null,null,null,null,null,null,null,"Dec31","12/31 Hour 23",8759,8764]
["12/31","00:00:00","2023-12-31",12,31,24,8,null,null,null,null,null,null,null,null,null,null,null,null,null,null,null,null,null,null,null,null,null,null,null,null,null,null,null,null,null,null,null,null,null,null,null,null,null,null,null,null,null,null,null,null,null,null,null,null,null,null,null,null,null,null,null,null,null,null,null,null,null,null,null,null,null,null,null,null,null,null,null,null,null,null,null,null,"Dec31","12/31 Hour 24",8760,8765]

{"sheet":"Hourly District Input","index":11,"n_rows":8765,"n_cols":153,"rows_kept":562,"cut":true,"hidden":false,"merged":[[72,127,72,131],[72,132,72,136],[12,127,12,131],[12,132,12,136],[42,127,42,131],[42,132,42,136],[3,45,3,63],[3,102,3,120],[2,3,3,5],[3,7,3,25],[3,26,3,44],[3,64,3,82],[3,83,3,101],[2,7,2,63],[2,64,2,120]],"bounds":{"rows_first":250,"rows_last":62,"rows_between":250,"halvings":3}}
[null,null,{"$f":"5/0","v":{"$error":"#DIV/0!"}},null,null,null,1,{"$f":"IF('Demand Savings Customization'!$AB$14=TRUE,0,1)","v":1},{"$f":"IF('Demand Savings Customization'!$AB$14=TRUE,0,1)","v":1},{"$f":"IF('Demand Savings Customization'!$AB$14=TRUE,0,1)","v":1},{"$f":"IF('Demand Savings Customization'!$AB$14=TRUE,0,1)","v":1},{"$f":"IF('Demand Savings Customization'!$AB$14=TRUE,0,1)","v":1},{"$f":"IF('Demand Savings Customization'!$AB$14=TRUE,0,1)","v":1},{"$f":"IF('Demand Savings Customization'!$AB$14=TRUE,0,1)","v":1},{"$f":"IF('Demand Savings Customization'!$AB$14=TRUE,0,1)","v":1},{"$f":"IF('Demand Savings Customization'!$AB$14=TRUE,0,1)","v":1},{"$f":"IF('Demand Savings Customization'!$AB$14=TRUE,0,1)","v":1},{"$f":"IF('Demand Savings Customization'!$AB$14=TRUE,0,1)","v":1},{"$f":"IF('Demand Savings Customization'!$AB$14=TRUE,0,1)","v":1},{"$f":"IF('Demand Savings Customization'!$AB$14=TRUE,0,1)","v":1},{"$f":"IF('Demand Savings Customization'!$AB$14=TRUE,0,1)","v":1},{"$f":"IF('Demand Savings Customization'!$AB$14=TRUE,0,1)","v":1},{"$f":"IF('Demand Savings Customization'!$AB$14=TRUE,0,1)","v":1},{"$f":"IF('Demand Savings Customization'!$AB$14=TRUE,0,1)","v":1},{"$f":"IF('Demand Savings Customization'!$AB$14=TRUE,0,1)","v":1},1,{"$f":"IF('Demand Savings Customization'!$AB$18=TRUE,0,1)","v":1},{"$f":"IF('Demand Savings Customization'!$AB$18=TRUE,0,1)","v":1},{"$f":"IF('Demand Savings Customization'!$AB$18=TRUE,0,1)","v":1},{"$f":"IF('Demand Savings Customization'!$AB$18=TRUE,0,1)","v":1},{"$f":"IF('Demand Savings Customization'!$AB$18=TRUE,0,1)","v":1},{"$f":"IF('Demand Savings Customization'!$AB$18=TRUE,0,1)","v":1},{"$f":"IF('Demand Savings Customization'!$AB$18=TRUE,0,1)","v":1},{"$f":"IF('Demand Savings Customization'!$AB$18=TRUE,0,1)","v":1},{"$f":"IF('Demand Savings Customization'!$AB$18=TRUE,0,1)","v":1},{"$f":"IF('Demand Savings Customization'!$AB$18=TRUE,0,1)","v":1},{"$f":"IF('Demand Savings Customization'!$AB$18=TRUE,0,1)","v":1},{"$f":"IF('Demand Savings Customization'!$AB$18=TRUE,0,1)","v":1},{"$f":"IF('Demand Savings Customization'!$AB$18=TRUE,0,1)","v":1},{"$f":"IF('Demand Savings Customization'!$AB$18=TRUE,0,1)","v":1},{"$f":"IF('Demand Savings Customization'!$AB$18=TRUE,0,1)","v":1},{"$f":"IF('Demand Savings Customization'!$AB$18=TRUE,0,1)","v":1},{"$f":"IF('Demand Savings Customization'!$AB$18=TRUE,0,1)","v":1},{"$f":"IF('Demand Savings Customization'!$AB$18=TRUE,0,1)","v":1},1,null,null,null,null,null,null,null,null,null,null,null,null,null,null,null,null,null,null,null,{"$f":"IF('Demand Savings Customization'!$AB$14=TRUE,0,1)","v":1},{"$f":"IF('Demand Savings Customization'!$AB$14=TRUE,0,1)","v":1},{"$f":"IF('Demand Savings Customization'!$AB$14=TRUE,0,1)","v":1},{"$f":"IF('Demand Savings Customization'!$AB$14=TRUE,0,1)","v":1},{"$f":"IF('Demand Savings Customization'!$AB$14=TRUE,0,1)","v":1},{"$f":"IF('Demand Savings Customization'!$AB$14=TRUE,0,1)","v":1},{"$f":"IF('Demand Savings Customization'!$AB$14=TRUE,0,1)","v":1},{"$f":"IF('Demand Savings Customization'!$AB$14=TRUE,0,1)","v":1},{"$f":"IF('Demand Savings Customization'!$AB$14=TRUE,0,1)","v":1},{"$f":"IF('Demand Savings Customization'!$AB$14=TRUE,0,1)","v":1},{"$f":"IF('Demand Savings Customization'!$AB$14=TRUE,0,1)","v":1},{"$f":"IF('Demand Savings Customization'!$AB$14=TRUE,0,1)","v":1},{"$f":"IF('Demand Savings Customization'!$AB$14=TRUE,0,1)","v":1},{"$f":"IF('Demand Savings Customization'!$AB$14=TRUE,0,1)","v":1},{"$f":"IF('Demand Savings Customization'!$AB$14=TRUE,0,1)","v":1},{"$f":"IF('Demand Savings Customization'!$AB$14=TRUE,0,1)","v":1},{"$f":"IF('Demand Savings Customization'!$AB$14=TRUE,0,1)","v":1},{"$f":"IF('Demand Savings Customization'!$AB$14=TRUE,0,1)","v":1},1,{"$f":"IF('Demand Savings Customization'!$AB$18=TRUE,0,1)","v":1},{"$f":"IF('Demand Savings Customization'!$AB$18=TRUE,0,1)","v":1},{"$f":"IF('Demand Savings Customization'!$AB$18=TRUE,0,1)","v":1},{"$f":"IF('Demand Savings Customization'!$AB$18=TRUE,0,1)","v":1},{"$f":"IF('Demand Savings Customization'!$AB$18=TRUE,0,1)","v":1},{"$f":"IF('Demand Savings Customization'!$AB$18=TRUE,0,1)","v":1},{"$f":"IF('Demand Savings Customization'!$AB$18=TRUE,0,1)","v":1},{"$f":"IF('Demand Savings Customization'!$AB$18=TRUE,0,1)","v":1},{"$f":"IF('Demand Savings Customization'!$AB$18=TRUE,0,1)","v":1},{"$f":"IF('Demand Savings Customization'!$AB$18=TRUE,0,1)","v":1},{"$f":"IF('Demand Savings Customization'!$AB$18=TRUE,0,1)","v":1},{"$f":"IF('Demand Savings Customization'!$AB$18=TRUE,0,1)","v":1},{"$f":"IF('Demand Savings Customization'!$AB$18=TRUE,0,1)","v":1},{"$f":"IF('Demand Savings Customization'!$AB$18=TRUE,0,1)","v":1},{"$f":"IF('Demand Savings Customization'!$AB$18=TRUE,0,1)","v":1},{"$f":"IF('Demand Savings Customization'!$AB$18=TRUE,0,1)","v":1},{"$f":"IF('Demand Savings Customization'!$AB$18=TRUE,0,1)","v":1},{"$f":"IF('Demand Savings Customization'!$AB$18=TRUE,0,1)","v":1},1,null,null,null,null,null,null,null,null,null,null,null,null,null,null,null,null,null,null,null,null,null,null,1]
[null,null,null,null,null,null,null,null,null,null,null,null,null,null,null,null,null,null,null,null,null,null,null,null,null,null,null,null,null,null,null,null,null,null,null,null,null,null,null,null,null,null,null,null,null,null,null,null,null,null,null,null,null,null,null,null,null,null,null,null,null,null,null,null,null,null,null,null,null,null,null,null,null,null,null,null,null,null,null,null,null,null,null,null,null,null,null,null,null,null,null,null,null,null,null,null,null,null,null,null,null,null,null,null,null,null,null,null,null,null,null,null,null,null,null,null,null,null,null,null,null,null,null,null,2,null,null,"Made this equal to electricity for all fuels",null,null,null,null,null,null,null,null,null,null,null,"Made this equal to electricity for all fuels",null,null,null,null,null,null,null,"Made this equal to electricity for all fuels"]
[null,null,null,"Instructions\n1. Copy and paste hourly data from the simulation tool for district cooling, district hot water, district steam demand in the yellow cells for the baseline and proposed models. Make manual adjustments as needed.",null,null,null,"Baseline/Budget",null,null,null,null,null,null,null,null,null,null,null,null,null,null,null,null,null,null,null,null,null,null,null,null,null,null,null,null,null,null,null,null,null,null,null,null,null,null,null,null,null,null,null,null,null,null,null,null,null,null,null,null,null,null,null,null,"Proposed",null,null,null,null,null,null,null,null,null,null,null,null,null,null,null,null,null,null,null,null,null,null,null,null,null,null,null,null,null,null,null,null,null,null,null,null,null,null,null,null,null,null,null,null,null,null,null,null,null,null,null,null,null,null,null,null,null,null,null,3,null,2,"Start date",{"$f":"INDEX(Demand_Savings_Customization_ElecTable,$DW3,'Demand Savings Customization'!G$23)","v":"2023-06-01"},{"$f":"INDEX(Demand_Savings_Customization_ElecTable,$DW3,'Demand Savings Customization'!H$23)","v":"2023-07-01"},{"$f":"INDEX(Demand_Savings_Customization_ElecTable,$DW3,'Demand Savings Customization'!I$23)","v":"2023-08-01"},{"$f":"INDEX(Demand_Savings_Customization_ElecTable,$DW3,'Demand Savings Customization'!J$23)","v":"2023-12-01"},{"$f":"INDEX(Demand_Savings_Customization_ElecTable,$DW3,'Demand Savings Customization'!K$23)","v":"2023-01-01"},null,"Monday",1,null,null,2,"Start date",{"$f":"DY3","v":"2023-06-01"},{"$f":"DZ3","v":"2023-07-01"},"2023-08-01","2023-12-01","2023-01-01",null,2,"Start date",{"$f":"DY3","v":"2023-06-01"},{"$f":"DZ3","v":"2023-07-01"},"2023-08-01","2023-12-01","2023-01-01"]
[null,null,null,null,null,null,null,"District Cooling Btu/hr - Hourly Values",null,null,null,null,null,null,null,null,null,null,null,null,null,null,null,null,null,null,"District Hot Water Btu/hr - Hourly Values",null,null,null,null,null,null,null,null,null,null,null,null,null,null,null,null,null,null,"District Steam Btu/hr - Hourly Values",null,null,null,null,null,null,null,null,null,null,null,null,null,null,null,null,null,null,"District Cooling Btu/hr - Hourly Values",null,null,null,null,null,null,null,null,null,null,null,null,null,null,null,null,null,null,"District Hot Water Btu/hr - Hourly Values",null,null,null,null,null,null,null,null,null,null,null,null,null,null,null,null,null,null,"District Steam Btu/hr - Hourly Values",null,null,null,null,null,null,null,null,null,null,null,null,null,null,null,null,null,null,null,null,null,4,null,3,"End date",{"$f":"INDEX(Demand_Savings_Customization_ElecTable,$DW4,'Demand Savings Customization'!G$23)","v":"2023-06-30"},{"$f":"INDEX(Demand_Savings_Customization_ElecTable,$DW4,'Demand Savings Customization'!H$23)","v":"2023-07-31"},{"$f":"INDEX(Demand_Savings_Customization_ElecTable,$DW4,'Demand Savings Customization'!I$23)","v":"2023-08-31"},{"$f":"INDEX(Demand_Savings_Customization_ElecTable,$DW4,'Demand Savings Customization'!J$23)","v":"2023-12-31"},{"$f":"INDEX(Demand_Savings_Customization_ElecTable,$DW4,'Demand Savings Customization'!K$23)","v":"2023-01-31"},null,"Tuesday",2,null,null,3,"End date",{"$f":"DY4","v":"2023-06-30"},{"$f":"DZ4","v":"2023-07-31"},{"$f":"EA4","v":"2023-08-31"},{"$f":"EB4","v":"2023-12-31"},{"$f":"EC4","v":"2023-01-31"},null,3,"End date",{"$f":"DY4","v":"2023-06-30"},{"$f":"DZ4","v":"2023-07-31"},{"$f":"EA4","v":"2023-08-31"},{"$f":"EB4","v":"2023-12-31"},{"$f":"EC4","v":"2023-01-31"}]
["Date","Time","Date and Time","Month","Day","Hour","Type","Interior Lighting","Interior Lighting (unregulated)","Exterior Lighting","Space Heating","Heat Pump Supplemental Heater","Space Cooling","Pumps","Heat Rejection","Fans - Interior Ventilation","Fans - Parking Garage","Service Water Heating","Misc Equipment","Industrial Process","Refrigeration Equipment (regulated)","Refrigeration Equipment (unregulated)","Elevators and Escalators","Other Regulated","Other Unregulated","Total","Interior Lighting","Interior Lighting (unregulated)","Exterior Lighting","Space Heating","Heat Pump Supplemental Heater","Space Cooling","Pumps","Heat Rejection","Fans - Interior Ventilation","Fans - Parking Garage","Service Water Heating","Misc Equipment","Industrial Process","Refrigeration Equipment (regulated)","Refrigeration Equipment (unregulated)","Elevators and Escalators","Other Regulated","Other Unregulated","Total","Interior Lighting","Interior Lighting (unregulated)","Exterior Lighting","Space Heating","Heat Pump Supplemental Heater","Space Cooling","Pumps","Heat Rejection","Fans - Interior Ventilation","Fans - Parking Garage","Service Water Heating","Misc Equipment","Industrial Process","Refrigeration Equipment (regulated)","Refrigeration Equipment (unregulated)","Elevators and Escalators","Other Regulated","Other Unregulated","Total","Interior Lighting","Interior Lighting (unregulated)","Exterior Lighting","Space Heating","Heat Pump Supplemental Heater","Space Cooling","Pumps","Heat Rejection","Fans - Interior Ventilation","Fans - Parking Garage","Service Water Heating","Misc Equipment","Industrial Process","Refrigeration Equipment (regulated)","Refrigeration Equipment (unregulated)","Elevators and Escalators","Other Regulated","Other Unregulated","Total","Interior Lighting","Interior Lighting (unregulated)","Exterior Lighting","Space Heating","Heat Pump Supplemental Heater","Space Cooling","Pumps","Heat Rejection","Fans - Interior Ventilation","Fans - Parking Garage","Service Water Heating","Misc Equipment","Industrial Process","Refrigeration Equipment (regulated)","Refrigeration Equipment (unregulated)","Elevators and Escalators","Other Regulated","Other Unregulated","Total","Interior Lighting","Interior Lighting (unregulated)","Exterior Lighting","Space Heating","Heat Pump Supplemental Heater","Space Cooling","Pumps","Heat Rejection","Fans - Interior Ventilation","Fans - Parking Garage","Service Water Heating","Misc Equipment","Industrial Process","Refrigeration Equipment (regulated)","Refrigeration Equipment (unregulated)","Elevators and Escalators","Other Regulated","Other Unregulated","Total","Month&Day","Date and Hour","Row #",5,null,4,"Start time",{"$f":"INDEX(Demand_Savings_Customization_ElecTable,$DW5,'Demand Savings Customization'!G$23)","v":1},{"$f":"INDEX(Demand_Savings_Customization_ElecTable,$DW5,'Demand Savings Customization'!H$23)","v":1},{"$f":"INDEX(Demand_Savings_Customization_ElecTable,$DW5,'Demand Savings Customization'!I$23)","v":1},{"$f":"INDEX(Demand_Savings_Customization_ElecTable,$DW5,'Demand Savings Customization'!J$23)","v":1},{"$f":"INDEX(Demand_Savings_Customization_ElecTable,$DW5,'Demand Savings Customization'!K$23)","v":1},null,"Wednesday",3,null,null,4,"Start time","1900-01-01","1900-01-01","1900-01-01","1900-01-01","1900-01-01",null,4,"Start time","1900-01-01","1900-01-01","1900-01-01","1900-01-01","1900-01-01"]
[{"$f":"TEXT(DATE(,D6,E6),\"MM/DD\")","v":"01/01"},{"$f":"TIME(F6,0,0)","v":"01:00:00"},{"$f":"A6+B6","v":"2023-01-01T01:00:00"},1,1,1,8,null,null,null,null,null,null,null,null,null,null,null,null,null,null,null,null,null,null,null,null,null,null,null,null,null,null,null,null,null,null,null,null,null,null,null,null,null,null,null,null,null,null,null,null,null,null,null,null,null,null,null,null,null,null,null,null,null,null,null,null,null,null,null,null,null,null,null,null,null,null,null,null,null,null,null,null,null,null,null,null,null,null,null,null,null,null,null,null,null,null,null,null,null,null,null,null,null,null,null,null,null,null,null,null,null,null,null,null,null,null,null,null,null,null,{"$f":"TEXT(D6*29,\"mmm\")&E6","v":"Jan1"},{"$f":"D6&\"/\"&E6&\" Hour \"&F6","v":"1/1 Hour 1"},{"$f":"ROW()-ROW($DT$5)","v":1},6,null,5,"End time",{"$f":"INDEX(Demand_Savings_Customization_ElecTable,$DW6,'Demand Savings Customization'!G$23)","v":24},{"$f":"INDEX(Demand_Savings_Customization_ElecTable,$DW6,'Demand Savings Customization'!H$23)","v":24},{"$f":"INDEX(Demand_Savings_Customization_ElecTable,$DW6,'Demand Savings Customization'!I$23)","v":24},{"$f":"INDEX(Demand_Savings_Customization_ElecTable,$DW6,'Demand Savings Customization'!J$23)","v":24},{"$f":"INDEX(Demand_Savings_Customization_ElecTable,$DW6,'Demand Savings Customization'!K$23)","v":24},null,"Thursday",4,null,null,5,"End time","1900-01-24","1900-01-24","1900-01-24","1900-01-24","1900-01-24",null,5,"End time","1900-01-24","1900-01-24","1900-01-24","1900-01-24","1900-01-24"]
[{"$f":"TEXT(DATE(,D7,E7),\"MM/DD\")","v":"01/01"},{"$f":"TIME(F7,0,0)","v":"02:00:00"},"2023-01-01T02:00:00",1,1,2,8,null,null,null,null,null,null,null,null,null,null,null,null,null,null,null,null,null,null,null,null,null,null,null,null,null,null,null,null,null,null,null,null,null,null,null,null,null,null,null,null,null,null,null,null,null,null,null,null,null,null,null,null,null,null,null,null,null,null,null,null,null,null,null,null,null,null,null,null,null,null,null,null,null,null,null,null,null,null,null,null,null,null,null,null,null,null,null,null,null,null,null,null,null,null,null,null,null,null,null,null,null,null,null,null,null,null,null,null,null,null,null,null,null,null,"Jan1","1/1 Hour 2",{"$f":"ROW()-ROW($DT$5)","v":2},7,null,6,"Day type",{"$f":"INDEX(Demand_Savings_Customization_ElecTable,$DW7,'Demand Savings Customization'!G$23)","v":"All Days"},{"$f":"INDEX(Demand_Savings_Customization_ElecTable,$DW7,'Demand Savings Customization'!H$23)","v":"All Days"},{"$f":"INDEX(Demand_Savings_Customization_ElecTable,$DW7,'Demand Savings Customization'!I$23)","v":"All Days"},{"$f":"INDEX(Demand_Savings_Customization_ElecTable,$DW7,'Demand Savings Customization'!J$23)","v":"All Days"},{"$f":"INDEX(Demand_Savings_Customization_ElecTable,$DW7,'Demand Savings Customization'!K$23)","v":"All Days"},null,"Friday",5,null,null,6,"Day type","All Days","All Days","All Days","All Days","All Days",null,6,"Day type","All Days","All Days","All Days","All Days","All Days"]
["01/01","03:00:00","2023-01-01T03:00:00",1,1,3,8,null,null,null,null,null,null,null,null,null,null,null,null,null,null,null,null,null,null,null,null,null,null,null,null,null,null,null,null,null,null,null,null,null,null,null,null,null,null,null,null,null,null,null,null,null,null,null,null,null,null,null,null,null,null,null,null,null,null,null,null,null,null,null,null,null,null,null,null,null,null,null,null,null,null,null,null,null,null,null,null,null,null,null,null,null,null,null,null,null,null,null,null,null,null,null,null,null,null,null,null,null,null,null,null,null,null,null,null,null,null,null,null,null,null,"Jan1","1/1 Hour 3",3,8,null,null,"Day type 1",{"$f":"IF(DY7=\"Weekends\",6,1)","v":1},{"$f":"IF(DZ7=\"Weekends\",6,1)","v":1},1,1,1,null,"Saturday",6,null,null,null,"Day type 1",{"$f":"IF(EK7=\"Weekends\",6,1)","v":1},{"$f":"IF(EL7=\"Weekends\",6,1)","v":1},1,1,1,null,null,"Day type 1",{"$f":"IF(ES7=\"Weekends\",6,1)","v":1},{"$f":"IF(ET7=\"Weekends\",6,1)","v":1},1,1,1]
["01/01","04:00:00","2023-01-01T04:00:00",1,1,4,8,null,null,null,null,null,null,null,null,null,null,null,null,null,null,null,null,null,null,null,null,null,null,null,null,null,null,null,null,null,null,null,null,null,null,null,null,null,null,null,null,null,null,null,null,null,null,null,null,null,null,null,null,null,null,null,null,null,null,null,null,null,null,null,null,null,null,null,null,null,null,null,null,null,null,null,null,null,null,null,null,null,null,null,null,null,null,null,null,null,null,null,null,null,null,null,null,null,null,null,null,null,null,null,null,null,null,null,null,null,null,null,null,null,null,"Jan1","1/1 Hour 4",4,9,null,null,"Day type 2",{"$f":"IF(DY7=\"Weekdays\",5,IF(DY7=\"All Days\",8,7))","v":8},{"$f":"IF(DZ7=\"Weekdays\",5,IF(DZ7=\"All Days\",8,7))","v":8},8,8,8,null,"Sunday",7,null,null,null,"Day type 2",{"$f":"IF(EK7=\"Weekdays\",5,IF(EK7=\"All Days\",8,7))","v":8},{"$f":"IF(EL7=\"Weekdays\",5,IF(EL7=\"All Days\",8,7))","v":8},8,8,8,null,null,"Day type 2",{"$f":"IF(ES7=\"Weekdays\",5,IF(ES7=\"All Days\",8,7))","v":8},{"$f":"IF(ET7=\"Weekdays\",5,IF(ET7=\"All Days\",8,7))","v":8},8,8,8]
["01/01","05:00:00","2023-01-01T05:00:00",1,1,5,8,null,null,null,null,null,null,null,null,null,null,null,null,null,null,null,null,null,null,null,null,null,null,null,null,null,null,null,null,null,null,null,null,null,null,null,null,null,null,null,null,null,null,null,null,null,null,null,null,null,null,null,null,null,null,null,null,null,null,null,null,null,null,null,null,null,null,null,null,null,null,null,null,null,null,null,null,null,null,null,null,null,null,null,null,null,null,null,null,null,null,null,null,null,null,null,null,null,null,null,null,null,null,null,null,null,null,null,null,null,null,null,null,null,null,"Jan1","1/1 Hour 5",5,10,null,null,"Month start",{"$f":"MONTH(DY3)","v":6},{"$f":"MONTH(DZ3)","v":7},{"$f":"MONTH(EA3)","v":8},{"$f":"MONTH(EB3)","v":12},{"$f":"MONTH(EC3)","v":1},null,"Holiday",8,null,null,null,"Month start",{"$f":"MONTH(EK3)","v":6},{"$f":"MONTH(EL3)","v":7},{"$f":"MONTH(EM3)","v":8},{"$f":"MONTH(EN3)","v":12},{"$f":"MONTH(EO3)","v":1},null,null,"Month start",{"$f":"MONTH(ES3)","v":6},{"$f":"MONTH(ET3)","v":7},{"$f":"MONTH(EU3)","v":8},{"$f":"MONTH(EV3)","v":12},{"$f":"MONTH(EW3)","v":1}]
["01/01","06:00:00","2023-01-01T06:00:00",1,1,6,8,null,null,null,null,null,null,null,null,null,null,null,null,null,null,null,null,null,null,null,null,null,null,null,null,null,null,null,null,null,null,null,null,null,null,null,null,null,null,null,null,null,null,null,null,null,null,null,null,null,null,null,null,null,null,null,null,null,null,null,null,null,null,null,null,null,null,null,null,null,null,null,null,null,null,null,null,null,null,null,null,null,null,null,null,null,null,null,null,null,null,null,null,null,null,null,null,null,null,null,null,null,null,null,null,null,null,null,null,null,null,null,null,null,null,"Jan1","1/1 Hour 6",6,11,null,null,"Month end",{"$f":"MONTH(DY4)","v":6},{"$f":"MONTH(DZ4)","v":7},8,12,1,null,null,null,null,null,null,"Month end",{"$f":"MONTH(EK4)","v":6},{"$f":"MONTH(EL4)","v":7},8,12,1,null,null,"Month end",{"$f":"MONTH(ES4)","v":6},{"$f":"MONTH(ET4)","v":7},8,12,1]
["01/01","07:00:00","2023-01-01T07:00:00",1,1,7,8,null,null,null,null,null,null,null,null,null,null,null,null,null,null,null,null,null,null,null,null,null,null,null,null,null,null,null,null,null,null,null,null,null,null,null,null,null,null,null,null,null,null,null,null,null,null,null,null,null,null,null,null,null,null,null,null,null,null,null,null,null,null,null,null,null,null,null,null,null,null,null,null,null,null,null,null,null,null,null,null,null,null,null,null,null,null,null,null,null,null,null,null,null,null,null,null,null,null,null,null,null,null,null,null,null,null,null,null,null,null,null,null,null,null,"Jan1","1/1 Hour 7",7,12]
["01/01","08:00:00","2023-01-01T08:00:00",1,1,8,8,null,null,null,null,null,null,null,null,null,null,null,null,null,null,null,null,null,null,null,null,null,null,null,null,null,null,null,null,null,null,null,null,null,null,null,null,null,null,null,null,null,null,null,null,null,null,null,null,null,null,null,null,null,null,null,null,null,null,null,null,null,null,null,null,null,null,null,null,null,null,null,null,null,null,null,null,null,null,null,null,null,null,null,null,null,null,null,null,null,null,null,null,null,null,null,null,null,null,null,null,null,null,null,null,null,null,null,null,null,null,null,null,null,null,"Jan1","1/1 Hour 8",8,13,null,"District Cooling","Baseline/budget",null,null,null,null,"Proposed"]
["01/01","09:00:00","2023-01-01T09:00:00",1,1,9,8,null,null,null,null,null,null,null,null,null,null,null,null,null,null,null,null,null,null,null,null,null,null,null,null,null,null,null,null,null,null,null,null,null,null,null,null,null,null,null,null,null,null,null,null,null,null,null,null,null,null,null,null,null,null,null,null,null,null,null,null,null,null,null,null,null,null,null,null,null,null,null,null,null,null,null,null,null,null,null,null,null,null,null,null,null,null,null,null,null,null,null,null,null,null,null,null,null,null,null,null,null,null,null,null,null,null,null,null,null,null,null,null,null,null,"Jan1","1/1 Hour 9",9,14,null,"Range #",1,2,3,4,5,1,2,3,4,5]
["01/01","10:00:00","2023-01-01T10:00:00",1,1,10,8,null,null,null,null,null,null,null,null,null,null,null,null,null,null,null,null,null,null,null,null,null,null,null,null,null,null,null,null,null,null,null,null,null,null,null,null,null,null,null,null,null,null,null,null,null,null,null,null,null,null,null,null,null,null,null,null,null,null,null,null,null,null,null,null,null,null,null,null,null,null,null,null,null,null,null,null,null,null,null,null,null,null,null,null,null,null,null,null,null,null,null,null,null,null,null,null,null,null,null,null,null,null,null,null,null,null,null,null,null,null,null,null,null,null,"Jan1","1/1 Hour 10",10,15,null,"Max, kW",{"$f":"_xlfn.MAXIFS($Z$6:$Z$8765,$D$6:$D$8765,\">=\"&DY$10,$D$6:$D$8765,\"<=\"&DY$11,$F$6:$F$8765,\">=\"&DY$5,$F$6:$F$8765,\"<=\"&DY$6,$G$6:$G$8765,\">=\"&DY$8,$G$6:$G$8765,\"<=\"&DY$9)","v":0},{"$f":"_xlfn.MAXIFS($Z$6:$Z$8765,$D$6:$D$8765,\">=\"&DZ$10,$D$6:$D$8765,\"<=\"&DZ$11,$F$6:$F$8765,\">=\"&DZ$5,$F$6:$F$8765,\"<=\"&DZ$6,$G$6:$G$8765,\">=\"&DZ$8,$G$6:$G$8765,\"<=\"&DZ$9)","v":0},0,0,0,{"$f":"_xlfn.MAXIFS($CE$6:$CE$8765,$D$6:$D$8765,\">=\"&DY$10,$D$6:$D$8765,\"<=\"&DY$11,$F$6:$F$8765,\">=\"&DY$5,$F$6:$F$8765,\"<=\"&DY$6,$G$6:$G$8765,\">=\"&DY$8,$G$6:$G$8765,\"<=\"&DY$9)","v":0},{"$f":"_xlfn.MAXIFS($CE$6:$CE$8765,$D$6:$D$8765,\">=\"&DZ$10,$D$6:$D$8765,\"<=\"&DZ$11,$F$6:$F$8765,\">=\"&DZ$5,$F$6:$F$8765,\"<=\"&DZ$6,$G$6:$G$8765,\">=\"&DZ$8,$G$6:$G$8765,\"<=\"&DZ$9)","v":0},{"$f":"_xlfn.MAXIFS($CE$6:$CE$8765,$D$6:$D$8765,\">=\"&EA$10,$D$6:$D$8765,\"<=\"&EA$11,$F$6:$F$8765,\">=\"&EA$5,$F$6:$F$8765,\"<=\"&EA$6,$G$6:$G$8765,\">=\"&EA$8,$G$6:$G$8765,\"<=\"&EA$9)","v":0},{"$f":"_xlfn.MAXIFS($CE$6:$CE$8765,$D$6:$D$8765,\">=\"&EB$10,$D$6:$D$8765,\"<=\"&EB$11,$F$6:$F$8765,\">=\"&EB$5,$F$6:$F$8765,\"<=\"&EB$6,$G$6:$G$8765,\">=\"&EB$8,$G$6:$G$8765,\"<=\"&EB$9)","v":0},{"$f":"_xlfn.MAXIFS($CE$6:$CE$8765,$D$6:$D$8765,\">=\"&EC$10,$D$6:$D$8765,\"<=\"&EC$11,$F$6:$F$8765,\">=\"&EC$5,$F$6:$F$8765,\"<=\"&EC$6,$G$6:$G$8765,\">=\"&EC$8,$G$6:$G$8765,\"<=\"&EC$9)","v":0}]
["01/01","11:00:00","2023-01-01T11:00:00",1,1,11,8,null,null,null,null,null,null,null,null,null,null,null,null,null,null,null,null,null,null,null,null,null,null,null,null,null,null,null,null,null,null,null,null,null,null,null,null,null,null,null,null,null,null,null,null,null,null,null,null,null,null,null,null,null,null,null,null,null,null,null,null,null,null,null,null,null,null,null,null,null,null,null,null,null,null,null,null,null,null,null,null,null,null,null,null,null,null,null,null,null,null,null,null,null,null,null,null,null,null,null,null,null,null,null,null,null,null,null,null,null,null,null,null,null,null,"Jan1","1/1 Hour 11",11,16,null,"Date and Hour",{"$f":"INDEX($DS$6:$DS$8765,MATCH(SUMPRODUCT(--($Z$6:$Z$8765=DX$15),--($D$6:$D$8765>=DY$10),--($D$6:$D$8765<=DY$11),--($F$6:$F$8765>=DY$5),--($F$6:$F$8765<=DY$6),--($G$6:$G$8765>=DY$8),--($G$6:$G$8765<=DY$9),$DT$6:$DT$8765),$DT$6:$DT$8765,0),1)","v":{"$error":"#N/A"}},{"$f":"INDEX($DS$6:$DS$8765,MATCH(SUMPRODUCT(--($Z$6:$Z$8765=DY$15),--($D$6:$D$8765>=DZ$10),--($D$6:$D$8765<=DZ$11),--($F$6:$F$8765>=DZ$5),--($F$6:$F$8765<=DZ$6),--($G$6:$G$8765>=DZ$8),--($G$6:$G$8765<=DZ$9),$DT$6:$DT$8765),$DT$6:$DT$8765,0),1)","v":{"$error":"#N/A"}},{"$f":"INDEX($DS$6:$DS$8765,MATCH(SUMPRODUCT(--($Z$6:$Z$8765=DZ$15),--($D$6:$D$8765>=EA$10),--($D$6:$D$8765<=EA$11),--($F$6:$F$8765>=EA$5),--($F$6:$F$8765<=EA$6),--($G$6:$G$8765>=EA$8),--($G$6:$G$8765<=EA$9),$DT$6:$DT$8765),$DT$6:$DT$8765,0),1)","v":{"$error":"#N/A"}},{"$f":"INDEX($DS$6:$DS$8765,MATCH(SUMPRODUCT(--($Z$6:$Z$8765=EA$15),--($D$6:$D$8765>=EB$10),--($D$6:$D$8765<=EB$11),--($F$6:$F$8765>=EB$5),--($F$6:$F$8765<=EB$6),--($G$6:$G$8765>=EB$8),--($G$6:$G$8765<=EB$9),$DT$6:$DT$8765),$DT$6:$DT$8765,0),1)","v":{"$error":"#N/A"}},{"$f":"INDEX($DS$6:$DS$8765,MATCH(SUMPRODUCT(--($Z$6:$Z$8765=EB$15),--($D$6:$D$8765>=EC$10),--($D$6:$D$8765<=EC$11),--($F$6:$F$8765>=EC$5),--($F$6:$F$8765<=EC$6),--($G$6:$G$8765>=EC$8),--($G$6:$G$8765<=EC$9),$DT$6:$DT$8765),$DT$6:$DT$8765,0),1)","v":{"$error":"#N/A"}},{"$f":"INDEX($DS$6:$DS$8765,MATCH(SUMPRODUCT(--($CE$6:$CE$8765=EC$15),--($D$6:$D$8765>=DY$10),--($D$6:$D$8765<=DY$11),--($F$6:$F$8765>=DY$5),--($F$6:$F$8765<=DY$6),--($G$6:$G$8765>=DY$8),--($G$6:$G$8765<=DY$9),$DT$6:$DT$8765),$DT$6:$DT$8765,0),1)","v":{"$error":"#N/A"}},{"$f":"INDEX($DS$6:$DS$8765,MATCH(SUMPRODUCT(--($CE$6:$CE$8765=ED$15),--($D$6:$D$8765>=DZ$10),--($D$6:$D$8765<=DZ$11),--($F$6:$F$8765>=DZ$5),--($F$6:$F$8765<=DZ$6),--($G$6:$G$8765>=DZ$8),--($G$6:$G$8765<=DZ$9),$DT$6:$DT$8765),$DT$6:$DT$8765,0),1)","v":{"$error":"#N/A"}},{"$f":"INDEX($DS$6:$DS$8765,MATCH(SUMPRODUCT(--($CE$6:$CE$8765=EE$15),--($D$6:$D$8765>=EA$10),--($D$6:$D$8765<=EA$11),--($F$6:$F$8765>=EA$5),--($F$6:$F$8765<=EA$6),--($G$6:$G$8765>=EA$8),--($G$6:$G$8765<=EA$9),$DT$6:$DT$8765),$DT$6:$DT$8765,0),1)","v":{"$error":"#N/A"}},{"$f":"INDEX($DS$6:$DS$8765,MATCH(SUMPRODUCT(--($CE$6:$CE$8765=EF$15),--($D$6:$D$8765>=EB$10),--($D$6:$D$8765<=EB$11),--($F$6:$F$8765>=EB$5),--($F$6:$F$8765<=EB$6),--($G$6:$G$8765>=EB$8),--($G$6:$G$8765<=EB$9),$DT$6:$DT$8765),$DT$6:$DT$8765,0),1)","v":{"$error":"#N/A"}},{"$f":"INDEX($DS$6:$DS$8765,MATCH(SUMPRODUCT(--($CE$6:$CE$8765=EG$15),--($D$6:$D$8765>=EC$10),--($D$6:$D$8765<=EC$11),--($F$6:$F$8765>=EC$5),--($F$6:$F$8765<=EC$6),--($G$6:$G$8765>=EC$8),--($G$6:$G$8765<=EC$9),$DT$6:$DT$8765),$DT$6:$DT$8765,0),1)","v":{"$error":"#N/A"}}]
["01/01","12:00:00","2023-01-01T12:00:00",1,1,12,8,null,null,null,null,null,null,null,null,null,null,null,null,null,null,null,null,null,null,null,null,null,null,null,null,null,null,null,null,null,null,null,null,null,null,null,null,null,null,null,null,null,null,null,null,null,null,null,null,null,null,null,null,null,null,null,null,null,null,null,null,null,null,null,null,null,null,null,null,null,null,null,null,null,null,null,null,null,null,null,null,null,null,null,null,null,null,null,null,null,null,null,null,null,null,null,null,null,null,null,null,null,null,null,null,null,null,null,null,null,null,null,null,null,null,"Jan1","1/1 Hour 12",12,17]
["01/01","13:00:00","2023-01-01T13:00:00",1,1,13,8,null,null,null,null,null,null,null,null,null,null,null,null,null,null,null,null,null,null,null,null,null,null,null,null,null,null,null,null,null,null,null,null,null,null,null,null,null,null,null,null,null,null,null,null,null,null,null,null,null,null,null,null,null,null,null,null,null,null,null,null,null,null,null,null,null,null,null,null,null,null,null,null,null,null,null,null,null,null,null,null,null,null,null,null,null,null,null,null,null,null,null,null,null,null,null,null,null,null,null,null,null,null,null,null,null,null,null,null,null,null,null,null,null,null,"Jan1","1/1 Hour 13",13,18,null,null,"Baseline/budget, Btu/hr",null,null,null,null,"Proposed, Btu/hr"]
["01/01","14:00:00","2023-01-01T14:00:00",1,1,14,8,null,null,null,null,null,null,null,null,null,null,null,null,null,null,null,null,null,null,null,null,null,null,null,null,null,null,null,null,null,null,null,null,null,null,null,null,null,null,null,null,null,null,null,null,null,null,null,null,null,null,null,null,null,null,null,null,null,null,null,null,null,null,null,null,null,null,null,null,null,null,null,null,null,null,null,null,null,null,null,null,null,null,null,null,null,null,null,null,null,null,null,null,null,null,null,null,null,null,null,null,null,null,null,null,null,null,null,null,null,null,null,null,null,null,"Jan1","1/1 Hour 14",14,19,null,null,"Max for first date range","Max for second date range","Max for third date range","Max for fourth date range","Max for fifth date range","Max for first date range","Max for second date range","Max for third date range","Max for fourth date range","Max for fifth date range"]
["01/01","15:00:00","2023-01-01T15:00:00",1,1,15,8,null,null,null,null,null,null,null,null,null,null,null,null,null,null,null,null,null,null,null,null,null,null,null,null,null,null,null,null,null,null,null,null,null,null,null,null,null,null,null,null,null,null,null,null,null,null,null,null,null,null,null,null,null,null,null,null,null,null,null,null,null,null,null,null,null,null,null,null,null,null,null,null,null,null,null,null,null,null,null,null,null,null,null,null,null,null,null,null,null,null,null,null,null,null,null,null,null,null,null,null,null,null,null,null,null,null,null,null,null,null,null,null,null,null,"Jan1","1/1 Hour 15",15,20,null,"Interior lighting",{"$f":"SUMIF($DS$6:$DS$8765,DX$16,$H$6:$H$8765)","v":0},{"$f":"SUMIF($DS$6:$DS$8765,DY$16,$H$6:$H$8765)","v":0},{"$f":"SUMIF($DS$6:$DS$8765,DZ$16,$H$6:$H$8765)","v":0},{"$f":"SUMIF($DS$6:$DS$8765,EA$16,$H$6:$H$8765)","v":0},{"$f":"SUMIF($DS$6:$DS$8765,EB$16,$H$6:$H$8765)","v":0},{"$f":"SUMIF($DS$6:$DS$8765,EC$16,$BM$6:$BM$8765)","v":0},{"$f":"SUMIF($DS$6:$DS$8765,ED$16,$BM$6:$BM$8765)","v":0},{"$f":"SUMIF($DS$6:$DS$8765,EE$16,$BM$6:$BM$8765)","v":0},{"$f":"SUMIF($DS$6:$DS$8765,EF$16,$BM$6:$BM$8765)","v":0},{"$f":"SUMIF($DS$6:$DS$8765,EG$16,$BM$6:$BM$8765)","v":0}]
["01/01","16:00:00","2023-01-01T16:00:00",1,1,16,8,null,null,null,null,null,null,null,null,null,null,null,null,null,null,null,null,null,null,null,null,null,null,null,null,null,null,null,null,null,null,null,null,null,null,null,null,null,null,null,null,null,null,null,null,null,null,null,null,null,null,null,null,null,null,null,null,null,null,null,null,null,null,null,null,null,null,null,null,null,null,null,null,null,null,null,null,null,null,null,null,null,null,null,null,null,null,null,null,null,null,null,null,null,null,null,null,null,null,null,null,null,null,null,null,null,null,null,null,null,null,null,null,null,null,"Jan1","1/1 Hour 16",16,21,null,"Interior lighting (unregulated)",{"$f":"SUMIF($DS$6:$DS$8765,DX$16,$I$6:$I$8765)","v":0},{"$f":"SUMIF($DS$6:$DS$8765,DY$16,$I$6:$I$8765)","v":0},{"$f":"SUMIF($DS$6:$DS$8765,DZ$16,$I$6:$I$8765)","v":0},{"$f":"SUMIF($DS$6:$DS$8765,EA$16,$I$6:$I$8765)","v":0},{"$f":"SUMIF($DS$6:$DS$8765,EB$16,$I$6:$I$8765)","v":0},{"$f":"SUMIF($DS$6:$DS$8765,EC$16,$BN$6:$BN$8765)","v":0},{"$f":"SUMIF($DS$6:$DS$8765,ED$16,$BN$6:$BN$8765)","v":0},{"$f":"SUMIF($DS$6:$DS$8765,EE$16,$BN$6:$BN$8765)","v":0},{"$f":"SUMIF($DS$6:$DS$8765,EF$16,$BN$6:$BN$8765)","v":0},{"$f":"SUMIF($DS$6:$DS$8765,EG$16,$BN$6:$BN$8765)","v":0}]
["01/01","17:00:00","2023-01-01T17:00:00",1,1,17,8,null,null,null,null,null,null,null,null,null,null,null,null,null,null,null,null,null,null,null,null,null,null,null,null,null,null,null,null,null,null,null,null,null,null,null,null,null,null,null,null,null,null,null,null,null,null,null,null,null,null,null,null,null,null,null,null,null,null,null,null,null,null,null,null,null,null,null,null,null,null,null,null,null,null,null,null,null,null,null,null,null,null,null,null,null,null,null,null,null,null,null,null,null,null,null,null,null,null,null,null,null,null,null,null,null,null,null,null,null,null,null,null,null,null,"Jan1","1/1 Hour 17",17,22,null,"Exterior lighting",{"$f":"SUMIF($DS$6:$DS$8765,DX$16,$J$6:$J$8765)","v":0},{"$f":"SUMIF($DS$6:$DS$8765,DY$16,$J$6:$J$8765)","v":0},{"$f":"SUMIF($DS$6:$DS$8765,DZ$16,$J$6:$J$8765)","v":0},{"$f":"SUMIF($DS$6:$DS$8765,EA$16,$J$6:$J$8765)","v":0},{"$f":"SUMIF($DS$6:$DS$8765,EB$16,$J$6:$J$8765)","v":0},{"$f":"SUMIF($DS$6:$DS$8765,EC$16,$BO$6:$BO$8765)","v":0},{"$f":"SUMIF($DS$6:$DS$8765,ED$16,$BO$6:$BO$8765)","v":0},{"$f":"SUMIF($DS$6:$DS$8765,EE$16,$BO$6:$BO$8765)","v":0},{"$f":"SUMIF($DS$6:$DS$8765,EF$16,$BO$6:$BO$8765)","v":0},{"$f":"SUMIF($DS$6:$DS$8765,EG$16,$BO$6:$BO$8765)","v":0}]
["01/01","18:00:00","2023-01-01T18:00:00",1,1,18,8,null,null,null,null,null,null,null,null,null,null,null,null,null,null,null,null,null,null,null,null,null,null,null,null,null,null,null,null,null,null,null,null,null,null,null,null,null,null,null,null,null,null,null,null,null,null,null,null,null,null,null,null,null,null,null,null,null,null,null,null,null,null,null,null,null,null,null,null,null,null,null,null,null,null,null,null,null,null,null,null,null,null,null,null,null,null,null,null,null,null,null,null,null,null,null,null,null,null,null,null,null,null,null,null,null,null,null,null,null,null,null,null,null,null,"Jan1","1/1 Hour 18",18,23,null,"Space heating",{"$f":"SUMIF($DS$6:$DS$8765,DX$16,$K$6:$K$8765)","v":0},{"$f":"SUMIF($DS$6:$DS$8765,DY$16,$K$6:$K$8765)","v":0},{"$f":"SUMIF($DS$6:$DS$8765,DZ$16,$K$6:$K$8765)","v":0},{"$f":"SUMIF($DS$6:$DS$8765,EA$16,$K$6:$K$8765)","v":0},{"$f":"SUMIF($DS$6:$DS$8765,EB$16,$K$6:$K$8765)","v":0},{"$f":"SUMIF($DS$6:$DS$8765,EC$16,$BP$6:$BP$8765)","v":0},{"$f":"SUMIF($DS$6:$DS$8765,ED$16,$BP$6:$BP$8765)","v":0},{"$f":"SUMIF($DS$6:$DS$8765,EE$16,$BP$6:$BP$8765)","v":0},{"$f":"SUMIF($DS$6:$DS$8765,EF$16,$BP$6:$BP$8765)","v":0},{"$f":"SUMIF($DS$6:$DS$8765,EG$16,$BP$6:$BP$8765)","v":0}]
["01/01","19:00:00","2023-01-01T19:00:00",1,1,19,8,null,null,null,null,null,null,null,null,null,null,null,null,null,null,null,null,null,null,null,null,null,null,null,null,null,null,null,null,null,null,null,null,null,null,null,null,null,null,null,null,null,null,null,null,null,null,null,null,null,null,null,null,null,null,null,null,null,null,null,null,null,null,null,null,null,null,null,null,null,null,null,null,null,null,null,null,null,null,null,null,null,null,null,null,null,null,null,null,null,null,null,null,null,null,null,null,null,null,null,null,null,null,null,null,null,null,null,null,null,null,null,null,null,null,"Jan1","1/1 Hour 19",19,24,null,"Heat pump supplemental heater",{"$f":"SUMIF($DS$6:$DS$8765,DX$16,$L$6:$L$8765)","v":0},{"$f":"SUMIF($DS$6:$DS$8765,DY$16,$L$6:$L$8765)","v":0},{"$f":"SUMIF($DS$6:$DS$8765,DZ$16,$L$6:$L$8765)","v":0},{"$f":"SUMIF($DS$6:$DS$8765,EA$16,$L$6:$L$8765)","v":0},{"$f":"SUMIF($DS$6:$DS$8765,EB$16,$L$6:$L$8765)","v":0},{"$f":"SUMIF($DS$6:$DS$8765,EC$16,$BQ$6:$BQ$8765)","v":0},{"$f":"SUMIF($DS$6:$DS$8765,ED$16,$BQ$6:$BQ$8765)","v":0},{"$f":"SUMIF($DS$6:$DS$8765,EE$16,$BQ$6:$BQ$8765)","v":0},{"$f":"SUMIF($DS$6:$DS$8765,EF$16,$BQ$6:$BQ$8765)","v":0},{"$f":"SUMIF($DS$6:$DS$8765,EG$16,$BQ$6:$BQ$8765)","v":0}]
["01/01","20:00:00","2023-01-01T20:00:00",1,1,20,8,null,null,null,null,null,null,null,null,null,null,null,null,null,null,null,null,null,null,null,null,null,null,null,null,null,null,null,null,null,null,null,null,null,null,null,null,null,null,null,null,null,null,null,null,null,null,null,null,null,null,null,null,null,null,null,null,null,null,null,null,null,null,null,null,null,null,null,null,null,null,null,null,null,null,null,null,null,null,null,null,null,null,null,null,null,null,null,null,null,null,null,null,null,null,null,null,null,null,null,null,null,null,null,null,null,null,null,null,null,null,null,null,null,null,"Jan1","1/1 Hour 20",20,25,null,"Space cooling",{"$f":"SUMIF($DS$6:$DS$8765,DX$16,$M$6:$M$8765)","v":0},{"$f":"SUMIF($DS$6:$DS$8765,DY$16,$M$6:$M$8765)","v":0},{"$f":"SUMIF($DS$6:$DS$8765,DZ$16,$M$6:$M$8765)","v":0},{"$f":"SUMIF($DS$6:$DS$8765,EA$16,$M$6:$M$8765)","v":0},{"$f":"SUMIF($DS$6:$DS$8765,EB$16,$M$6:$M$8765)","v":0},{"$f":"SUMIF($DS$6:$DS$8765,EC$16,$BR$6:$BR$8765)","v":0},{"$f":"SUMIF($DS$6:$DS$8765,ED$16,$BR$6:$BR$8765)","v":0},{"$f":"SUMIF($DS$6:$DS$8765,EE$16,$BR$6:$BR$8765)","v":0},{"$f":"SUMIF($DS$6:$DS$8765,EF$16,$BR$6:$BR$8765)","v":0},{"$f":"SUMIF($DS$6:$DS$8765,EG$16,$BR$6:$BR$8765)","v":0}]
["01/01","21:00:00","2023-01-01T21:00:00",1,1,21,8,null,null,null,null,null,null,null,null,null,null,null,null,null,null,null,null,null,null,null,null,null,null,null,null,null,null,null,null,null,null,null,null,null,null,null,null,null,null,null,null,null,null,null,null,null,null,null,null,null,null,null,null,null,null,null,null,null,null,null,null,null,null,null,null,null,null,null,null,null,null,null,null,null,null,null,null,null,null,null,null,null,null,null,null,null,null,null,null,null,null,null,null,null,null,null,null,null,null,null,null,null,null,null,null,null,null,null,null,null,null,null,null,null,null,"Jan1","1/1 Hour 21",21,26,null,"Pumps",{"$f":"SUMIF($DS$6:$DS$8765,DX$16,$N$6:$N$8765)","v":0},{"$f":"SUMIF($DS$6:$DS$8765,DY$16,$N$6:$N$8765)","v":0},{"$f":"SUMIF($DS$6:$DS$8765,DZ$16,$N$6:$N$8765)","v":0},{"$f":"SUMIF($DS$6:$DS$8765,EA$16,$N$6:$N$8765)","v":0},{"$f":"SUMIF($DS$6:$DS$8765,EB$16,$N$6:$N$8765)","v":0},{"$f":"SUMIF($DS$6:$DS$8765,EC$16,$BS$6:$BS$8765)","v":0},{"$f":"SUMIF($DS$6:$DS$8765,ED$16,$BS$6:$BS$8765)","v":0},{"$f":"SUMIF($DS$6:$DS$8765,EE$16,$BS$6:$BS$8765)","v":0},{"$f":"SUMIF($DS$6:$DS$8765,EF$16,$BS$6:$BS$8765)","v":0},{"$f":"SUMIF($DS$6:$DS$8765,EG$16,$BS$6:$BS$8765)","v":0}]
["01/01","22:00:00","2023-01-01T22:00:00",1,1,22,8,null,null,null,null,null,null,null,null,null,null,null,null,null,null,null,null,null,null,null,null,null,null,null,null,null,null,null,null,null,null,null,null,null,null,null,null,null,null,null,null,null,null,null,null,null,null,null,null,null,null,null,null,null,null,null,null,null,null,null,null,null,null,null,null,null,null,null,null,null,null,null,null,null,null,null,null,null,null,null,null,null,null,null,null,null,null,null,null,null,null,null,null,null,null,null,null,null,null,null,null,null,null,null,null,null,null,null,null,null,null,null,null,null,null,"Jan1","1/1 Hour 22",22,27,null,"Heat rejection",{"$f":"SUMIF($DS$6:$DS$8765,DX$16,$O$6:$O$8765)","v":0},{"$f":"SUMIF($DS$6:$DS$8765,DY$16,$O$6:$O$8765)","v":0},{"$f":"SUMIF($DS$6:$DS$8765,DZ$16,$O$6:$O$8765)","v":0},{"$f":"SUMIF($DS$6:$DS$8765,EA$16,$O$6:$O$8765)","v":0},{"$f":"SUMIF($DS$6:$DS$8765,EB$16,$O$6:$O$8765)","v":0},{"$f":"SUMIF($DS$6:$DS$8765,EC$16,$BT$6:$BT$8765)","v":0},{"$f":"SUMIF($DS$6:$DS$8765,ED$16,$BT$6:$BT$8765)","v":0},{"$f":"SUMIF($DS$6:$DS$8765,EE$16,$BT$6:$BT$8765)","v":0},{"$f":"SUMIF($DS$6:$DS$8765,EF$16,$BT$6:$BT$8765)","v":0},{"$f":"SUMIF($DS$6:$DS$8765,EG$16,$BT$6:$BT$8765)","v":0}]
["01/01","23:00:00","2023-01-01T23:00:00",1,1,23,8,null,null,null,null,null,null,null,null,null,null,null,null,null,null,null,null,null,null,null,null,null,null,null,null,null,null,null,null,null,null,null,null,null,null,null,null,null,null,null,null,null,null,null,null,null,null,null,null,null,null,null,null,null,null,null,null,null,null,null,null,null,null,null,null,null,null,null,null,null,null,null,null,null,null,null,null,null,null,null,null,null,null,null,null,null,null,null,null,null,null,null,null,null,null,null,null,null,null,null,null,null,null,null,null,null,null,null,null,null,null,null,null,null,null,"Jan1","1/1 Hour 23",23,28,null,"Fans - interior ventilation",{"$f":"SUMIF($DS$6:$DS$8765,DX$16,$P$6:$P$8765)","v":0},{"$f":"SUMIF($DS$6:$DS$8765,DY$16,$P$6:$P$8765)","v":0},{"$f":"SUMIF($DS$6:$DS$8765,DZ$16,$P$6:$P$8765)","v":0},{"$f":"SUMIF($DS$6:$DS$8765,EA$16,$P$6:$P$8765)","v":0},{"$f":"SUMIF($DS$6:$DS$8765,EB$16,$P$6:$P$8765)","v":0},{"$f":"SUMIF($DS$6:$DS$8765,EC$16,$BU$6:$BU$8765)","v":0},{"$f":"SUMIF($DS$6:$DS$8765,ED$16,$BU$6:$BU$8765)","v":0},{"$f":"SUMIF($DS$6:$DS$8765,EE$16,$BU$6:$BU$8765)","v":0},{"$f":"SUMIF($DS$6:$DS$8765,EF$16,$BU$6:$BU$8765)","v":0},{"$f":"SUMIF($DS$6:$DS$8765,EG$16,$BU$6:$BU$8765)","v":0}]
["01/01","00:00:00","2023-01-01",1,1,24,8,null,null,null,null,null,null,null,null,null,null,null,null,null,null,null,null,null,null,null,null,null,null,null,null,null,null,null,null,null,null,null,null,null,null,null,null,null,null,null,null,null,null,null,null,null,null,null,null,null,null,null,null,null,null,null,null,null,null,null,null,null,null,null,null,null,null,null,null,null,null,null,null,null,null,null,null,null,null,null,null,null,null,null,null,null,null,null,null,null,null,null,null,null,null,null,null,null,null,null,null,null,null,null,null,null,null,null,null,null,null,null,null,null,null,"Jan1","1/1 Hour 24",24,29,null,"Fans - parking garage",{"$f":"SUMIF($DS$6:$DS$8765,DX$16,$Q$6:$Q$8765)","v":0},{"$f":"SUMIF($DS$6:$DS$8765,DY$16,$Q$6:$Q$8765)","v":0},{"$f":"SUMIF($DS$6:$DS$8765,DZ$16,$Q$6:$Q$8765)","v":0},{"$f":"SUMIF($DS$6:$DS$8765,EA$16,$Q$6:$Q$8765)","v":0},{"$f":"SUMIF($DS$6:$DS$8765,EB$16,$Q$6:$Q$8765)","v":0},{"$f":"SUMIF($DS$6:$DS$8765,EC$16,$BV$6:$BV$8765)","v":0},{"$f":"SUMIF($DS$6:$DS$8765,ED$16,$BV$6:$BV$8765)","v":0},{"$f":"SUMIF($DS$6:$DS$8765,EE$16,$BV$6:$BV$8765)","v":0},{"$f":"SUMIF($DS$6:$DS$8765,EF$16,$BV$6:$BV$8765)","v":0},{"$f":"SUMIF($DS$6:$DS$8765,EG$16,$BV$6:$BV$8765)","v":0}]
["01/02","01:00:00","2023-01-02T01:00:00",1,2,1,6,null,null,null,null,null,null,null,null,null,null,null,null,null,null,null,null,null,null,null,null,null,null,null,null,null,null,null,null,null,null,null,null,null,null,null,null,null,null,null,null,null,null,null,null,null,null,null,null,null,null,null,null,null,null,null,null,null,null,null,null,null,null,null,null,null,null,null,null,null,null,null,null,null,null,null,null,null,null,null,null,null,null,null,null,null,null,null,null,null,null,null,null,null,null,null,null,null,null,null,null,null,null,null,null,null,null,null,null,null,null,null,null,null,null,"Jan2","1/2 Hour 1",25,30,null,"Service water heating",{"$f":"SUMIF($DS$6:$DS$8765,DX$16,$R$6:$R$8765)","v":0},{"$f":"SUMIF($DS$6:$DS$8765,DY$16,$R$6:$R$8765)","v":0},{"$f":"SUMIF($DS$6:$DS$8765,DZ$16,$R$6:$R$8765)","v":0},{"$f":"SUMIF($DS$6:$DS$8765,EA$16,$R$6:$R$8765)","v":0},{"$f":"SUMIF($DS$6:$DS$8765,EB$16,$R$6:$R$8765)","v":0},{"$f":"SUMIF($DS$6:$DS$8765,EC$16,$BW$6:$BW$8765)","v":0},{"$f":"SUMIF($DS$6:$DS$8765,ED$16,$BW$6:$BW$8765)","v":0},{"$f":"SUMIF($DS$6:$DS$8765,EE$16,$BW$6:$BW$8765)","v":0},{"$f":"SUMIF($DS$6:$DS$8765,EF$16,$BW$6:$BW$8765)","v":0},{"$f":"SUMIF($DS$6:$DS$8765,EG$16,$BW$6:$BW$8765)","v":0}]
["01/02","02:00:00","2023-01-02T02:00:00",1,2,2,6,null,null,null,null,null,null,null,null,null,null,null,null,null,null,null,null,null,null,null,null,null,null,null,null,null,null,null,null,null,null,null,null,null,null,null,null,null,null,null,null,null,null,null,null,null,null,null,null,null,null,null,null,null,null,null,null,null,null,null,null,null,null,null,null,null,null,null,null,null,null,null,null,null,null,null,null,null,null,null,null,null,null,null,null,null,null,null,null,null,null,null,null,null,null,null,null,null,null,null,null,null,null,null,null,null,null,null,null,null,null,null,null,null,null,"Jan2","1/2 Hour 2",26,31,null,"Misc equipment",{"$f":"SUMIF($DS$6:$DS$8765,DX$16,$S$6:$S$8765)","v":0},{"$f":"SUMIF($DS$6:$DS$8765,DY$16,$S$6:$S$8765)","v":0},{"$f":"SUMIF($DS$6:$DS$8765,DZ$16,$S$6:$S$8765)","v":0},{"$f":"SUMIF($DS$6:$DS$8765,EA$16,$S$6:$S$8765)","v":0},{"$f":"SUMIF($DS$6:$DS$8765,EB$16,$S$6:$S$8765)","v":0},{"$f":"SUMIF($DS$6:$DS$8765,EC$16,$BX$6:$BX$8765)","v":0},{"$f":"SUMIF($DS$6:$DS$8765,ED$16,$BX$6:$BX$8765)","v":0},{"$f":"SUMIF($DS$6:$DS$8765,EE$16,$BX$6:$BX$8765)","v":0},{"$f":"SUMIF($DS$6:$DS$8765,EF$16,$BX$6:$BX$8765)","v":0},{"$f":"SUMIF($DS$6:$DS$8765,EG$16,$BX$6:$BX$8765)","v":0}]
["01/02","03:00:00","2023-01-02T03:00:00",1,2,3,6,null,null,null,null,null,null,null,null,null,null,null,null,null,null,null,null,null,null,null,null,null,null,null,null,null,null,null,null,null,null,null,null,null,null,null,null,null,null,null,null,null,null,null,null,null,null,null,null,null,null,null,null,null,null,null,null,null,null,null,null,null,null,null,null,null,null,null,null,null,null,null,null,null,null,null,null,null,null,null,null,null,null,null,null,null,null,null,null,null,null,null,null,null,null,null,null,null,null,null,null,null,null,null,null,null,null,null,null,null,null,null,null,null,null,"Jan2","1/2 Hour 3",27,32,null,"Industrial process",{"$f":"SUMIF($DS$6:$DS$8765,DX$16,$T$6:$T$8765)","v":0},{"$f":"SUMIF($DS$6:$DS$8765,DY$16,$T$6:$T$8765)","v":0},{"$f":"SUMIF($DS$6:$DS$8765,DZ$16,$T$6:$T$8765)","v":0},{"$f":"SUMIF($DS$6:$DS$8765,EA$16,$T$6:$T$8765)","v":0},{"$f":"SUMIF($DS$6:$DS$8765,EB$16,$T$6:$T$8765)","v":0},{"$f":"SUMIF($DS$6:$DS$8765,EC$16,$BY$6:$BY$8765)","v":0},{"$f":"SUMIF($DS$6:$DS$8765,ED$16,$BY$6:$BY$8765)","v":0},{"$f":"SUMIF($DS$6:$DS$8765,EE$16,$BY$6:$BY$8765)","v":0},{"$f":"SUMIF($DS$6:$DS$8765,EF$16,$BY$6:$BY$8765)","v":0},{"$f":"SUMIF($DS$6:$DS$8765,EG$16,$BY$6:$BY$8765)","v":0}]
["01/02","04:00:00","2023-01-02T04:00:00",1,2,4,6,null,null,null,null,null,null,null,null,null,null,null,null,null,null,null,null,null,null,null,null,null,null,null,null,null,null,null,null,null,null,null,null,null,null,null,null,null,null,null,null,null,null,null,null,null,null,null,null,null,null,null,null,null,null,null,null,null,null,null,null,null,null,null,null,null,null,null,null,null,null,null,null,null,null,null,null,null,null,null,null,null,null,null,null,null,null,null,null,null,null,null,null,null,null,null,null,null,null,null,null,null,null,null,null,null,null,null,null,null,null,null,null,null,null,"Jan2","1/2 Hour 4",28,33,null,"Refrigeration equipment (regulated)",{"$f":"SUMIF($DS$6:$DS$8765,DX$16,$U$6:$U$8765)","v":0},{"$f":"SUMIF($DS$6:$DS$8765,DY$16,$U$6:$U$8765)","v":0},{"$f":"SUMIF($DS$6:$DS$8765,DZ$16,$U$6:$U$8765)","v":0},{"$f":"SUMIF($DS$6:$DS$8765,EA$16,$U$6:$U$8765)","v":0},{"$f":"SUMIF($DS$6:$DS$8765,EB$16,$U$6:$U$8765)","v":0},{"$f":"SUMIF($DS$6:$DS$8765,EC$16,$BZ$6:$BZ$8765)","v":0},{"$f":"SUMIF($DS$6:$DS$8765,ED$16,$BZ$6:$BZ$8765)","v":0},{"$f":"SUMIF($DS$6:$DS$8765,EE$16,$BZ$6:$BZ$8765)","v":0},{"$f":"SUMIF($DS$6:$DS$8765,EF$16,$BZ$6:$BZ$8765)","v":0},{"$f":"SUMIF($DS$6:$DS$8765,EG$16,$BZ$6:$BZ$8765)","v":0}]
["01/02","05:00:00","2023-01-02T05:00:00",1,2,5,6,null,null,null,null,null,null,null,null,null,null,null,null,null,null,null,null,null,null,null,null,null,null,null,null,null,null,null,null,null,null,null,null,null,null,null,null,null,null,null,null,null,null,null,null,null,null,null,null,null,null,null,null,null,null,null,null,null,null,null,null,null,null,null,null,null,null,null,null,null,null,null,null,null,null,null,null,null,null,null,null,null,null,null,null,null,null,null,null,null,null,null,null,null,null,null,null,null,null,null,null,null,null,null,null,null,null,null,null,null,null,null,null,null,null,"Jan2","1/2 Hour 5",29,34,null,"Refrigeration equipment (unregulated)",{"$f":"SUMIF($DS$6:$DS$8765,DX$16,$V$6:$V$8765)","v":0},{"$f":"SUMIF($DS$6:$DS$8765,DY$16,$V$6:$V$8765)","v":0},{"$f":"SUMIF($DS$6:$DS$8765,DZ$16,$V$6:$V$8765)","v":0},{"$f":"SUMIF($DS$6:$DS$8765,EA$16,$V$6:$V$8765)","v":0},{"$f":"SUMIF($DS$6:$DS$8765,EB$16,$V$6:$V$8765)","v":0},{"$f":"SUMIF($DS$6:$DS$8765,EC$16,$CA$6:$CA$8765)","v":0},{"$f":"SUMIF($DS$6:$DS$8765,ED$16,$CA$6:$CA$8765)","v":0},{"$f":"SUMIF($DS$6:$DS$8765,EE$16,$CA$6:$CA$8765)","v":0},{"$f":"SUMIF($DS$6:$DS$8765,EF$16,$CA$6:$CA$8765)","v":0},{"$f":"SUMIF($DS$6:$DS$8765,EG$16,$CA$6:$CA$8765)","v":0}]
["01/02","06:00:00","2023-01-02T06:00:00",1,2,6,6,null,null,null,null,null,null,null,null,null,null,null,null,null,null,null,null,null,null,null,null,null,null,null,null,null,null,null,null,null,null,null,null,null,null,null,null,null,null,null,null,null,null,null,null,null,null,null,null,null,null,null,null,null,null,null,null,null,null,null,null,null,null,null,null,null,null,null,null,null,null,null,null,null,null,null,null,null,null,null,null,null,null,null,null,null,null,null,null,null,null,null,null,null,null,null,null,null,null,null,null,null,null,null,null,null,null,null,null,null,null,null,null,null,null,"Jan2","1/2 Hour 6",30,35,null,"Elevators and escalators",{"$f":"SUMIF($DS$6:$DS$8765,DX$16,$W$6:$W$8765)","v":0},{"$f":"SUMIF($DS$6:$DS$8765,DY$16,$W$6:$W$8765)","v":0},{"$f":"SUMIF($DS$6:$DS$8765,DZ$16,$W$6:$W$8765)","v":0},{"$f":"SUMIF($DS$6:$DS$8765,EA$16,$W$6:$W$8765)","v":0},{"$f":"SUMIF($DS$6:$DS$8765,EB$16,$W$6:$W$8765)","v":0},{"$f":"SUMIF($DS$6:$DS$8765,EC$16,$CB$6:$CB$8765)","v":0},{"$f":"SUMIF($DS$6:$DS$8765,ED$16,$CB$6:$CB$8765)","v":0},{"$f":"SUMIF($DS$6:$DS$8765,EE$16,$CB$6:$CB$8765)","v":0},{"$f":"SUMIF($DS$6:$DS$8765,EF$16,$CB$6:$CB$8765)","v":0},{"$f":"SUMIF($DS$6:$DS$8765,EG$16,$CB$6:$CB$8765)","v":0}]
["01/02","07:00:00","2023-01-02T07:00:00",1,2,7,6,null,null,null,null,null,null,null,null,null,null,null,null,null,null,null,null,null,null,null,null,null,null,null,null,null,null,null,null,null,null,null,null,null,null,null,null,null,null,null,null,null,null,null,null,null,null,null,null,null,null,null,null,null,null,null,null,null,null,null,null,null,null,null,null,null,null,null,null,null,null,null,null,null,null,null,null,null,null,null,null,null,null,null,null,null,null,null,null,null,null,null,null,null,null,null,null,null,null,null,null,null,null,null,null,null,null,null,null,null,null,null,null,null,null,"Jan2","1/2 Hour 7",31,36,null,"Other regulated",{"$f":"SUMIF($DS$6:$DS$8765,DX$16,$X$6:$X$8765)","v":0},{"$f":"SUMIF($DS$6:$DS$8765,DY$16,$X$6:$X$8765)","v":0},{"$f":"SUMIF($DS$6:$DS$8765,DZ$16,$X$6:$X$8765)","v":0},{"$f":"SUMIF($DS$6:$DS$8765,EA$16,$X$6:$X$8765)","v":0},{"$f":"SUMIF($DS$6:$DS$8765,EB$16,$X$6:$X$8765)","v":0},{"$f":"SUMIF($DS$6:$DS$8765,EC$16,$CC$6:$CC$8765)","v":0},{"$f":"SUMIF($DS$6:$DS$8765,ED$16,$CC$6:$CC$8765)","v":0},{"$f":"SUMIF($DS$6:$DS$8765,EE$16,$CC$6:$CC$8765)","v":0},{"$f":"SUMIF($DS$6:$DS$8765,EF$16,$CC$6:$CC$8765)","v":0},{"$f":"SUMIF($DS$6:$DS$8765,EG$16,$CC$6:$CC$8765)","v":0}]
["01/02","08:00:00","2023-01-02T08:00:00",1,2,8,6,null,null,null,null,null,null,null,null,null,null,null,null,null,null,null,null,null,null,null,null,null,null,null,null,null,null,null,null,null,null,null,null,null,null,null,null,null,null,null,null,null,null,null,null,null,null,null,null,null,null,null,null,null,null,null,null,null,null,null,null,null,null,null,null,null,null,null,null,null,null,null,null,null,null,null,null,null,null,null,null,null,null,null,null,null,null,null,null,null,null,null,null,null,null,null,null,null,null,null,null,null,null,null,null,null,null,null,null,null,null,null,null,null,null,"Jan2","1/2 Hour 8",32,37,null,"Other unregulated",{"$f":"SUMIF($DS$6:$DS$8765,DX$16,$Y$6:$Y$8765)","v":0},{"$f":"SUMIF($DS$6:$DS$8765,DY$16,$Y$6:$Y$8765)","v":0},{"$f":"SUMIF($DS$6:$DS$8765,DZ$16,$Y$6:$Y$8765)","v":0},{"$f":"SUMIF($DS$6:$DS$8765,EA$16,$Y$6:$Y$8765)","v":0},{"$f":"SUMIF($DS$6:$DS$8765,EB$16,$Y$6:$Y$8765)","v":0},{"$f":"SUMIF($DS$6:$DS$8765,EC$16,$CD$6:$CD$8765)","v":0},{"$f":"SUMIF($DS$6:$DS$8765,ED$16,$CD$6:$CD$8765)","v":0},{"$f":"SUMIF($DS$6:$DS$8765,EE$16,$CD$6:$CD$8765)","v":0},{"$f":"SUMIF($DS$6:$DS$8765,EF$16,$CD$6:$CD$8765)","v":0},{"$f":"SUMIF($DS$6:$DS$8765,EG$16,$CD$6:$CD$8765)","v":0}]
["01/02","09:00:00","2023-01-02T09:00:00",1,2,9,6,null,null,null,null,null,null,null,null,null,null,null,null,null,null,null,null,null,null,null,null,null,null,null,null,null,null,null,null,null,null,null,null,null,null,null,null,null,null,null,null,null,null,null,null,null,null,null,null,null,null,null,null,null,null,null,null,null,null,null,null,null,null,null,null,null,null,null,null,null,null,null,null,null,null,null,null,null,null,null,null,null,null,null,null,null,null,null,null,null,null,null,null,null,null,null,null,null,null,null,null,null,null,null,null,null,null,null,null,null,null,null,null,null,null,{"$f":"TEXT(D38*29,\"mmm\")&E38","v":"Jan2"},{"$f":"D38&\"/\"&E38&\" Hour \"&F38","v":"1/2 Hour 9"},33,38,null,"Whole building",{"$f":"SUMIF($DS$6:$DS$8765,DX$16,$Z$6:$Z$8765)","v":0},{"$f":"SUMIF($DS$6:$DS$8765,DY$16,$Z$6:$Z$8765)","v":0},{"$f":"SUMIF($DS$6:$DS$8765,DZ$16,$Z$6:$Z$8765)","v":0},{"$f":"SUMIF($DS$6:$DS$8765,EA$16,$Z$6:$Z$8765)","v":0},{"$f":"SUMIF($DS$6:$DS$8765,EB$16,$Z$6:$Z$8765)","v":0},{"$f":"SUMIF($DS$6:$DS$8765,EC$16,$CE$6:$CE$8765)","v":0},{"$f":"SUMIF($DS$6:$DS$8765,ED$16,$CE$6:$CE$8765)","v":0},{"$f":"SUMIF($DS$6:$DS$8765,EE$16,$CE$6:$CE$8765)","v":0},{"$f":"SUMIF($DS$6:$DS$8765,EF$16,$CE$6:$CE$8765)","v":0},{"$f":"SUMIF($DS$6:$DS$8765,EG$16,$CE$6:$CE$8765)","v":0}]
["01/02","10:00:00","2023-01-02T10:00:00",1,2,10,6,null,null,null,null,null,null,null,null,null,null,null,null,null,null,null,null,null,null,null,null,null,null,null,null,null,null,null,null,null,null,null,null,null,null,null,null,null,null,null,null,null,null,null,null,null,null,null,null,null,null,null,null,null,null,null,null,null,null,null,null,null,null,null,null,null,null,null,null,null,null,null,null,null,null,null,null,null,null,null,null,null,null,null,null,null,null,null,null,null,null,null,null,null,null,null,null,null,null,null,null,null,null,null,null,null,null,null,null,null,null,null,null,null,null,"Jan2","1/2 Hour 10",34,39]
["01/02","11:00:00","2023-01-02T11:00:00",1,2,11,6,null,null,null,null,null,null,null,null,null,null,null,null,null,null,null,null,null,null,null,null,null,null,null,null,null,null,null,null,null,null,null,null,null,null,null,null,null,null,null,null,null,null,null,null,null,null,null,null,null,null,null,null,null,null,null,null,null,null,null,null,null,null,null,null,null,null,null,null,null,null,null,null,null,null,null,null,null,null,null,null,null,null,null,null,null,null,null,null,null,null,null,null,null,null,null,null,null,null,null,null,null,null,null,null,null,null,null,null,null,null,null,null,null,null,"Jan2","1/2 Hour 11",35,40,null,null,"NOTE: Formulas can fill across but not down. Do not pull the formula down. Baseline and proposed formulas aren't the same. Do not pull those across to one another"]
["01/02","12:00:00","2023-01-02T12:00:00",1,2,12,6,null,null,null,null,null,null,null,null,null,null,null,null,null,null,null,null,null,null,null,null,null,null,null,null,null,null,null,null,null,null,null,null,null,null,null,null,null,null,null,null,null,null,null,null,null,null,null,null,null,null,null,null,null,null,null,null,null,null,null,null,null,null,null,null,null,null,null,null,null,null,null,null,null,null,null,null,null,null,null,null,null,null,null,null,null,null,null,null,null,null,null,null,null,null,null,null,null,null,null,null,null,null,null,null,null,null,null,null,null,null,null,null,null,null,"Jan2","1/2 Hour 12",36,41]
["01/02","13:00:00","2023-01-02T13:00:00",1,2,13,6,null,null,null,null,null,null,null,null,null,null,null,null,null,null,null,null,null,null,null,null,null,null,null,null,null,null,null,null,null,null,null,null,null,null,null,null,null,null,null,null,null,null,null,null,null,null,null,null,null,null,null,null,null,null,null,null,null,null,null,null,null,null,null,null,null,null,null,null,null,null,null,null,null,null,null,null,null,null,null,null,null,null,null,null,null,null,null,null,null,null,null,null,null,null,null,null,null,null,null,null,null,null,null,null,null,null,null,null,null,null,null,null,null,null,"Jan2","1/2 Hour 13",37,42]
["01/02","14:00:00","2023-01-02T14:00:00",1,2,14,6,null,null,null,null,null,null,null,null,null,null,null,null,null,null,null,null,null,null,null,null,null,null,null,null,null,null,null,null,null,null,null,null,null,null,null,null,null,null,null,null,null,null,null,null,null,null,null,null,null,null,null,null,null,null,null,null,null,null,null,null,null,null,null,null,null,null,null,null,null,null,null,null,null,null,null,null,null,null,null,null,null,null,null,null,null,null,null,null,null,null,null,null,null,null,null,null,null,null,null,null,null,null,null,null,null,null,null,null,null,null,null,null,null,null,"Jan2","1/2 Hour 14",38,43,null,"District HW","Baseline/budget",null,null,null,null,"Proposed"]
["01/02","15:00:00","2023-01-02T15:00:00",1,2,15,6,null,null,null,null,null,null,null,null,null,null,null,null,null,null,null,null,null,null,null,null,null,null,null,null,null,null,null,null,null,null,null,null,null,null,null,null,null,null,null,null,null,null,null,null,null,null,null,null,null,null,null,null,null,null,null,null,null,null,null,null,null,null,null,null,null,null,null,null,null,null,null,null,null,null,null,null,null,null,null,null,null,null,null,null,null,null,null,null,null,null,null,null,null,null,null,null,null,null,null,null,null,null,null,null,null,null,null,null,null,null,null,null,null,null,"Jan2","1/2 Hour 15",39,44,null,"Range #",1,2,3,4,5,1,2,3,4,5]
["01/02","16:00:00","2023-01-02T16:00:00",1,2,16,6,null,null,null,null,null,null,null,null,null,null,null,null,null,null,null,null,null,null,null,null,null,null,null,null,null,null,null,null,null,null,null,null,null,null,null,null,null,null,null,null,null,null,null,null,null,null,null,null,null,null,null,null,null,null,null,null,null,null,null,null,null,null,null,null,null,null,null,null,null,null,null,null,null,null,null,null,null,null,null,null,null,null,null,null,null,null,null,null,null,null,null,null,null,null,null,null,null,null,null,null,null,null,null,null,null,null,null,null,null,null,null,null,null,null,"Jan2","1/2 Hour 16",40,45,null,"Max, Btuh",{"$f":"_xlfn.MAXIFS($AS$6:$AS$8765,$D$6:$D$8765,\">=\"&EK$10,$D$6:$D$8765,\"<=\"&EK$11,$F$6:$F$8765,\">=\"&EK$5,$F$6:$F$8765,\"<=\"&EK$6,$G$6:$G$8765,\">=\"&EK$8,$G$6:$G$8765,\"<=\"&EK$9)","v":0},{"$f":"_xlfn.MAXIFS($AS$6:$AS$8765,$D$6:$D$8765,\">=\"&EL$10,$D$6:$D$8765,\"<=\"&EL$11,$F$6:$F$8765,\">=\"&EL$5,$F$6:$F$8765,\"<=\"&EL$6,$G$6:$G$8765,\">=\"&EL$8,$G$6:$G$8765,\"<=\"&EL$9)","v":0},0,0,0,{"$f":"_xlfn.MAXIFS($CX$6:$CX$8765,$D$6:$D$8765,\">=\"&EK$10,$D$6:$D$8765,\"<=\"&EK$11,$F$6:$F$8765,\">=\"&EK$5,$F$6:$F$8765,\"<=\"&EK$6,$G$6:$G$8765,\">=\"&EK$8,$G$6:$G$8765,\"<=\"&EK$9)","v":0},{"$f":"_xlfn.MAXIFS($CX$6:$CX$8765,$D$6:$D$8765,\">=\"&EL$10,$D$6:$D$8765,\"<=\"&EL$11,$F$6:$F$8765,\">=\"&EL$5,$F$6:$F$8765,\"<=\"&EL$6,$G$6:$G$8765,\">=\"&EL$8,$G$6:$G$8765,\"<=\"&EL$9)","v":0},{"$f":"_xlfn.MAXIFS($CX$6:$CX$8765,$D$6:$D$8765,\">=\"&EM$10,$D$6:$D$8765,\"<=\"&EM$11,$F$6:$F$8765,\">=\"&EM$5,$F$6:$F$8765,\"<=\"&EM$6,$G$6:$G$8765,\">=\"&EM$8,$G$6:$G$8765,\"<=\"&EM$9)","v":0},{"$f":"_xlfn.MAXIFS($CX$6:$CX$8765,$D$6:$D$8765,\">=\"&EN$10,$D$6:$D$8765,\"<=\"&EN$11,$F$6:$F$8765,\">=\"&EN$5,$F$6:$F$8765,\"<=\"&EN$6,$G$6:$G$8765,\">=\"&EN$8,$G$6:$G$8765,\"<=\"&EN$9)","v":0},{"$f":"_xlfn.MAXIFS($CX$6:$CX$8765,$D$6:$D$8765,\">=\"&EO$10,$D$6:$D$8765,\"<=\"&EO$11,$F$6:$F$8765,\">=\"&EO$5,$F$6:$F$8765,\"<=\"&EO$6,$G$6:$G$8765,\">=\"&EO$8,$G$6:$G$8765,\"<=\"&EO$9)","v":0}]
["01/02","17:00:00","2023-01-02T17:00:00",1,2,17,6,null,null,null,null,null,null,null,null,null,null,null,null,null,null,null,null,null,null,null,null,null,null,null,null,null,null,null,null,null,null,null,null,null,null,null,null,null,null,null,null,null,null,null,null,null,null,null,null,null,null,null,null,null,null,null,null,null,null,null,null,null,null,null,null,null,null,null,null,null,null,null,null,null,null,null,null,null,null,null,null,null,null,null,null,null,null,null,null,null,null,null,null,null,null,null,null,null,null,null,null,null,null,null,null,null,null,null,null,null,null,null,null,null,null,"Jan2","1/2 Hour 17",41,46,null,"Date and Hour",{"$f":"INDEX($DS$6:$DS$8765,MATCH(SUMPRODUCT(--($AS$6:$AS$8765=DX$45),--($D$6:$D$8765>=EK$10),--($D$6:$D$8765<=EK$11),--($F$6:$F$8765>=EK$5),--($F$6:$F$8765<=EK$6),--($G$6:$G$8765>=EK$8),--($G$6:$G$8765<=EK$9),$DT$6:$DT$8765),$DT$6:$DT$8765,0),1)","v":{"$error":"#N/A"}},{"$f":"INDEX($DS$6:$DS$8765,MATCH(SUMPRODUCT(--($AS$6:$AS$8765=DY$45),--($D$6:$D$8765>=EL$10),--($D$6:$D$8765<=EL$11),--($F$6:$F$8765>=EL$5),--($F$6:$F$8765<=EL$6),--($G$6:$G$8765>=EL$8),--($G$6:$G$8765<=EL$9),$DT$6:$DT$8765),$DT$6:$DT$8765,0),1)","v":{"$error":"#N/A"}},{"$f":"INDEX($DS$6:$DS$8765,MATCH(SUMPRODUCT(--($AS$6:$AS$8765=DZ$45),--($D$6:$D$8765>=EM$10),--($D$6:$D$8765<=EM$11),--($F$6:$F$8765>=EM$5),--($F$6:$F$8765<=EM$6),--($G$6:$G$8765>=EM$8),--($G$6:$G$8765<=EM$9),$DT$6:$DT$8765),$DT$6:$DT$8765,0),1)","v":{"$error":"#N/A"}},{"$f":"INDEX($DS$6:$DS$8765,MATCH(SUMPRODUCT(--($AS$6:$AS$8765=EA$45),--($D$6:$D$8765>=EN$10),--($D$6:$D$8765<=EN$11),--($F$6:$F$8765>=EN$5),--($F$6:$F$8765<=EN$6),--($G$6:$G$8765>=EN$8),--($G$6:$G$8765<=EN$9),$DT$6:$DT$8765),$DT$6:$DT$8765,0),1)","v":{"$error":"#N/A"}},{"$f":"INDEX($DS$6:$DS$8765,MATCH(SUMPRODUCT(--($AS$6:$AS$8765=EB$45),--($D$6:$D$8765>=EO$10),--($D$6:$D$8765<=EO$11),--($F$6:$F$8765>=EO$5),--($F$6:$F$8765<=EO$6),--($G$6:$G$8765>=EO$8),--($G$6:$G$8765<=EO$9),$DT$6:$DT$8765),$DT$6:$DT$8765,0),1)","v":{"$error":"#N/A"}},{"$f":"INDEX($DS$6:$DS$8765,MATCH(SUMPRODUCT(--($CX$6:$CX$8765=EC$45),--($D$6:$D$8765>=EK$10),--($D$6:$D$8765<=EK$11),--($F$6:$F$8765>=EK$5),--($F$6:$F$8765<=EK$6),--($G$6:$G$8765>=EK$8),--($G$6:$G$8765<=EK$9),$DT$6:$DT$8765),$DT$6:$DT$8765,0),1)","v":{"$error":"#N/A"}},{"$f":"INDEX($DS$6:$DS$8765,MATCH(SUMPRODUCT(--($CX$6:$CX$8765=ED$45),--($D$6:$D$8765>=EL$10),--($D$6:$D$8765<=EL$11),--($F$6:$F$8765>=EL$5),--($F$6:$F$8765<=EL$6),--($G$6:$G$8765>=EL$8),--($G$6:$G$8765<=EL$9),$DT$6:$DT$8765),$DT$6:$DT$8765,0),1)","v":{"$error":"#N/A"}},{"$f":"INDEX($DS$6:$DS$8765,MATCH(SUMPRODUCT(--($CX$6:$CX$8765=EE$45),--($D$6:$D$8765>=EM$10),--($D$6:$D$8765<=EM$11),--($F$6:$F$8765>=EM$5),--($F$6:$F$8765<=EM$6),--($G$6:$G$8765>=EM$8),--($G$6:$G$8765<=EM$9),$DT$6:$DT$8765),$DT$6:$DT$8765,0),1)","v":{"$error":"#N/A"}},{"$f":"INDEX($DS$6:$DS$8765,MATCH(SUMPRODUCT(--($CX$6:$CX$8765=EF$45),--($D$6:$D$8765>=EN$10),--($D$6:$D$8765<=EN$11),--($F$6:$F$8765>=EN$5),--($F$6:$F$8765<=EN$6),--($G$6:$G$8765>=EN$8),--($G$6:$G$8765<=EN$9),$DT$6:$DT$8765),$DT$6:$DT$8765,0),1)","v":{"$error":"#N/A"}},{"$f":"INDEX($DS$6:$DS$8765,MATCH(SUMPRODUCT(--($CX$6:$CX$8765=EG$45),--($D$6:$D$8765>=EO$10),--($D$6:$D$8765<=EO$11),--($F$6:$F$8765>=EO$5),--($F$6:$F$8765<=EO$6),--($G$6:$G$8765>=EO$8),--($G$6:$G$8765<=EO$9),$DT$6:$DT$8765),$DT$6:$DT$8765,0),1)","v":{"$error":"#N/A"}}]
["01/02","18:00:00","2023-01-02T18:00:00",1,2,18,6,null,null,null,null,null,null,null,null,null,null,null,null,null,null,null,null,null,null,null,null,null,null,null,null,null,null,null,null,null,null,null,null,null,null,null,null,null,null,null,null,null,null,null,null,null,null,null,null,null,null,null,null,null,null,null,null,null,null,null,null,null,null,null,null,null,null,null,null,null,null,null,null,null,null,null,null,null,null,null,null,null,null,null,null,null,null,null,null,null,null,null,null,null,null,null,null,null,null,null,null,null,null,null,null,null,null,null,null,null,null,null,null,null,null,"Jan2","1/2 Hour 18",42,47]
["01/02","19:00:00","2023-01-02T19:00:00",1,2,19,6,null,null,null,null,null,null,null,null,null,null,null,null,null,null,null,null,null,null,null,null,null,null,null,null,null,null,null,null,null,null,null,null,null,null,null,null,null,null,null,null,null,null,null,null,null,null,null,null,null,null,null,null,null,null,null,null,null,null,null,null,null,null,null,null,null,null,null,null,null,null,null,null,null,null,null,null,null,null,null,null,null,null,null,null,null,null,null,null,null,null,null,null,null,null,null,null,null,null,null,null,null,null,null,null,null,null,null,null,null,null,null,null,null,null,"Jan2","1/2 Hour 19",43,48,null,null,"Baseline/budget, Btu/hr",null,null,null,null,"Proposed, Btu/hr"]
["01/02","20:00:00","2023-01-02T20:00:00",1,2,20,6,null,null,null,null,null,null,null,null,null,null,null,null,null,null,null,null,null,null,null,null,null,null,null,null,null,null,null,null,null,null,null,null,null,null,null,null,null,null,null,null,null,null,null,null,null,null,null,null,null,null,null,null,null,null,null,null,null,null,null,null,null,null,null,null,null,null,null,null,null,null,null,null,null,null,null,null,null,null,null,null,null,null,null,null,null,null,null,null,null,null,null,null,null,null,null,null,null,null,null,null,null,null,null,null,null,null,null,null,null,null,null,null,null,null,"Jan2","1/2 Hour 20",44,49,null,null,"Max for first date range","Max for second date range","Max for third date range","Max for fourth date range","Max for fifth date range","Max for first date range","Max for second date range","Max for third date range","Max for fourth date range","Max for fifth date range"]
["01/02","21:00:00","2023-01-02T21:00:00",1,2,21,6,null,null,null,null,null,null,null,null,null,null,null,null,null,null,null,null,null,null,null,null,null,null,null,null,null,null,null,null,null,null,null,null,null,null,null,null,null,null,null,null,null,null,null,null,null,null,null,null,null,null,null,null,null,null,null,null,null,null,null,null,null,null,null,null,null,null,null,null,null,null,null,null,null,null,null,null,null,null,null,null,null,null,null,null,null,null,null,null,null,null,null,null,null,null,null,null,null,null,null,null,null,null,null,null,null,null,null,null,null,null,null,null,null,null,"Jan2","1/2 Hour 21",45,50,null,"Interior lighting",{"$f":"SUMIF($DS$6:$DS$8765,DX$46,$AA$6:$AA$8765)","v":0},{"$f":"SUMIF($DS$6:$DS$8765,DY$46,$AA$6:$AA$8765)","v":0},{"$f":"SUMIF($DS$6:$DS$8765,DZ$46,$AA$6:$AA$8765)","v":0},{"$f":"SUMIF($DS$6:$DS$8765,EA$46,$AA$6:$AA$8765)","v":0},{"$f":"SUMIF($DS$6:$DS$8765,EB$46,$AA$6:$AA$8765)","v":0},{"$f":"SUMIF($DS$6:$DS$8765,EC$46,$CF$6:$CF$8765)","v":0},{"$f":"SUMIF($DS$6:$DS$8765,ED$46,$CF$6:$CF$8765)","v":0},{"$f":"SUMIF($DS$6:$DS$8765,EE$46,$CF$6:$CF$8765)","v":0},{"$f":"SUMIF($DS$6:$DS$8765,EF$46,$CF$6:$CF$8765)","v":0},{"$f":"SUMIF($DS$6:$DS$8765,EG$46,$CF$6:$CF$8765)","v":0}]
["01/02","22:00:00","2023-01-02T22:00:00",1,2,22,6,null,null,null,null,null,null,null,null,null,null,null,null,null,null,null,null,null,null,null,null,null,null,null,null,null,null,null,null,null,null,null,null,null,null,null,null,null,null,null,null,null,null,null,null,null,null,null,null,null,null,null,null,null,null,null,null,null,null,null,null,null,null,null,null,null,null,null,null,null,null,null,null,null,null,null,null,null,null,null,null,null,null,null,null,null,null,null,null,null,null,null,null,null,null,null,null,null,null,null,null,null,null,null,null,null,null,null,null,null,null,null,null,null,null,"Jan2","1/2 Hour 22",46,51,null,"Interior lighting (unregulated)",{"$f":"SUMIF($DS$6:$DS$8765,DX$46,$AB$6:$AB$8765)","v":0},{"$f":"SUMIF($DS$6:$DS$8765,DY$46,$AB$6:$AB$8765)","v":0},{"$f":"SUMIF($DS$6:$DS$8765,DZ$46,$AB$6:$AB$8765)","v":0},{"$f":"SUMIF($DS$6:$DS$8765,EA$46,$AB$6:$AB$8765)","v":0},{"$f":"SUMIF($DS$6:$DS$8765,EB$46,$AB$6:$AB$8765)","v":0},{"$f":"SUMIF($DS$6:$DS$8765,EC$46,$CG$6:$CG$8765)","v":0},{"$f":"SUMIF($DS$6:$DS$8765,ED$46,$CG$6:$CG$8765)","v":0},{"$f":"SUMIF($DS$6:$DS$8765,EE$46,$CG$6:$CG$8765)","v":0},{"$f":"SUMIF($DS$6:$DS$8765,EF$46,$CG$6:$CG$8765)","v":0},{"$f":"SUMIF($DS$6:$DS$8765,EG$46,$CG$6:$CG$8765)","v":0}]
["01/02","23:00:00","2023-01-02T23:00:00",1,2,23,6,null,null,null,null,null,null,null,null,null,null,null,null,null,null,null,null,null,null,null,null,null,null,null,null,null,null,null,null,null,null,null,null,null,null,null,null,null,null,null,null,null,null,null,null,null,null,null,null,null,null,null,null,null,null,null,null,null,null,null,null,null,null,null,null,null,null,null,null,null,null,null,null,null,null,null,null,null,null,null,null,null,null,null,null,null,null,null,null,null,null,null,null,null,null,null,null,null,null,null,null,null,null,null,null,null,null,null,null,null,null,null,null,null,null,"Jan2","1/2 Hour 23",47,52,null,"Exterior lighting",{"$f":"SUMIF($DS$6:$DS$8765,DX$46,$AC$6:$AC$8765)","v":0},{"$f":"SUMIF($DS$6:$DS$8765,DY$46,$AC$6:$AC$8765)","v":0},{"$f":"SUMIF($DS$6:$DS$8765,DZ$46,$AC$6:$AC$8765)","v":0},{"$f":"SUMIF($DS$6:$DS$8765,EA$46,$AC$6:$AC$8765)","v":0},{"$f":"SUMIF($DS$6:$DS$8765,EB$46,$AC$6:$AC$8765)","v":0},{"$f":"SUMIF($DS$6:$DS$8765,EC$46,$CH$6:$CH$8765)","v":0},{"$f":"SUMIF($DS$6:$DS$8765,ED$46,$CH$6:$CH$8765)","v":0},{"$f":"SUMIF($DS$6:$DS$8765,EE$46,$CH$6:$CH$8765)","v":0},{"$f":"SUMIF($DS$6:$DS$8765,EF$46,$CH$6:$CH$8765)","v":0},{"$f":"SUMIF($DS$6:$DS$8765,EG$46,$CH$6:$CH$8765)","v":0}]
["01/02","00:00:00","2023-01-02",1,2,24,6,null,null,null,null,null,null,null,null,null,null,null,null,null,null,null,null,null,null,null,null,null,null,null,null,null,null,null,null,null,null,null,null,null,null,null,null,null,null,null,null,null,null,null,null,null,null,null,null,null,null,null,null,null,null,null,null,null,null,null,null,null,null,null,null,null,null,null,null,null,null,null,null,null,null,null,null,null,null,null,null,null,null,null,null,null,null,null,null,null,null,null,null,null,null,null,null,null,null,null,null,null,null,null,null,null,null,null,null,null,null,null,null,null,null,"Jan2","1/2 Hour 24",48,53,null,"Space heating",{"$f":"SUMIF($DS$6:$DS$8765,DX$46,$AD$6:$AD$8765)","v":0},{"$f":"SUMIF($DS$6:$DS$8765,DY$46,$AD$6:$AD$8765)","v":0},{"$f":"SUMIF($DS$6:$DS$8765,DZ$46,$AD$6:$AD$8765)","v":0},{"$f":"SUMIF($DS$6:$DS$8765,EA$46,$AD$6:$AD$8765)","v":0},{"$f":"SUMIF($DS$6:$DS$8765,EB$46,$AD$6:$AD$8765)","v":0},{"$f":"SUMIF($DS$6:$DS$8765,EC$46,$CI$6:$CI$8765)","v":0},{"$f":"SUMIF($DS$6:$DS$8765,ED$46,$CI$6:$CI$8765)","v":0},{"$f":"SUMIF($DS$6:$DS$8765,EE$46,$CI$6:$CI$8765)","v":0},{"$f":"SUMIF($DS$6:$DS$8765,EF$46,$CI$6:$CI$8765)","v":0},{"$f":"SUMIF($DS$6:$DS$8765,EG$46,$CI$6:$CI$8765)","v":0}]
["01/03","01:00:00","2023-01-03T01:00:00",1,3,1,7,null,null,null,null,null,null,null,null,null,null,null,null,null,null,null,null,null,null,null,null,null,null,null,null,null,null,null,null,null,null,null,null,null,null,null,null,null,null,null,null,null,null,null,null,null,null,null,null,null,null,null,null,null,null,null,null,null,null,null,null,null,null,null,null,null,null,null,null,null,null,null,null,null,null,null,null,null,null,null,null,null,null,null,null,null,null,null,null,null,null,null,null,null,null,null,null,null,null,null,null,null,null,null,null,null,null,null,null,null,null,null,null,null,null,"Jan3","1/3 Hour 1",49,54,null,"Heat pump supplemental heater",{"$f":"SUMIF($DS$6:$DS$8765,DX$46,$AE$6:$AE$8765)","v":0},{"$f":"SUMIF($DS$6:$DS$8765,DY$46,$AE$6:$AE$8765)","v":0},{"$f":"SUMIF($DS$6:$DS$8765,DZ$46,$AE$6:$AE$8765)","v":0},{"$f":"SUMIF($DS$6:$DS$8765,EA$46,$AE$6:$AE$8765)","v":0},{"$f":"SUMIF($DS$6:$DS$8765,EB$46,$AE$6:$AE$8765)","v":0},{"$f":"SUMIF($DS$6:$DS$8765,EC$46,$CJ$6:$CJ$8765)","v":0},{"$f":"SUMIF($DS$6:$DS$8765,ED$46,$CJ$6:$CJ$8765)","v":0},{"$f":"SUMIF($DS$6:$DS$8765,EE$46,$CJ$6:$CJ$8765)","v":0},{"$f":"SUMIF($DS$6:$DS$8765,EF$46,$CJ$6:$CJ$8765)","v":0},{"$f":"SUMIF($DS$6:$DS$8765,EG$46,$CJ$6:$CJ$8765)","v":0}]
["01/03","02:00:00","2023-01-03T02:00:00",1,3,2,7,null,null,null,null,null,null,null,null,null,null,null,null,null,null,null,null,null,null,null,null,null,null,null,null,null,null,null,null,null,null,null,null,null,null,null,null,null,null,null,null,null,null,null,null,null,null,null,null,null,null,null,null,null,null,null,null,null,null,null,null,null,null,null,null,null,null,null,null,null,null,null,null,null,null,null,null,null,null,null,null,null,null,null,null,null,null,null,null,null,null,null,null,null,null,null,null,null,null,null,null,null,null,null,null,null,null,null,null,null,null,null,null,null,null,"Jan3","1/3 Hour 2",50,55,null,"Space cooling",{"$f":"SUMIF($DS$6:$DS$8765,DX$46,$AF$6:$AF$8765)","v":0},{"$f":"SUMIF($DS$6:$DS$8765,DY$46,$AF$6:$AF$8765)","v":0},{"$f":"SUMIF($DS$6:$DS$8765,DZ$46,$AF$6:$AF$8765)","v":0},{"$f":"SUMIF($DS$6:$DS$8765,EA$46,$AF$6:$AF$8765)","v":0},{"$f":"SUMIF($DS$6:$DS$8765,EB$46,$AF$6:$AF$8765)","v":0},{"$f":"SUMIF($DS$6:$DS$8765,EC$46,$CK$6:$CK$8765)","v":0},{"$f":"SUMIF($DS$6:$DS$8765,ED$46,$CK$6:$CK$8765)","v":0},{"$f":"SUMIF($DS$6:$DS$8765,EE$46,$CK$6:$CK$8765)","v":0},{"$f":"SUMIF($DS$6:$DS$8765,EF$46,$CK$6:$CK$8765)","v":0},{"$f":"SUMIF($DS$6:$DS$8765,EG$46,$CK$6:$CK$8765)","v":0}]
["01/03","03:00:00","2023-01-03T03:00:00",1,3,3,7,null,null,null,null,null,null,null,null,null,null,null,null,null,null,null,null,null,null,null,null,null,null,null,null,null,null,null,null,null,null,null,null,null,null,null,null,null,null,null,null,null,null,null,null,null,null,null,null,null,null,null,null,null,null,null,null,null,null,null,null,null,null,null,null,null,null,null,null,null,null,null,null,null,null,null,null,null,null,null,null,null,null,null,null,null,null,null,null,null,null,null,null,null,null,null,null,null,null,null,null,null,null,null,null,null,null,null,null,null,null,null,null,null,null,"Jan3","1/3 Hour 3",51,56,null,"Pumps",{"$f":"SUMIF($DS$6:$DS$8765,DX$46,$AG$6:$AG$8765)","v":0},{"$f":"SUMIF($DS$6:$DS$8765,DY$46,$AG$6:$AG$8765)","v":0},{"$f":"SUMIF($DS$6:$DS$8765,DZ$46,$AG$6:$AG$8765)","v":0},{"$f":"SUMIF($DS$6:$DS$8765,EA$46,$AG$6:$AG$8765)","v":0},{"$f":"SUMIF($DS$6:$DS$8765,EB$46,$AG$6:$AG$8765)","v":0},{"$f":"SUMIF($DS$6:$DS$8765,EC$46,$CL$6:$CL$8765)","v":0},{"$f":"SUMIF($DS$6:$DS$8765,ED$46,$CL$6:$CL$8765)","v":0},{"$f":"SUMIF($DS$6:$DS$8765,EE$46,$CL$6:$CL$8765)","v":0},{"$f":"SUMIF($DS$6:$DS$8765,EF$46,$CL$6:$CL$8765)","v":0},{"$f":"SUMIF($DS$6:$DS$8765,EG$46,$CL$6:$CL$8765)","v":0}]
["01/03","04:00:00","2023-01-03T04:00:00",1,3,4,7,null,null,null,null,null,null,null,null,null,null,null,null,null,null,null,null,null,null,null,null,null,null,null,null,null,null,null,null,null,null,null,null,null,null,null,null,null,null,null,null,null,null,null,null,null,null,null,null,null,null,null,null,null,null,null,null,null,null,null,null,null,null,null,null,null,null,null,null,null,null,null,null,null,null,null,null,null,null,null,null,null,null,null,null,null,null,null,null,null,null,null,null,null,null,null,null,null,null,null,null,null,null,null,null,null,null,null,null,null,null,null,null,null,null,"Jan3","1/3 Hour 4",52,57,null,"Heat rejection",{"$f":"SUMIF($DS$6:$DS$8765,DX$46,$AH$6:$AH$8765)","v":0},{"$f":"SUMIF($DS$6:$DS$8765,DY$46,$AH$6:$AH$8765)","v":0},{"$f":"SUMIF($DS$6:$DS$8765,DZ$46,$AH$6:$AH$8765)","v":0},{"$f":"SUMIF($DS$6:$DS$8765,EA$46,$AH$6:$AH$8765)","v":0},{"$f":"SUMIF($DS$6:$DS$8765,EB$46,$AH$6:$AH$8765)","v":0},{"$f":"SUMIF($DS$6:$DS$8765,EC$46,$CM$6:$CM$8765)","v":0},{"$f":"SUMIF($DS$6:$DS$8765,ED$46,$CM$6:$CM$8765)","v":0},{"$f":"SUMIF($DS$6:$DS$8765,EE$46,$CM$6:$CM$8765)","v":0},{"$f":"SUMIF($DS$6:$DS$8765,EF$46,$CM$6:$CM$8765)","v":0},{"$f":"SUMIF($DS$6:$DS$8765,EG$46,$CM$6:$CM$8765)","v":0}]
["01/03","05:00:00","2023-01-03T05:00:00",1,3,5,7,null,null,null,null,null,null,null,null,null,null,null,null,null,null,null,null,null,null,null,null,null,null,null,null,null,null,null,null,null,null,null,null,null,null,null,null,null,null,null,null,null,null,null,null,null,null,null,null,null,null,null,null,null,null,null,null,null,null,null,null,null,null,null,null,null,null,null,null,null,null,null,null,null,null,null,null,null,null,null,null,null,null,null,null,null,null,null,null,null,null,null,null,null,null,null,null,null,null,null,null,null,null,null,null,null,null,null,null,null,null,null,null,null,null,"Jan3","1/3 Hour 5",53,58,null,"Fans - interior ventilation",{"$f":"SUMIF($DS$6:$DS$8765,DX$46,$AI$6:$AI$8765)","v":0},{"$f":"SUMIF($DS$6:$DS$8765,DY$46,$AI$6:$AI$8765)","v":0},{"$f":"SUMIF($DS$6:$DS$8765,DZ$46,$AI$6:$AI$8765)","v":0},{"$f":"SUMIF($DS$6:$DS$8765,EA$46,$AI$6:$AI$8765)","v":0},{"$f":"SUMIF($DS$6:$DS$8765,EB$46,$AI$6:$AI$8765)","v":0},{"$f":"SUMIF($DS$6:$DS$8765,EC$46,$CN$6:$CN$8765)","v":0},{"$f":"SUMIF($DS$6:$DS$8765,ED$46,$CN$6:$CN$8765)","v":0},{"$f":"SUMIF($DS$6:$DS$8765,EE$46,$CN$6:$CN$8765)","v":0},{"$f":"SUMIF($DS$6:$DS$8765,EF$46,$CN$6:$CN$8765)","v":0},{"$f":"SUMIF($DS$6:$DS$8765,EG$46,$CN$6:$CN$8765)","v":0}]
["01/03","06:00:00","2023-01-03T06:00:00",1,3,6,7,null,null,null,null,null,null,null,null,null,null,null,null,null,null,null,null,null,null,null,null,null,null,null,null,null,null,null,null,null,null,null,null,null,null,null,null,null,null,null,null,null,null,null,null,null,null,null,null,null,null,null,null,null,null,null,null,null,null,null,null,null,null,null,null,null,null,null,null,null,null,null,null,null,null,null,null,null,null,null,null,null,null,null,null,null,null,null,null,null,null,null,null,null,null,null,null,null,null,null,null,null,null,null,null,null,null,null,null,null,null,null,null,null,null,"Jan3","1/3 Hour 6",54,59,null,"Fans - parking garage",{"$f":"SUMIF($DS$6:$DS$8765,DX$46,$AJ$6:$AJ$8765)","v":0},{"$f":"SUMIF($DS$6:$DS$8765,DY$46,$AJ$6:$AJ$8765)","v":0},{"$f":"SUMIF($DS$6:$DS$8765,DZ$46,$AJ$6:$AJ$8765)","v":0},{"$f":"SUMIF($DS$6:$DS$8765,EA$46,$AJ$6:$AJ$8765)","v":0},{"$f":"SUMIF($DS$6:$DS$8765,EB$46,$AJ$6:$AJ$8765)","v":0},{"$f":"SUMIF($DS$6:$DS$8765,EC$46,$CO$6:$CO$8765)","v":0},{"$f":"SUMIF($DS$6:$DS$8765,ED$46,$CO$6:$CO$8765)","v":0},{"$f":"SUMIF($DS$6:$DS$8765,EE$46,$CO$6:$CO$8765)","v":0},{"$f":"SUMIF($DS$6:$DS$8765,EF$46,$CO$6:$CO$8765)","v":0},{"$f":"SUMIF($DS$6:$DS$8765,EG$46,$CO$6:$CO$8765)","v":0}]
["01/03","07:00:00","2023-01-03T07:00:00",1,3,7,7,null,null,null,null,null,null,null,null,null,null,null,null,null,null,null,null,null,null,null,null,null,null,null,null,null,null,null,null,null,null,null,null,null,null,null,null,null,null,null,null,null,null,null,null,null,null,null,null,null,null,null,null,null,null,null,null,null,null,null,null,null,null,null,null,null,null,null,null,null,null,null,null,null,null,null,null,null,null,null,null,null,null,null,null,null,null,null,null,null,null,null,null,null,null,null,null,null,null,null,null,null,null,null,null,null,null,null,null,null,null,null,null,null,null,"Jan3","1/3 Hour 7",55,60,null,"Service water heating",{"$f":"SUMIF($DS$6:$DS$8765,DX$46,$AK$6:$AK$8765)","v":0},{"$f":"SUMIF($DS$6:$DS$8765,DY$46,$AK$6:$AK$8765)","v":0},{"$f":"SUMIF($DS$6:$DS$8765,DZ$46,$AK$6:$AK$8765)","v":0},{"$f":"SUMIF($DS$6:$DS$8765,EA$46,$AK$6:$AK$8765)","v":0},{"$f":"SUMIF($DS$6:$DS$8765,EB$46,$AK$6:$AK$8765)","v":0},{"$f":"SUMIF($DS$6:$DS$8765,EC$46,$CP$6:$CP$8765)","v":0},{"$f":"SUMIF($DS$6:$DS$8765,ED$46,$CP$6:$CP$8765)","v":0},{"$f":"SUMIF($DS$6:$DS$8765,EE$46,$CP$6:$CP$8765)","v":0},{"$f":"SUMIF($DS$6:$DS$8765,EF$46,$CP$6:$CP$8765)","v":0},{"$f":"SUMIF($DS$6:$DS$8765,EG$46,$CP$6:$CP$8765)","v":0}]
["01/03","08:00:00","2023-01-03T08:00:00",1,3,8,7,null,null,null,null,null,null,null,null,null,null,null,null,null,null,null,null,null,null,null,null,null,null,null,null,null,null,null,null,null,null,null,null,null,null,null,null,null,null,null,null,null,null,null,null,null,null,null,null,null,null,null,null,null,null,null,null,null,null,null,null,null,null,null,null,null,null,null,null,null,null,null,null,null,null,null,null,null,null,null,null,null,null,null,null,null,null,null,null,null,null,null,null,null,null,null,null,null,null,null,null,null,null,null,null,null,null,null,null,null,null,null,null,null,null,"Jan3","1/3 Hour 8",56,61,null,"Misc equipment",{"$f":"SUMIF($DS$6:$DS$8765,DX$46,$AL$6:$AL$8765)","v":0},{"$f":"SUMIF($DS$6:$DS$8765,DY$46,$AL$6:$AL$8765)","v":0},{"$f":"SUMIF($DS$6:$DS$8765,DZ$46,$AL$6:$AL$8765)","v":0},{"$f":"SUMIF($DS$6:$DS$8765,EA$46,$AL$6:$AL$8765)","v":0},{"$f":"SUMIF($DS$6:$DS$8765,EB$46,$AL$6:$AL$8765)","v":0},{"$f":"SUMIF($DS$6:$DS$8765,EC$46,$CQ$6:$CQ$8765)","v":0},{"$f":"SUMIF($DS$6:$DS$8765,ED$46,$CQ$6:$CQ$8765)","v":0},{"$f":"SUMIF($DS$6:$DS$8765,EE$46,$CQ$6:$CQ$8765)","v":0},{"$f":"SUMIF($DS$6:$DS$8765,EF$46,$CQ$6:$CQ$8765)","v":0},{"$f":"SUMIF($DS$6:$DS$8765,EG$46,$CQ$6:$CQ$8765)","v":0}]
["01/03","09:00:00","2023-01-03T09:00:00",1,3,9,7,null,null,null,null,null,null,null,null,null,null,null,null,null,null,null,null,null,null,null,null,null,null,null,null,null,null,null,null,null,null,null,null,null,null,null,null,null,null,null,null,null,null,null,null,null,null,null,null,null,null,null,null,null,null,null,null,null,null,null,null,null,null,null,null,null,null,null,null,null,null,null,null,null,null,null,null,null,null,null,null,null,null,null,null,null,null,null,null,null,null,null,null,null,null,null,null,null,null,null,null,null,null,null,null,null,null,null,null,null,null,null,null,null,null,"Jan3","1/3 Hour 9",57,62,null,"Industrial process",{"$f":"SUMIF($DS$6:$DS$8765,DX$46,$AM$6:$AM$8765)","v":0},{"$f":"SUMIF($DS$6:$DS$8765,DY$46,$AM$6:$AM$8765)","v":0},{"$f":"SUMIF($DS$6:$DS$8765,DZ$46,$AM$6:$AM$8765)","v":0},{"$f":"SUMIF($DS$6:$DS$8765,EA$46,$AM$6:$AM$8765)","v":0},{"$f":"SUMIF($DS$6:$DS$8765,EB$46,$AM$6:$AM$8765)","v":0},{"$f":"SUMIF($DS$6:$DS$8765,EC$46,$CR$6:$CR$8765)","v":0},{"$f":"SUMIF($DS$6:$DS$8765,ED$46,$CR$6:$CR$8765)","v":0},{"$f":"SUMIF($DS$6:$DS$8765,EE$46,$CR$6:$CR$8765)","v":0},{"$f":"SUMIF($DS$6:$DS$8765,EF$46,$CR$6:$CR$8765)","v":0},{"$f":"SUMIF($DS$6:$DS$8765,EG$46,$CR$6:$CR$8765)","v":0}]
["01/03","10:00:00","2023-01-03T10:00:00",1,3,10,7,null,null,null,null,null,null,null,null,null,null,null,null,null,null,null,null,null,null,null,null,null,null,null,null,null,null,null,null,null,null,null,null,null,null,null,null,null,null,null,null,null,null,null,null,null,null,null,null,null,null,null,null,null,null,null,null,null,null,null,null,null,null,null,null,null,null,null,null,null,null,null,null,null,null,null,null,null,null,null,null,null,null,null,null,null,null,null,null,null,null,null,null,null,null,null,null,null,null,null,null,null,null,null,null,null,null,null,null,null,null,null,null,null,null,"Jan3","1/3 Hour 10",58,63,null,"Refrigeration equipment (regulated)",{"$f":"SUMIF($DS$6:$DS$8765,DX$46,$AN$6:$AN$8765)","v":0},{"$f":"SUMIF($DS$6:$DS$8765,DY$46,$AN$6:$AN$8765)","v":0},{"$f":"SUMIF($DS$6:$DS$8765,DZ$46,$AN$6:$AN$8765)","v":0},{"$f":"SUMIF($DS$6:$DS$8765,EA$46,$AN$6:$AN$8765)","v":0},{"$f":"SUMIF($DS$6:$DS$8765,EB$46,$AN$6:$AN$8765)","v":0},{"$f":"SUMIF($DS$6:$DS$8765,EC$46,$CS$6:$CS$8765)","v":0},{"$f":"SUMIF($DS$6:$DS$8765,ED$46,$CS$6:$CS$8765)","v":0},{"$f":"SUMIF($DS$6:$DS$8765,EE$46,$CS$6:$CS$8765)","v":0},{"$f":"SUMIF($DS$6:$DS$8765,EF$46,$CS$6:$CS$8765)","v":0},{"$f":"SUMIF($DS$6:$DS$8765,EG$46,$CS$6:$CS$8765)","v":0}]
["01/03","11:00:00","2023-01-03T11:00:00",1,3,11,7,null,null,null,null,null,null,null,null,null,null,null,null,null,null,null,null,null,null,null,null,null,null,null,null,null,null,null,null,null,null,null,null,null,null,null,null,null,null,null,null,null,null,null,null,null,null,null,null,null,null,null,null,null,null,null,null,null,null,null,null,null,null,null,null,null,null,null,null,null,null,null,null,null,null,null,null,null,null,null,null,null,null,null,null,null,null,null,null,null,null,null,null,null,null,null,null,null,null,null,null,null,null,null,null,null,null,null,null,null,null,null,null,null,null,"Jan3","1/3 Hour 11",59,64,null,"Refrigeration equipment (unregulated)",{"$f":"SUMIF($DS$6:$DS$8765,DX$46,$AO$6:$AO$8765)","v":0},{"$f":"SUMIF($DS$6:$DS$8765,DY$46,$AO$6:$AO$8765)","v":0},{"$f":"SUMIF($DS$6:$DS$8765,DZ$46,$AO$6:$AO$8765)","v":0},{"$f":"SUMIF($DS$6:$DS$8765,EA$46,$AO$6:$AO$8765)","v":0},{"$f":"SUMIF($DS$6:$DS$8765,EB$46,$AO$6:$AO$8765)","v":0},{"$f":"SUMIF($DS$6:$DS$8765,EC$46,$CT$6:$CT$8765)","v":0},{"$f":"SUMIF($DS$6:$DS$8765,ED$46,$CT$6:$CT$8765)","v":0},{"$f":"SUMIF($DS$6:$DS$8765,EE$46,$CT$6:$CT$8765)","v":0},{"$f":"SUMIF($DS$6:$DS$8765,EF$46,$CT$6:$CT$8765)","v":0},{"$f":"SUMIF($DS$6:$DS$8765,EG$46,$CT$6:$CT$8765)","v":0}]
["01/03","12:00:00","2023-01-03T12:00:00",1,3,12,7,null,null,null,null,null,null,null,null,null,null,null,null,null,null,null,null,null,null,null,null,null,null,null,null,null,null,null,null,null,null,null,null,null,null,null,null,null,null,null,null,null,null,null,null,null,null,null,null,null,null,null,null,null,null,null,null,null,null,null,null,null,null,null,null,null,null,null,null,null,null,null,null,null,null,null,null,null,null,null,null,null,null,null,null,null,null,null,null,null,null,null,null,null,null,null,null,null,null,null,null,null,null,null,null,null,null,null,null,null,null,null,null,null,null,"Jan3","1/3 Hour 12",60,65,null,"Elevators and escalators",{"$f":"SUMIF($DS$6:$DS$8765,DX$46,$AP$6:$AP$8765)","v":0},{"$f":"SUMIF($DS$6:$DS$8765,DY$46,$AP$6:$AP$8765)","v":0},{"$f":"SUMIF($DS$6:$DS$8765,DZ$46,$AP$6:$AP$8765)","v":0},{"$f":"SUMIF($DS$6:$DS$8765,EA$46,$AP$6:$AP$8765)","v":0},{"$f":"SUMIF($DS$6:$DS$8765,EB$46,$AP$6:$AP$8765)","v":0},{"$f":"SUMIF($DS$6:$DS$8765,EC$46,$CU$6:$CU$8765)","v":0},{"$f":"SUMIF($DS$6:$DS$8765,ED$46,$CU$6:$CU$8765)","v":0},{"$f":"SUMIF($DS$6:$DS$8765,EE$46,$CU$6:$CU$8765)","v":0},{"$f":"SUMIF($DS$6:$DS$8765,EF$46,$CU$6:$CU$8765)","v":0},{"$f":"SUMIF($DS$6:$DS$8765,EG$46,$CU$6:$CU$8765)","v":0}]
["01/03","13:00:00","2023-01-03T13:00:00",1,3,13,7,null,null,null,null,null,null,null,null,null,null,null,null,null,null,null,null,null,null,null,null,null,null,null,null,null,null,null,null,null,null,null,null,null,null,null,null,null,null,null,null,null,null,null,null,null,null,null,null,null,null,null,null,null,null,null,null,null,null,null,null,null,null,null,null,null,null,null,null,null,null,null,null,null,null,null,null,null,null,null,null,null,null,null,null,null,null,null,null,null,null,null,null,null,null,null,null,null,null,null,null,null,null,null,null,null,null,null,null,null,null,null,null,null,null,"Jan3","1/3 Hour 13",61,66,null,"Other regulated",{"$f":"SUMIF($DS$6:$DS$8765,DX$46,$AQ$6:$AQ$8765)","v":0},{"$f":"SUMIF($DS$6:$DS$8765,DY$46,$AQ$6:$AQ$8765)","v":0},{"$f":"SUMIF($DS$6:$DS$8765,DZ$46,$AQ$6:$AQ$8765)","v":0},{"$f":"SUMIF($DS$6:$DS$8765,EA$46,$AQ$6:$AQ$8765)","v":0},{"$f":"SUMIF($DS$6:$DS$8765,EB$46,$AQ$6:$AQ$8765)","v":0},{"$f":"SUMIF($DS$6:$DS$8765,EC$46,$CV$6:$CV$8765)","v":0},{"$f":"SUMIF($DS$6:$DS$8765,ED$46,$CV$6:$CV$8765)","v":0},{"$f":"SUMIF($DS$6:$DS$8765,EE$46,$CV$6:$CV$8765)","v":0},{"$f":"SUMIF($DS$6:$DS$8765,EF$46,$CV$6:$CV$8765)","v":0},{"$f":"SUMIF($DS$6:$DS$8765,EG$46,$CV$6:$CV$8765)","v":0}]
["01/03","14:00:00","2023-01-03T14:00:00",1,3,14,7,null,null,null,null,null,null,null,null,null,null,null,null,null,null,null,null,null,null,null,null,null,null,null,null,null,null,null,null,null,null,null,null,null,null,null,null,null,null,null,null,null,null,null,null,null,null,null,null,null,null,null,null,null,null,null,null,null,null,null,null,null,null,null,null,null,null,null,null,null,null,null,null,null,null,null,null,null,null,null,null,null,null,null,null,null,null,null,null,null,null,null,null,null,null,null,null,null,null,null,null,null,null,null,null,null,null,null,null,null,null,null,null,null,null,"Jan3","1/3 Hour 14",62,67,null,"Other unregulated",{"$f":"SUMIF($DS$6:$DS$8765,DX$46,$AR$6:$AR$8765)","v":0},{"$f":"SUMIF($DS$6:$DS$8765,DY$46,$AR$6:$AR$8765)","v":0},{"$f":"SUMIF($DS$6:$DS$8765,DZ$46,$AR$6:$AR$8765)","v":0},{"$f":"SUMIF($DS$6:$DS$8765,EA$46,$AR$6:$AR$8765)","v":0},{"$f":"SUMIF($DS$6:$DS$8765,EB$46,$AR$6:$AR$8765)","v":0},{"$f":"SUMIF($DS$6:$DS$8765,EC$46,$CW$6:$CW$8765)","v":0},{"$f":"SUMIF($DS$6:$DS$8765,ED$46,$CW$6:$CW$8765)","v":0},{"$f":"SUMIF($DS$6:$DS$8765,EE$46,$CW$6:$CW$8765)","v":0},{"$f":"SUMIF($DS$6:$DS$8765,EF$46,$CW$6:$CW$8765)","v":0},{"$f":"SUMIF($DS$6:$DS$8765,EG$46,$CW$6:$CW$8765)","v":0}]
["01/03","15:00:00","2023-01-03T15:00:00",1,3,15,7,null,null,null,null,null,null,null,null,null,null,null,null,null,null,null,null,null,null,null,null,null,null,null,null,null,null,null,null,null,null,null,null,null,null,null,null,null,null,null,null,null,null,null,null,null,null,null,null,null,null,null,null,null,null,null,null,null,null,null,null,null,null,null,null,null,null,null,null,null,null,null,null,null,null,null,null,null,null,null,null,null,null,null,null,null,null,null,null,null,null,null,null,null,null,null,null,null,null,null,null,null,null,null,null,null,null,null,null,null,null,null,null,null,null,"Jan3","1/3 Hour 15",63,68,null,"Whole building",{"$f":"SUMIF($DS$6:$DS$8765,DX$46,$AS$6:$AS$8765)","v":0},{"$f":"SUMIF($DS$6:$DS$8765,DY$46,$AS$6:$AS$8765)","v":0},{"$f":"SUMIF($DS$6:$DS$8765,DZ$46,$AS$6:$AS$8765)","v":0},{"$f":"SUMIF($DS$6:$DS$8765,EA$46,$AS$6:$AS$8765)","v":0},{"$f":"SUMIF($DS$6:$DS$8765,EB$46,$AS$6:$AS$8765)","v":0},{"$f":"SUMIF($DS$6:$DS$8765,EC$46,$CX$6:$CX$8765)","v":0},{"$f":"SUMIF($DS$6:$DS$8765,ED$46,$CX$6:$CX$8765)","v":0},{"$f":"SUMIF($DS$6:$DS$8765,EE$46,$CX$6:$CX$8765)","v":0},{"$f":"SUMIF($DS$6:$DS$8765,EF$46,$CX$6:$CX$8765)","v":0},{"$f":"SUMIF($DS$6:$DS$8765,EG$46,$CX$6:$CX$8765)","v":0}]
["01/03","16:00:00","2023-01-03T16:00:00",1,3,16,7,null,null,null,null,null,null,null,null,null,null,null,null,null,null,null,null,null,null,null,null,null,null,null,null,null,null,null,null,null,null,null,null,null,null,null,null,null,null,null,null,null,null,null,null,null,null,null,null,null,null,null,null,null,null,null,null,null,null,null,null,null,null,null,null,null,null,null,null,null,null,null,null,null,null,null,null,null,null,null,null,null,null,null,null,null,null,null,null,null,null,null,null,null,null,null,null,null,null,null,null,null,null,null,null,null,null,null,null,null,null,null,null,null,null,"Jan3","1/3 Hour 16",64,69]
["01/03","17:00:00",{"$f":"A70+B70","v":"2023-01-03T17:00:00"},1,3,17,7,null,null,null,null,null,null,null,null,null,null,null,null,null,null,null,null,null,null,null,null,null,null,null,null,null,null,null,null,null,null,null,null,null,null,null,null,null,null,null,null,null,null,null,null,null,null,null,null,null,null,null,null,null,null,null,null,null,null,null,null,null,null,null,null,null,null,null,null,null,null,null,null,null,null,null,null,null,null,null,null,null,null,null,null,null,null,null,null,null,null,null,null,null,null,null,null,null,null,null,null,null,null,null,null,null,null,null,null,null,null,null,null,null,null,"Jan3","1/3 Hour 17",65,70,null,null,"NOTE: Formulas can fill across but not down. Do not pull the formula down. Baseline and proposed formulas aren't the same. Do not pull those across to one another"]
[{"$f":"TEXT(DATE(,D71,E71),\"MM/DD\")","v":"01/03"},{"$f":"TIME(F71,0,0)","v":"18:00:00"},"2023-01-03T18:00:00",1,3,18,7,null,null,null,null,null,null,null,null,null,null,null,null,null,null,null,null,null,null,null,null,null,null,null,null,null,null,null,null,null,null,null,null,null,null,null,null,null,null,null,null,null,null,null,null,null,null,null,null,null,null,null,null,null,null,null,null,null,null,null,null,null,null,null,null,null,null,null,null,null,null,null,null,null,null,null,null,null,null,null,null,null,null,null,null,null,null,null,null,null,null,null,null,null,null,null,null,null,null,null,null,null,null,null,null,null,null,null,null,null,null,null,null,null,null,{"$f":"TEXT(D71*29,\"mmm\")&E71","v":"Jan3"},{"$f":"D71&\"/\"&E71&\" Hour \"&F71","v":"1/3 Hour 18"},{"$f":"ROW()-ROW($DT$5)","v":66},71]
["01/03","19:00:00","2023-01-03T19:00:00",1,3,19,7,null,null,null,null,null,null,null,null,null,null,null,null,null,null,null,null,null,null,null,null,null,null,null,null,null,null,null,null,null,null,null,null,null,null,null,null,null,null,null,null,null,null,null,null,null,null,null,null,null,null,null,null,null,null,null,null,null,null,null,null,null,null,null,null,null,null,null,null,null,null,null,null,null,null,null,null,null,null,null,null,null,null,null,null,null,null,null,null,null,null,null,null,null,null,null,null,null,null,null,null,null,null,null,null,null,null,null,null,null,null,null,null,null,null,"Jan3","1/3 Hour 19",67,72]
["01/03","20:00:00","2023-01-03T20:00:00",1,3,20,7,null,null,null,null,null,null,null,null,null,null,null,null,null,null,null,null,null,null,null,null,null,null,null,null,null,null,null,null,null,null,null,null,null,null,null,null,null,null,null,null,null,null,null,null,null,null,null,null,null,null,null,null,null,null,null,null,null,null,null,null,null,null,null,null,null,null,null,null,null,null,null,null,null,null,null,null,null,null,null,null,null,null,null,null,null,null,null,null,null,null,null,null,null,null,null,null,null,null,null,null,null,null,null,null,null,null,null,null,null,null,null,null,null,null,"Jan3","1/3 Hour 20",68,73,null,"District Steam","Baseline/budget",null,null,null,null,"Proposed"]
["01/03","21:00:00","2023-01-03T21:00:00",1,3,21,7,null,null,null,null,null,null,null,null,null,null,null,null,null,null,null,null,null,null,null,null,null,null,null,null,null,null,null,null,null,null,null,null,null,null,null,null,null,null,null,null,null,null,null,null,null,null,null,null,null,null,null,null,null,null,null,null,null,null,null,null,null,null,null,null,null,null,null,null,null,null,null,null,null,null,null,null,null,null,null,null,null,null,null,null,null,null,null,null,null,null,null,null,null,null,null,null,null,null,null,null,null,null,null,null,null,null,null,null,null,null,null,null,null,null,"Jan3","1/3 Hour 21",69,74,null,"Range #",1,2,3,4,5,1,2,3,4,5]
["01/03","22:00:00","2023-01-03T22:00:00",1,3,22,7,null,null,null,null,null,null,null,null,null,null,null,null,null,null,null,null,null,null,null,null,null,null,null,null,null,null,null,null,null,null,null,null,null,null,null,null,null,null,null,null,null,null,null,null,null,null,null,null,null,null,null,null,null,null,null,null,null,null,null,null,null,null,null,null,null,null,null,null,null,null,null,null,null,null,null,null,null,null,null,null,null,null,null,null,null,null,null,null,null,null,null,null,null,null,null,null,null,null,null,null,null,null,null,null,null,null,null,null,null,null,null,null,null,null,"Jan3","1/3 Hour 22",70,75,null,"Max, Btuh",{"$f":"_xlfn.MAXIFS($BL$6:$BL$8765,$D$6:$D$8765,\">=\"&ES$10,$D$6:$D$8765,\"<=\"&ES$11,$F$6:$F$8765,\">=\"&ES$5,$F$6:$F$8765,\"<=\"&ES$6,$G$6:$G$8765,\">=\"&ES$8,$G$6:$G$8765,\"<=\"&ES$9)","v":0},{"$f":"_xlfn.MAXIFS($AS$6:$AS$8765,$D$6:$D$8765,\">=\"&EL$10,$D$6:$D$8765,\"<=\"&EL$11,$F$6:$F$8765,\">=\"&EL$5,$F$6:$F$8765,\"<=\"&EL$6,$G$6:$G$8765,\">=\"&EL$8,$G$6:$G$8765,\"<=\"&EL$9)","v":0},{"$f":"_xlfn.MAXIFS($AS$6:$AS$8765,$D$6:$D$8765,\">=\"&EM$10,$D$6:$D$8765,\"<=\"&EM$11,$F$6:$F$8765,\">=\"&EM$5,$F$6:$F$8765,\"<=\"&EM$6,$G$6:$G$8765,\">=\"&EM$8,$G$6:$G$8765,\"<=\"&EM$9)","v":0},{"$f":"_xlfn.MAXIFS($AS$6:$AS$8765,$D$6:$D$8765,\">=\"&EN$10,$D$6:$D$8765,\"<=\"&EN$11,$F$6:$F$8765,\">=\"&EN$5,$F$6:$F$8765,\"<=\"&EN$6,$G$6:$G$8765,\">=\"&EN$8,$G$6:$G$8765,\"<=\"&EN$9)","v":0},{"$f":"_xlfn.MAXIFS($AS$6:$AS$8765,$D$6:$D$8765,\">=\"&EO$10,$D$6:$D$8765,\"<=\"&EO$11,$F$6:$F$8765,\">=\"&EO$5,$F$6:$F$8765,\"<=\"&EO$6,$G$6:$G$8765,\">=\"&EO$8,$G$6:$G$8765,\"<=\"&EO$9)","v":0},{"$f":"_xlfn.MAXIFS($DQ$6:$DQ$8765,$D$6:$D$8765,\">=\"&ES$10,$D$6:$D$8765,\"<=\"&ES$11,$F$6:$F$8765,\">=\"&ES$5,$F$6:$F$8765,\"<=\"&ES$6,$G$6:$G$8765,\">=\"&ES$8,$G$6:$G$8765,\"<=\"&ES$9)","v":0},{"$f":"_xlfn.MAXIFS($CX$6:$CX$8765,$D$6:$D$8765,\">=\"&EL$10,$D$6:$D$8765,\"<=\"&EL$11,$F$6:$F$8765,\">=\"&EL$5,$F$6:$F$8765,\"<=\"&EL$6,$G$6:$G$8765,\">=\"&EL$8,$G$6:$G$8765,\"<=\"&EL$9)","v":0},{"$f":"_xlfn.MAXIFS($CX$6:$CX$8765,$D$6:$D$8765,\">=\"&EM$10,$D$6:$D$8765,\"<=\"&EM$11,$F$6:$F$8765,\">=\"&EM$5,$F$6:$F$8765,\"<=\"&EM$6,$G$6:$G$8765,\">=\"&EM$8,$G$6:$G$8765,\"<=\"&EM$9)","v":0},{"$f":"_xlfn.MAXIFS($CX$6:$CX$8765,$D$6:$D$8765,\">=\"&EN$10,$D$6:$D$8765,\"<=\"&EN$11,$F$6:$F$8765,\">=\"&EN$5,$F$6:$F$8765,\"<=\"&EN$6,$G$6:$G$8765,\">=\"&EN$8,$G$6:$G$8765,\"<=\"&EN$9)","v":0},{"$f":"_xlfn.MAXIFS($CX$6:$CX$8765,$D$6:$D$8765,\">=\"&EO$10,$D$6:$D$8765,\"<=\"&EO$11,$F$6:$F$8765,\">=\"&EO$5,$F$6:$F$8765,\"<=\"&EO$6,$G$6:$G$8765,\">=\"&EO$8,$G$6:$G$8765,\"<=\"&EO$9)","v":0}]
["01/03","23:00:00","2023-01-03T23:00:00",1,3,23,7,null,null,null,null,null,null,null,null,null,null,null,null,null,null,null,null,null,null,null,null,null,null,null,null,null,null,null,null,null,null,null,null,null,null,null,null,null,null,null,null,null,null,null,null,null,null,null,null,null,null,null,null,null,null,null,null,null,null,null,null,null,null,null,null,null,null,null,null,null,null,null,null,null,null,null,null,null,null,null,null,null,null,null,null,null,null,null,null,null,null,null,null,null,null,null,null,null,null,null,null,null,null,null,null,null,null,null,null,null,null,null,null,null,null,"Jan3","1/3 Hour 23",71,76,null,"Date and Hour",{"$f":"INDEX($DS$6:$DS$8765,MATCH(SUMPRODUCT(--($BL$6:$BL$8765=DX$45),--($D$6:$D$8765>=ES$10),--($D$6:$D$8765<=ES$11),--($F$6:$F$8765>=ES$5),--($F$6:$F$8765<=ES$6),--($G$6:$G$8765>=ES$8),--($G$6:$G$8765<=ES$9),$DT$6:$DT$8765),$DT$6:$DT$8765,0),1)","v":{"$error":"#N/A"}},{"$f":"INDEX($DS$6:$DS$8765,MATCH(SUMPRODUCT(--($AS$6:$AS$8765=DY$45),--($D$6:$D$8765>=EL$10),--($D$6:$D$8765<=EL$11),--($F$6:$F$8765>=EL$5),--($F$6:$F$8765<=EL$6),--($G$6:$G$8765>=EL$8),--($G$6:$G$8765<=EL$9),$DT$6:$DT$8765),$DT$6:$DT$8765,0),1)","v":{"$error":"#N/A"}},{"$f":"INDEX($DS$6:$DS$8765,MATCH(SUMPRODUCT(--($AS$6:$AS$8765=DZ$45),--($D$6:$D$8765>=EM$10),--($D$6:$D$8765<=EM$11),--($F$6:$F$8765>=EM$5),--($F$6:$F$8765<=EM$6),--($G$6:$G$8765>=EM$8),--($G$6:$G$8765<=EM$9),$DT$6:$DT$8765),$DT$6:$DT$8765,0),1)","v":{"$error":"#N/A"}},{"$f":"INDEX($DS$6:$DS$8765,MATCH(SUMPRODUCT(--($AS$6:$AS$8765=EA$45),--($D$6:$D$8765>=EN$10),--($D$6:$D$8765<=EN$11),--($F$6:$F$8765>=EN$5),--($F$6:$F$8765<=EN$6),--($G$6:$G$8765>=EN$8),--($G$6:$G$8765<=EN$9),$DT$6:$DT$8765),$DT$6:$DT$8765,0),1)","v":{"$error":"#N/A"}},{"$f":"INDEX($DS$6:$DS$8765,MATCH(SUMPRODUCT(--($AS$6:$AS$8765=EB$45),--($D$6:$D$8765>=EO$10),--($D$6:$D$8765<=EO$11),--($F$6:$F$8765>=EO$5),--($F$6:$F$8765<=EO$6),--($G$6:$G$8765>=EO$8),--($G$6:$G$8765<=EO$9),$DT$6:$DT$8765),$DT$6:$DT$8765,0),1)","v":{"$error":"#N/A"}},{"$f":"INDEX($DS$6:$DS$8765,MATCH(SUMPRODUCT(--($DQ$6:$DQ$8765=EC$45),--($D$6:$D$8765>=ES$10),--($D$6:$D$8765<=ES$11),--($F$6:$F$8765>=ES$5),--($F$6:$F$8765<=ES$6),--($G$6:$G$8765>=ES$8),--($G$6:$G$8765<=ES$9),$DT$6:$DT$8765),$DT$6:$DT$8765,0),1)","v":{"$error":"#N/A"}},{"$f":"INDEX($DS$6:$DS$8765,MATCH(SUMPRODUCT(--($CX$6:$CX$8765=ED$45),--($D$6:$D$8765>=EL$10),--($D$6:$D$8765<=EL$11),--($F$6:$F$8765>=EL$5),--($F$6:$F$8765<=EL$6),--($G$6:$G$8765>=EL$8),--($G$6:$G$8765<=EL$9),$DT$6:$DT$8765),$DT$6:$DT$8765,0),1)","v":{"$error":"#N/A"}},{"$f":"INDEX($DS$6:$DS$8765,MATCH(SUMPRODUCT(--($CX$6:$CX$8765=EE$45),--($D$6:$D$8765>=EM$10),--($D$6:$D$8765<=EM$11),--($F$6:$F$8765>=EM$5),--($F$6:$F$8765<=EM$6),--($G$6:$G$8765>=EM$8),--($G$6:$G$8765<=EM$9),$DT$6:$DT$8765),$DT$6:$DT$8765,0),1)","v":{"$error":"#N/A"}},{"$f":"INDEX($DS$6:$DS$8765,MATCH(SUMPRODUCT(--($CX$6:$CX$8765=EF$45),--($D$6:$D$8765>=EN$10),--($D$6:$D$8765<=EN$11),--($F$6:$F$8765>=EN$5),--($F$6:$F$8765<=EN$6),--($G$6:$G$8765>=EN$8),--($G$6:$G$8765<=EN$9),$DT$6:$DT$8765),$DT$6:$DT$8765,0),1)","v":{"$error":"#N/A"}},{"$f":"INDEX($DS$6:$DS$8765,MATCH(SUMPRODUCT(--($CX$6:$CX$8765=EG$45),--($D$6:$D$8765>=EO$10),--($D$6:$D$8765<=EO$11),--($F$6:$F$8765>=EO$5),--($F$6:$F$8765<=EO$6),--($G$6:$G$8765>=EO$8),--($G$6:$G$8765<=EO$9),$DT$6:$DT$8765),$DT$6:$DT$8765,0),1)","v":{"$error":"#N/A"}}]
["01/03","00:00:00","2023-01-03",1,3,24,7,null,null,null,null,null,null,null,null,null,null,null,null,null,null,null,null,null,null,null,null,null,null,null,null,null,null,null,null,null,null,null,null,null,null,null,null,null,null,null,null,null,null,null,null,null,null,null,null,null,null,null,null,null,null,null,null,null,null,null,null,null,null,null,null,null,null,null,null,null,null,null,null,null,null,null,null,null,null,null,null,null,null,null,null,null,null,null,null,null,null,null,null,null,null,null,null,null,null,null,null,null,null,null,null,null,null,null,null,null,null,null,null,null,null,"Jan3","1/3 Hour 24",72,77]
["01/04","01:00:00","2023-01-04T01:00:00",1,4,1,1,null,null,null,null,null,null,null,null,null,null,null,null,null,null,null,null,null,null,null,null,null,null,null,null,null,null,null,null,null,null,null,null,null,null,null,null,null,null,null,null,null,null,null,null,null,null,null,null,null,null,null,null,null,null,null,null,null,null,null,null,null,null,null,null,null,null,null,null,null,null,null,null,null,null,null,null,null,null,null,null,null,null,null,null,null,null,null,null,null,null,null,null,null,null,null,null,null,null,null,null,null,null,null,null,null,null,null,null,null,null,null,null,null,null,"Jan4","1/4 Hour 1",73,78,null,null,"Baseline/budget, Btu/hr",null,null,null,null,"Proposed, Btu/hr"]
["01/04","02:00:00","2023-01-04T02:00:00",1,4,2,1,null,null,null,null,null,null,null,null,null,null,null,null,null,null,null,null,null,null,null,null,null,null,null,null,null,null,null,null,null,null,null,null,null,null,null,null,null,null,null,null,null,null,null,null,null,null,null,null,null,null,null,null,null,null,null,null,null,null,null,null,null,null,null,null,null,null,null,null,null,null,null,null,null,null,null,null,null,null,null,null,null,null,null,null,null,null,null,null,null,null,null,null,null,null,null,null,null,null,null,null,null,null,null,null,null,null,null,null,null,null,null,null,null,null,"Jan4","1/4 Hour 2",74,79,null,null,"Max for first date range","Max for second date range","Max for third date range","Max for fourth date range","Max for fifth date range","Max for first date range","Max for second date range","Max for third date range","Max for fourth date range","Max for fifth date range"]
["01/04","03:00:00","2023-01-04T03:00:00",1,4,3,1,null,null,null,null,null,null,null,null,null,null,null,null,null,null,null,null,null,null,null,null,null,null,null,null,null,null,null,null,null,null,null,null,null,null,null,null,null,null,null,null,null,null,null,null,null,null,null,null,null,null,null,null,null,null,null,null,null,null,null,null,null,null,null,null,null,null,null,null,null,null,null,null,null,null,null,null,null,null,null,null,null,null,null,null,null,null,null,null,null,null,null,null,null,null,null,null,null,null,null,null,null,null,null,null,null,null,null,null,null,null,null,null,null,null,"Jan4","1/4 Hour 3",75,80,null,"Interior lighting",{"$f":"SUMIF($DS$6:$DS$8765,DX$76,$AT$6:$AT$8765)","v":0},{"$f":"SUMIF($DS$6:$DS$8765,DY$76,$AT$6:$AT$8765)","v":0},0,0,0,{"$f":"SUMIF($DS$6:$DS$8765,EC$76,$CY$6:$CY$8765)","v":0},{"$f":"SUMIF($DS$6:$DS$8765,ED$76,$CY$6:$CY$8765)","v":0},0,0,0]
["01/04","04:00:00","2023-01-04T04:00:00",1,4,4,1,null,null,null,null,null,null,null,null,null,null,null,null,null,null,null,null,null,null,null,null,null,null,null,null,null,null,null,null,null,null,null,null,null,null,null,null,null,null,null,null,null,null,null,null,null,null,null,null,null,null,null,null,null,null,null,null,null,null,null,null,null,null,null,null,null,null,null,null,null,null,null,null,null,null,null,null,null,null,null,null,null,null,null,null,null,null,null,null,null,null,null,null,null,null,null,null,null,null,null,null,null,null,null,null,null,null,null,null,null,null,null,null,null,null,"Jan4","1/4 Hour 4",76,81,null,"Interior lighting (unregulated)",{"$f":"SUMIF($DS$6:$DS$8765,DX$76,$AU$6:$AU$8765)","v":0},{"$f":"SUMIF($DS$6:$DS$8765,DY$76,$AU$6:$AU$8765)","v":0},0,0,0,{"$f":"SUMIF($DS$6:$DS$8765,EC$76,$CZ$6:$CZ$8765)","v":0},{"$f":"SUMIF($DS$6:$DS$8765,ED$76,$CZ$6:$CZ$8765)","v":0},0,0,0]
["01/04","05:00:00","2023-01-04T05:00:00",1,4,5,1,null,null,null,null,null,null,null,null,null,null,null,null,null,null,null,null,null,null,null,null,null,null,null,null,null,null,null,null,null,null,null,null,null,null,null,null,null,null,null,null,null,null,null,null,null,null,null,null,null,null,null,null,null,null,null,null,null,null,null,null,null,null,null,null,null,null,null,null,null,null,null,null,null,null,null,null,null,null,null,null,null,null,null,null,null,null,null,null,null,null,null,null,null,null,null,null,null,null,null,null,null,null,null,null,null,null,null,null,null,null,null,null,null,null,"Jan4","1/4 Hour 5",77,82,null,"Exterior lighting",{"$f":"SUMIF($DS$6:$DS$8765,DX$76,$AV$6:$AV$8765)","v":0},{"$f":"SUMIF($DS$6:$DS$8765,DY$76,$AV$6:$AV$8765)","v":0},0,0,0,{"$f":"SUMIF($DS$6:$DS$8765,EC$76,$DA$6:$DA$8765)","v":0},{"$f":"SUMIF($DS$6:$DS$8765,ED$76,$DA$6:$DA$8765)","v":0},0,0,0]
["01/04","06:00:00","2023-01-04T06:00:00",1,4,6,1,null,null,null,null,null,null,null,null,null,null,null,null,null,null,null,null,null,null,null,null,null,null,null,null,null,null,null,null,null,null,null,null,null,null,null,null,null,null,null,null,null,null,null,null,null,null,null,null,null,null,null,null,null,null,null,null,null,null,null,null,null,null,null,null,null,null,null,null,null,null,null,null,null,null,null,null,null,null,null,null,null,null,null,null,null,null,null,null,null,null,null,null,null,null,null,null,null,null,null,null,null,null,null,null,null,null,null,null,null,null,null,null,null,null,"Jan4","1/4 Hour 6",78,83,null,"Space heating",{"$f":"SUMIF($DS$6:$DS$8765,DX$76,$AW$6:$AW$8765)","v":0},{"$f":"SUMIF($DS$6:$DS$8765,DY$76,$AW$6:$AW$8765)","v":0},0,0,0,{"$f":"SUMIF($DS$6:$DS$8765,EC$76,$DB$6:$DB$8765)","v":0},{"$f":"SUMIF($DS$6:$DS$8765,ED$76,$DB$6:$DB$8765)","v":0},0,0,0]
["01/04","07:00:00","2023-01-04T07:00:00",1,4,7,1,null,null,null,null,null,null,null,null,null,null,null,null,null,null,null,null,null,null,null,null,null,null,null,null,null,null,null,null,null,null,null,null,null,null,null,null,null,null,null,null,null,null,null,null,null,null,null,null,null,null,null,null,null,null,null,null,null,null,null,null,null,null,null,null,null,null,null,null,null,null,null,null,null,null,null,null,null,null,null,null,null,null,null,null,null,null,null,null,null,null,null,null,null,null,null,null,null,null,null,null,null,null,null,null,null,null,null,null,null,null,null,null,null,null,"Jan4","1/4 Hour 7",79,84,null,"Heat pump supplemental heater",{"$f":"SUMIF($DS$6:$DS$8765,DX$76,$AX$6:$AX$8765)","v":0},{"$f":"SUMIF($DS$6:$DS$8765,DY$76,$AX$6:$AX$8765)","v":0},0,0,0,{"$f":"SUMIF($DS$6:$DS$8765,EC$76,$DC$6:$DC$8765)","v":0},{"$f":"SUMIF($DS$6:$DS$8765,ED$76,$DC$6:$DC$8765)","v":0},0,0,0]
["01/04","08:00:00","2023-01-04T08:00:00",1,4,8,1,null,null,null,null,null,null,null,null,null,null,null,null,null,null,null,null,null,null,null,null,null,null,null,null,null,null,null,null,null,null,null,null,null,null,null,null,null,null,null,null,null,null,null,null,null,null,null,null,null,null,null,null,null,null,null,null,null,null,null,null,null,null,null,null,null,null,null,null,null,null,null,null,null,null,null,null,null,null,null,null,null,null,null,null,null,null,null,null,null,null,null,null,null,null,null,null,null,null,null,null,null,null,null,null,null,null,null,null,null,null,null,null,null,null,"Jan4","1/4 Hour 8",80,85,null,"Space cooling",{"$f":"SUMIF($DS$6:$DS$8765,DX$76,$AY$6:$AY$8765)","v":0},{"$f":"SUMIF($DS$6:$DS$8765,DY$76,$AY$6:$AY$8765)","v":0},0,0,0,{"$f":"SUMIF($DS$6:$DS$8765,EC$76,$DD$6:$DD$8765)","v":0},{"$f":"SUMIF($DS$6:$DS$8765,ED$76,$DD$6:$DD$8765)","v":0},0,0,0]
["01/04","09:00:00","2023-01-04T09:00:00",1,4,9,1,null,null,null,null,null,null,null,null,null,null,null,null,null,null,null,null,null,null,null,null,null,null,null,null,null,null,null,null,null,null,null,null,null,null,null,null,null,null,null,null,null,null,null,null,null,null,null,null,null,null,null,null,null,null,null,null,null,null,null,null,null,null,null,null,null,null,null,null,null,null,null,null,null,null,null,null,null,null,null,null,null,null,null,null,null,null,null,null,null,null,null,null,null,null,null,null,null,null,null,null,null,null,null,null,null,null,null,null,null,null,null,null,null,null,"Jan4","1/4 Hour 9",81,86,null,"Pumps",{"$f":"SUMIF($DS$6:$DS$8765,DX$76,$AZ$6:$AZ$8765)","v":0},{"$f":"SUMIF($DS$6:$DS$8765,DY$76,$AZ$6:$AZ$8765)","v":0},0,0,0,{"$f":"SUMIF($DS$6:$DS$8765,EC$76,$DE$6:$DE$8765)","v":0},{"$f":"SUMIF($DS$6:$DS$8765,ED$76,$DE$6:$DE$8765)","v":0},0,0,0]
["01/04","10:00:00","2023-01-04T10:00:00",1,4,10,1,null,null,null,null,null,null,null,null,null,null,null,null,null,null,null,null,null,null,null,null,null,null,null,null,null,null,null,null,null,null,null,null,null,null,null,null,null,null,null,null,null,null,null,null,null,null,null,null,null,null,null,null,null,null,null,null,null,null,null,null,null,null,null,null,null,null,null,null,null,null,null,null,null,null,null,null,null,null,null,null,null,null,null,null,null,null,null,null,null,null,null,null,null,null,null,null,null,null,null,null,null,null,null,null,null,null,null,null,null,null,null,null,null,null,"Jan4","1/4 Hour 10",82,87,null,"Heat rejection",{"$f":"SUMIF($DS$6:$DS$8765,DX$76,$BA$6:$BA$8765)","v":0},{"$f":"SUMIF($DS$6:$DS$8765,DY$76,$BA$6:$BA$8765)","v":0},0,0,0,{"$f":"SUMIF($DS$6:$DS$8765,EC$76,$DF$6:$DF$8765)","v":0},{"$f":"SUMIF($DS$6:$DS$8765,ED$76,$DF$6:$DF$8765)","v":0},0,0,0]
["01/04","11:00:00","2023-01-04T11:00:00",1,4,11,1,null,null,null,null,null,null,null,null,null,null,null,null,null,null,null,null,null,null,null,null,null,null,null,null,null,null,null,null,null,null,null,null,null,null,null,null,null,null,null,null,null,null,null,null,null,null,null,null,null,null,null,null,null,null,null,null,null,null,null,null,null,null,null,null,null,null,null,null,null,null,null,null,null,null,null,null,null,null,null,null,null,null,null,null,null,null,null,null,null,null,null,null,null,null,null,null,null,null,null,null,null,null,null,null,null,null,null,null,null,null,null,null,null,null,"Jan4","1/4 Hour 11",83,88,null,"Fans - interior ventilation",{"$f":"SUMIF($DS$6:$DS$8765,DX$76,$BB$6:$BB$8765)","v":0},{"$f":"SUMIF($DS$6:$DS$8765,DY$76,$BB$6:$BB$8765)","v":0},0,0,0,{"$f":"SUMIF($DS$6:$DS$8765,EC$76,$DG$6:$DG$8765)","v":0},{"$f":"SUMIF($DS$6:$DS$8765,ED$76,$DG$6:$DG$8765)","v":0},0,0,0]
["01/04","12:00:00","2023-01-04T12:00:00",1,4,12,1,null,null,null,null,null,null,null,null,null,null,null,null,null,null,null,null,null,null,null,null,null,null,null,null,null,null,null,null,null,null,null,null,null,null,null,null,null,null,null,null,null,null,null,null,null,null,null,null,null,null,null,null,null,null,null,null,null,null,null,null,null,null,null,null,null,null,null,null,null,null,null,null,null,null,null,null,null,null,null,null,null,null,null,null,null,null,null,null,null,null,null,null,null,null,null,null,null,null,null,null,null,null,null,null,null,null,null,null,null,null,null,null,null,null,"Jan4","1/4 Hour 12",84,89,null,"Fans - parking garage",{"$f":"SUMIF($DS$6:$DS$8765,DX$76,$BC$6:$BC$8765)","v":0},{"$f":"SUMIF($DS$6:$DS$8765,DY$76,$BC$6:$BC$8765)","v":0},0,0,0,{"$f":"SUMIF($DS$6:$DS$8765,EC$76,$DH$6:$DH$8765)","v":0},{"$f":"SUMIF($DS$6:$DS$8765,ED$76,$DH$6:$DH$8765)","v":0},0,0,0]
["01/04","13:00:00","2023-01-04T13:00:00",1,4,13,1,null,null,null,null,null,null,null,null,null,null,null,null,null,null,null,null,null,null,null,null,null,null,null,null,null,null,null,null,null,null,null,null,null,null,null,null,null,null,null,null,null,null,null,null,null,null,null,null,null,null,null,null,null,null,null,null,null,null,null,null,null,null,null,null,null,null,null,null,null,null,null,null,null,null,null,null,null,null,null,null,null,null,null,null,null,null,null,null,null,null,null,null,null,null,null,null,null,null,null,null,null,null,null,null,null,null,null,null,null,null,null,null,null,null,"Jan4","1/4 Hour 13",85,90,null,"Service water heating",{"$f":"SUMIF($DS$6:$DS$8765,DX$76,$BD$6:$BD$8765)","v":0},{"$f":"SUMIF($DS$6:$DS$8765,DY$76,$BD$6:$BD$8765)","v":0},0,0,0,{"$f":"SUMIF($DS$6:$DS$8765,EC$76,$DI$6:$DI$8765)","v":0},{"$f":"SUMIF($DS$6:$DS$8765,ED$76,$DI$6:$DI$8765)","v":0},0,0,0]
["01/04","14:00:00","2023-01-04T14:00:00",1,4,14,1,null,null,null,null,null,null,null,null,null,null,null,null,null,null,null,null,null,null,null,null,null,null,null,null,null,null,null,null,null,null,null,null,null,null,null,null,null,null,null,null,null,null,null,null,null,null,null,null,null,null,null,null,null,null,null,null,null,null,null,null,null,null,null,null,null,null,null,null,null,null,null,null,null,null,null,null,null,null,null,null,null,null,null,null,null,null,null,null,null,null,null,null,null,null,null,null,null,null,null,null,null,null,null,null,null,null,null,null,null,null,null,null,null,null,"Jan4","1/4 Hour 14",86,91,null,"Misc equipment",{"$f":"SUMIF($DS$6:$DS$8765,DX$76,$BE$6:$BE$8765)","v":0},{"$f":"SUMIF($DS$6:$DS$8765,DY$76,$BE$6:$BE$8765)","v":0},0,0,0,{"$f":"SUMIF($DS$6:$DS$8765,EC$76,$DJ$6:$DJ$8765)","v":0},{"$f":"SUMIF($DS$6:$DS$8765,ED$76,$DJ$6:$DJ$8765)","v":0},0,0,0]
["01/04","15:00:00","2023-01-04T15:00:00",1,4,15,1,null,null,null,null,null,null,null,null,null,null,null,null,null,null,null,null,null,null,null,null,null,null,null,null,null,null,null,null,null,null,null,null,null,null,null,null,null,null,null,null,null,null,null,null,null,null,null,null,null,null,null,null,null,null,null,null,null,null,null,null,null,null,null,null,null,null,null,null,null,null,null,null,null,null,null,null,null,null,null,null,null,null,null,null,null,null,null,null,null,null,null,null,null,null,null,null,null,null,null,null,null,null,null,null,null,null,null,null,null,null,null,null,null,null,"Jan4","1/4 Hour 15",87,92,null,"Industrial process",{"$f":"SUMIF($DS$6:$DS$8765,DX$76,$BF$6:$BF$8765)","v":0},{"$f":"SUMIF($DS$6:$DS$8765,DY$76,$BF$6:$BF$8765)","v":0},0,0,0,{"$f":"SUMIF($DS$6:$DS$8765,EC$76,$DK$6:$DK$8765)","v":0},{"$f":"SUMIF($DS$6:$DS$8765,ED$76,$DK$6:$DK$8765)","v":0},0,0,0]
["01/04","16:00:00","2023-01-04T16:00:00",1,4,16,1,null,null,null,null,null,null,null,null,null,null,null,null,null,null,null,null,null,null,null,null,null,null,null,null,null,null,null,null,null,null,null,null,null,null,null,null,null,null,null,null,null,null,null,null,null,null,null,null,null,null,null,null,null,null,null,null,null,null,null,null,null,null,null,null,null,null,null,null,null,null,null,null,null,null,null,null,null,null,null,null,null,null,null,null,null,null,null,null,null,null,null,null,null,null,null,null,null,null,null,null,null,null,null,null,null,null,null,null,null,null,null,null,null,null,"Jan4","1/4 Hour 16",88,93,null,"Refrigeration equipment (regulated)",{"$f":"SUMIF($DS$6:$DS$8765,DX$76,$BG$6:$BG$8765)","v":0},{"$f":"SUMIF($DS$6:$DS$8765,DY$76,$BG$6:$BG$8765)","v":0},0,0,0,{"$f":"SUMIF($DS$6:$DS$8765,EC$76,$DL$6:$DL$8765)","v":0},{"$f":"SUMIF($DS$6:$DS$8765,ED$76,$DL$6:$DL$8765)","v":0},0,0,0]
["01/04","17:00:00","2023-01-04T17:00:00",1,4,17,1,null,null,null,null,null,null,null,null,null,null,null,null,null,null,null,null,null,null,null,null,null,null,null,null,null,null,null,null,null,null,null,null,null,null,null,null,null,null,null,null,null,null,null,null,null,null,null,null,null,null,null,null,null,null,null,null,null,null,null,null,null,null,null,null,null,null,null,null,null,null,null,null,null,null,null,null,null,null,null,null,null,null,null,null,null,null,null,null,null,null,null,null,null,null,null,null,null,null,null,null,null,null,null,null,null,null,null,null,null,null,null,null,null,null,"Jan4","1/4 Hour 17",89,94,null,"Refrigeration equipment (unregulated)",{"$f":"SUMIF($DS$6:$DS$8765,DX$76,$BH$6:$BH$8765)","v":0},{"$f":"SUMIF($DS$6:$DS$8765,DY$76,$BH$6:$BH$8765)","v":0},0,0,0,{"$f":"SUMIF($DS$6:$DS$8765,EC$76,$DM$6:$DM$8765)","v":0},{"$f":"SUMIF($DS$6:$DS$8765,ED$76,$DM$6:$DM$8765)","v":0},0,0,0]
["01/04","18:00:00","2023-01-04T18:00:00",1,4,18,1,null,null,null,null,null,null,null,null,null,null,null,null,null,null,null,null,null,null,null,null,null,null,null,null,null,null,null,null,null,null,null,null,null,null,null,null,null,null,null,null,null,null,null,null,null,null,null,null,null,null,null,null,null,null,null,null,null,null,null,null,null,null,null,null,null,null,null,null,null,null,null,null,null,null,null,null,null,null,null,null,null,null,null,null,null,null,null,null,null,null,null,null,null,null,null,null,null,null,null,null,null,null,null,null,null,null,null,null,null,null,null,null,null,null,"Jan4","1/4 Hour 18",90,95,null,"Elevators and escalators",{"$f":"SUMIF($DS$6:$DS$8765,DX$76,$BI$6:$BI$8765)","v":0},{"$f":"SUMIF($DS$6:$DS$8765,DY$76,$BI$6:$BI$8765)","v":0},0,0,0,{"$f":"SUMIF($DS$6:$DS$8765,EC$76,$DN$6:$DN$8765)","v":0},{"$f":"SUMIF($DS$6:$DS$8765,ED$76,$DN$6:$DN$8765)","v":0},0,0,0]
["01/04","19:00:00","2023-01-04T19:00:00",1,4,19,1,null,null,null,null,null,null,null,null,null,null,null,null,null,null,null,null,null,null,null,null,null,null,null,null,null,null,null,null,null,null,null,null,null,null,null,null,null,null,null,null,null,null,null,null,null,null,null,null,null,null,null,null,null,null,null,null,null,null,null,null,null,null,null,null,null,null,null,null,null,null,null,null,null,null,null,null,null,null,null,null,null,null,null,null,null,null,null,null,null,null,null,null,null,null,null,null,null,null,null,null,null,null,null,null,null,null,null,null,null,null,null,null,null,null,"Jan4","1/4 Hour 19",91,96,null,"Other regulated",{"$f":"SUMIF($DS$6:$DS$8765,DX$76,$BJ$6:$BJ$8765)","v":0},{"$f":"SUMIF($DS$6:$DS$8765,DY$76,$BJ$6:$BJ$8765)","v":0},0,0,0,{"$f":"SUMIF($DS$6:$DS$8765,EC$76,$DO$6:$DO$8765)","v":0},{"$f":"SUMIF($DS$6:$DS$8765,ED$76,$DO$6:$DO$8765)","v":0},0,0,0]
["01/04","20:00:00","2023-01-04T20:00:00",1,4,20,1,null,null,null,null,null,null,null,null,null,null,null,null,null,null,null,null,null,null,null,null,null,null,null,null,null,null,null,null,null,null,null,null,null,null,null,null,null,null,null,null,null,null,null,null,null,null,null,null,null,null,null,null,null,null,null,null,null,null,null,null,null,null,null,null,null,null,null,null,null,null,null,null,null,null,null,null,null,null,null,null,null,null,null,null,null,null,null,null,null,null,null,null,null,null,null,null,null,null,null,null,null,null,null,null,null,null,null,null,null,null,null,null,null,null,"Jan4","1/4 Hour 20",92,97,null,"Other unregulated",{"$f":"SUMIF($DS$6:$DS$8765,DX$76,$BK$6:$BK$8765)","v":0},{"$f":"SUMIF($DS$6:$DS$8765,DY$76,$BK$6:$BK$8765)","v":0},0,0,0,{"$f":"SUMIF($DS$6:$DS$8765,EC$76,$DP$6:$DP$8765)","v":0},{"$f":"SUMIF($DS$6:$DS$8765,ED$76,$DP$6:$DP$8765)","v":0},0,0,0]
["01/04","21:00:00","2023-01-04T21:00:00",1,4,21,1,null,null,null,null,null,null,null,null,null,null,null,null,null,null,null,null,null,null,null,null,null,null,null,null,null,null,null,null,null,null,null,null,null,null,null,null,null,null,null,null,null,null,null,null,null,null,null,null,null,null,null,null,null,null,null,null,null,null,null,null,null,null,null,null,null,null,null,null,null,null,null,null,null,null,null,null,null,null,null,null,null,null,null,null,null,null,null,null,null,null,null,null,null,null,null,null,null,null,null,null,null,null,null,null,null,null,null,null,null,null,null,null,null,null,"Jan4","1/4 Hour 21",93,98,null,"Whole building",{"$f":"SUMIF($DS$6:$DS$8765,DX$76,$BL$6:$BL$8765)","v":0},{"$f":"SUMIF($DS$6:$DS$8765,DY$76,$BL$6:$BL$8765)","v":0},0,0,0,{"$f":"SUMIF($DS$6:$DS$8765,EC$76,$DQ$6:$DQ$8765)","v":0},{"$f":"SUMIF($DS$6:$DS$8765,ED$76,$DQ$6:$DQ$8765)","v":0},0,0,0]
["01/04","22:00:00","2023-01-04T22:00:00",1,4,22,1,null,null,null,null,null,null,null,null,null,null,null,null,null,null,null,null,null,null,null,null,null,null,null,null,null,null,null,null,null,null,null,null,null,null,null,null,null,null,null,null,null,null,null,null,null,null,null,null,null,null,null,null,null,null,null,null,null,null,null,null,null,null,null,null,null,null,null,null,null,null,null,null,null,null,null,null,null,null,null,null,null,null,null,null,null,null,null,null,null,null,null,null,null,null,null,null,null,null,null,null,null,null,null,null,null,null,null,null,null,null,null,null,null,null,"Jan4","1/4 Hour 22",94,99]
["01/04","23:00:00","2023-01-04T23:00:00",1,4,23,1,null,null,null,null,null,null,null,null,null,null,null,null,null,null,null,null,null,null,null,null,null,null,null,null,null,null,null,null,null,null,null,null,null,null,null,null,null,null,null,null,null,null,null,null,null,null,null,null,null,null,null,null,null,null,null,null,null,null,null,null,null,null,null,null,null,null,null,null,null,null,null,null,null,null,null,null,null,null,null,null,null,null,null,null,null,null,null,null,null,null,null,null,null,null,null,null,null,null,null,null,null,null,null,null,null,null,null,null,null,null,null,null,null,null,"Jan4","1/4 Hour 23",95,100,null,null,"NOTE: Formulas can fill across but not down. Do not pull the formula down. Baseline and proposed formulas aren't the same. Do not pull those across to one another"]
["01/04","00:00:00","2023-01-04",1,4,24,1,null,null,null,null,null,null,null,null,null,null,null,null,null,null,null,null,null,null,null,null,null,null,null,null,null,null,null,null,null,null,null,null,null,null,null,null,null,null,null,null,null,null,null,null,null,null,null,null,null,null,null,null,null,null,null,null,null,null,null,null,null,null,null,null,null,null,null,null,null,null,null,null,null,null,null,null,null,null,null,null,null,null,null,null,null,null,null,null,null,null,null,null,null,null,null,null,null,null,null,null,null,null,null,null,null,null,null,null,null,null,null,null,null,null,"Jan4","1/4 Hour 24",96,101]
["01/05","01:00:00","2023-01-05T01:00:00",1,5,1,2,null,null,null,null,null,null,null,null,null,null,null,null,null,null,null,null,null,null,null,null,null,null,null,null,null,null,null,null,null,null,null,null,null,null,null,null,null,null,null,null,null,null,null,null,null,null,null,null,null,null,null,null,null,null,null,null,null,null,null,null,null,null,null,null,null,null,null,null,null,null,null,null,null,null,null,null,null,null,null,null,null,null,null,null,null,null,null,null,null,null,null,null,null,null,null,null,null,null,null,null,null,null,null,null,null,null,null,null,null,null,null,null,null,null,"Jan5","1/5 Hour 1",97,102]
["01/05","02:00:00","2023-01-05T02:00:00",1,5,2,2,null,null,null,null,null,null,null,null,null,null,null,null,null,null,null,null,null,null,null,null,null,null,null,null,null,null,null,null,null,null,null,null,null,null,null,null,null,null,null,null,null,null,null,null,null,null,null,null,null,null,null,null,null,null,null,null,null,null,null,null,null,null,null,null,null,null,null,null,null,null,null,null,null,null,null,null,null,null,null,null,null,null,null,null,null,null,null,null,null,null,null,null,null,null,null,null,null,null,null,null,null,null,null,null,null,null,null,null,null,null,null,null,null,null,"Jan5","1/5 Hour 2",98,103]
["01/05","03:00:00","2023-01-05T03:00:00",1,5,3,2,null,null,null,null,null,null,null,null,null,null,null,null,null,null,null,null,null,null,null,null,null,null,null,null,null,null,null,null,null,null,null,null,null,null,null,null,null,null,null,null,null,null,null,null,null,null,null,null,null,null,null,null,null,null,null,null,null,null,null,null,null,null,null,null,null,null,null,null,null,null,null,null,null,null,null,null,null,null,null,null,null,null,null,null,null,null,null,null,null,null,null,null,null,null,null,null,null,null,null,null,null,null,null,null,null,null,null,null,null,null,null,null,null,null,"Jan5","1/5 Hour 3",99,104]
["01/05","04:00:00","2023-01-05T04:00:00",1,5,4,2,null,null,null,null,null,null,null,null,null,null,null,null,null,null,null,null,null,null,null,null,null,null,null,null,null,null,null,null,null,null,null,null,null,null,null,null,null,null,null,null,null,null,null,null,null,null,null,null,null,null,null,null,null,null,null,null,null,null,null,null,null,null,null,null,null,null,null,null,null,null,null,null,null,null,null,null,null,null,null,null,null,null,null,null,null,null,null,null,null,null,null,null,null,null,null,null,null,null,null,null,null,null,null,null,null,null,null,null,null,null,null,null,null,null,"Jan5","1/5 Hour 4",100,105]
["01/05","05:00:00","2023-01-05T05:00:00",1,5,5,2,null,null,null,null,null,null,null,null,null,null,null,null,null,null,null,null,null,null,null,null,null,null,null,null,null,null,null,null,null,null,null,null,null,null,null,null,null,null,null,null,null,null,null,null,null,null,null,null,null,null,null,null,null,null,null,null,null,null,null,null,null,null,null,null,null,null,null,null,null,null,null,null,null,null,null,null,null,null,null,null,null,null,null,null,null,null,null,null,null,null,null,null,null,null,null,null,null,null,null,null,null,null,null,null,null,null,null,null,null,null,null,null,null,null,"Jan5","1/5 Hour 5",101,106]
["01/05","06:00:00","2023-01-05T06:00:00",1,5,6,2,null,null,null,null,null,null,null,null,null,null,null,null,null,null,null,null,null,null,null,null,null,null,null,null,null,null,null,null,null,null,null,null,null,null,null,null,null,null,null,null,null,null,null,null,null,null,null,null,null,null,null,null,null,null,null,null,null,null,null,null,null,null,null,null,null,null,null,null,null,null,null,null,null,null,null,null,null,null,null,null,null,null,null,null,null,null,null,null,null,null,null,null,null,null,null,null,null,null,null,null,null,null,null,null,null,null,null,null,null,null,null,null,null,null,"Jan5","1/5 Hour 6",102,107]
["01/05","07:00:00","2023-01-05T07:00:00",1,5,7,2,null,null,null,null,null,null,null,null,null,null,null,null,null,null,null,null,null,null,null,null,null,null,null,null,null,null,null,null,null,null,null,null,null,null,null,null,null,null,null,null,null,null,null,null,null,null,null,null,null,null,null,null,null,null,null,null,null,null,null,null,null,null,null,null,null,null,null,null,null,null,null,null,null,null,null,null,null,null,null,null,null,null,null,null,null,null,null,null,null,null,null,null,null,null,null,null,null,null,null,null,null,null,null,null,null,null,null,null,null,null,null,null,null,null,"Jan5","1/5 Hour 7",103,108]
["01/05","08:00:00","2023-01-05T08:00:00",1,5,8,2,null,null,null,null,null,null,null,null,null,null,null,null,null,null,null,null,null,null,null,null,null,null,null,null,null,null,null,null,null,null,null,null,null,null,null,null,null,null,null,null,null,null,null,null,null,null,null,null,null,null,null,null,null,null,null,null,null,null,null,null,null,null,null,null,null,null,null,null,null,null,null,null,null,null,null,null,null,null,null,null,null,null,null,null,null,null,null,null,null,null,null,null,null,null,null,null,null,null,null,null,null,null,null,null,null,null,null,null,null,null,null,null,null,null,"Jan5","1/5 Hour 8",104,109]
["01/05","09:00:00","2023-01-05T09:00:00",1,5,9,2,null,null,null,null,null,null,null,null,null,null,null,null,null,null,null,null,null,null,null,null,null,null,null,null,null,null,null,null,null,null,null,null,null,null,null,null,null,null,null,null,null,null,null,null,null,null,null,null,null,null,null,null,null,null,null,null,null,null,null,null,null,null,null,null,null,null,null,null,null,null,null,null,null,null,null,null,null,null,null,null,null,null,null,null,null,null,null,null,null,null,null,null,null,null,null,null,null,null,null,null,null,null,null,null,null,null,null,null,null,null,null,null,null,null,"Jan5","1/5 Hour 9",105,110]
["01/05","10:00:00","2023-01-05T10:00:00",1,5,10,2,null,null,null,null,null,null,null,null,null,null,null,null,null,null,null,null,null,null,null,null,null,null,null,null,null,null,null,null,null,null,null,null,null,null,null,null,null,null,null,null,null,null,null,null,null,null,null,null,null,null,null,null,null,null,null,null,null,null,null,null,null,null,null,null,null,null,null,null,null,null,null,null,null,null,null,null,null,null,null,null,null,null,null,null,null,null,null,null,null,null,null,null,null,null,null,null,null,null,null,null,null,null,null,null,null,null,null,null,null,null,null,null,null,null,"Jan5","1/5 Hour 10",106,111]
["01/05","11:00:00","2023-01-05T11:00:00",1,5,11,2,null,null,null,null,null,null,null,null,null,null,null,null,null,null,null,null,null,null,null,null,null,null,null,null,null,null,null,null,null,null,null,null,null,null,null,null,null,null,null,null,null,null,null,null,null,null,null,null,null,null,null,null,null,null,null,null,null,null,null,null,null,null,null,null,null,null,null,null,null,null,null,null,null,null,null,null,null,null,null,null,null,null,null,null,null,null,null,null,null,null,null,null,null,null,null,null,null,null,null,null,null,null,null,null,null,null,null,null,null,null,null,null,null,null,"Jan5","1/5 Hour 11",107,112]
["01/05","12:00:00","2023-01-05T12:00:00",1,5,12,2,null,null,null,null,null,null,null,null,null,null,null,null,null,null,null,null,null,null,null,null,null,null,null,null,null,null,null,null,null,null,null,null,null,null,null,null,null,null,null,null,null,null,null,null,null,null,null,null,null,null,null,null,null,null,null,null,null,null,null,null,null,null,null,null,null,null,null,null,null,null,null,null,null,null,null,null,null,null,null,null,null,null,null,null,null,null,null,null,null,null,null,null,null,null,null,null,null,null,null,null,null,null,null,null,null,null,null,null,null,null,null,null,null,null,"Jan5","1/5 Hour 12",108,113]
["01/05","13:00:00","2023-01-05T13:00:00",1,5,13,2,null,null,null,null,null,null,null,null,null,null,null,null,null,null,null,null,null,null,null,null,null,null,null,null,null,null,null,null,null,null,null,null,null,null,null,null,null,null,null,null,null,null,null,null,null,null,null,null,null,null,null,null,null,null,null,null,null,null,null,null,null,null,null,null,null,null,null,null,null,null,null,null,null,null,null,null,null,null,null,null,null,null,null,null,null,null,null,null,null,null,null,null,null,null,null,null,null,null,null,null,null,null,null,null,null,null,null,null,null,null,null,null,null,null,"Jan5","1/5 Hour 13",109,114]
["01/05","14:00:00","2023-01-05T14:00:00",1,5,14,2,null,null,null,null,null,null,null,null,null,null,null,null,null,null,null,null,null,null,null,null,null,null,null,null,null,null,null,null,null,null,null,null,null,null,null,null,null,null,null,null,null,null,null,null,null,null,null,null,null,null,null,null,null,null,null,null,null,null,null,null,null,null,null,null,null,null,null,null,null,null,null,null,null,null,null,null,null,null,null,null,null,null,null,null,null,null,null,null,null,null,null,null,null,null,null,null,null,null,null,null,null,null,null,null,null,null,null,null,null,null,null,null,null,null,"Jan5","1/5 Hour 14",110,115]
["01/05","15:00:00","2023-01-05T15:00:00",1,5,15,2,null,null,null,null,null,null,null,null,null,null,null,null,null,null,null,null,null,null,null,null,null,null,null,null,null,null,null,null,null,null,null,null,null,null,null,null,null,null,null,null,null,null,null,null,null,null,null,null,null,null,null,null,null,null,null,null,null,null,null,null,null,null,null,null,null,null,null,null,null,null,null,null,null,null,null,null,null,null,null,null,null,null,null,null,null,null,null,null,null,null,null,null,null,null,null,null,null,null,null,null,null,null,null,null,null,null,null,null,null,null,null,null,null,null,"Jan5","1/5 Hour 15",111,116]
["01/05","16:00:00","2023-01-05T16:00:00",1,5,16,2,null,null,null,null,null,null,null,null,null,null,null,null,null,null,null,null,null,null,null,null,null,null,null,null,null,null,null,null,null,null,null,null,null,null,null,null,null,null,null,null,null,null,null,null,null,null,null,null,null,null,null,null,null,null,null,null,null,null,null,null,null,null,null,null,null,null,null,null,null,null,null,null,null,null,null,null,null,null,null,null,null,null,null,null,null,null,null,null,null,null,null,null,null,null,null,null,null,null,null,null,null,null,null,null,null,null,null,null,null,null,null,null,null,null,"Jan5","1/5 Hour 16",112,117]
["01/05","17:00:00","2023-01-05T17:00:00",1,5,17,2,null,null,null,null,null,null,null,null,null,null,null,null,null,null,null,null,null,null,null,null,null,null,null,null,null,null,null,null,null,null,null,null,null,null,null,null,null,null,null,null,null,null,null,null,null,null,null,null,null,null,null,null,null,null,null,null,null,null,null,null,null,null,null,null,null,null,null,null,null,null,null,null,null,null,null,null,null,null,null,null,null,null,null,null,null,null,null,null,null,null,null,null,null,null,null,null,null,null,null,null,null,null,null,null,null,null,null,null,null,null,null,null,null,null,"Jan5","1/5 Hour 17",113,118]
["01/05","18:00:00","2023-01-05T18:00:00",1,5,18,2,null,null,null,null,null,null,null,null,null,null,null,null,null,null,null,null,null,null,null,null,null,null,null,null,null,null,null,null,null,null,null,null,null,null,null,null,null,null,null,null,null,null,null,null,null,null,null,null,null,null,null,null,null,null,null,null,null,null,null,null,null,null,null,null,null,null,null,null,null,null,null,null,null,null,null,null,null,null,null,null,null,null,null,null,null,null,null,null,null,null,null,null,null,null,null,null,null,null,null,null,null,null,null,null,null,null,null,null,null,null,null,null,null,null,"Jan5","1/5 Hour 18",114,119]
["01/05","19:00:00","2023-01-05T19:00:00",1,5,19,2,null,null,null,null,null,null,null,null,null,null,null,null,null,null,null,null,null,null,null,null,null,null,null,null,null,null,null,null,null,null,null,null,null,null,null,null,null,null,null,null,null,null,null,null,null,null,null,null,null,null,null,null,null,null,null,null,null,null,null,null,null,null,null,null,null,null,null,null,null,null,null,null,null,null,null,null,null,null,null,null,null,null,null,null,null,null,null,null,null,null,null,null,null,null,null,null,null,null,null,null,null,null,null,null,null,null,null,null,null,null,null,null,null,null,"Jan5","1/5 Hour 19",115,120]
["01/05","20:00:00","2023-01-05T20:00:00",1,5,20,2,null,null,null,null,null,null,null,null,null,null,null,null,null,null,null,null,null,null,null,null,null,null,null,null,null,null,null,null,null,null,null,null,null,null,null,null,null,null,null,null,null,null,null,null,null,null,null,null,null,null,null,null,null,null,null,null,null,null,null,null,null,null,null,null,null,null,null,null,null,null,null,null,null,null,null,null,null,null,null,null,null,null,null,null,null,null,null,null,null,null,null,null,null,null,null,null,null,null,null,null,null,null,null,null,null,null,null,null,null,null,null,null,null,null,"Jan5","1/5 Hour 20",116,121]
["01/05","21:00:00","2023-01-05T21:00:00",1,5,21,2,null,null,null,null,null,null,null,null,null,null,null,null,null,null,null,null,null,null,null,null,null,null,null,null,null,null,null,null,null,null,null,null,null,null,null,null,null,null,null,null,null,null,null,null,null,null,null,null,null,null,null,null,null,null,null,null,null,null,null,null,null,null,null,null,null,null,null,null,null,null,null,null,null,null,null,null,null,null,null,null,null,null,null,null,null,null,null,null,null,null,null,null,null,null,null,null,null,null,null,null,null,null,null,null,null,null,null,null,null,null,null,null,null,null,"Jan5","1/5 Hour 21",117,122]
["01/05","22:00:00","2023-01-05T22:00:00",1,5,22,2,null,null,null,null,null,null,null,null,null,null,null,null,null,null,null,null,null,null,null,null,null,null,null,null,null,null,null,null,null,null,null,null,null,null,null,null,null,null,null,null,null,null,null,null,null,null,null,null,null,null,null,null,null,null,null,null,null,null,null,null,null,null,null,null,null,null,null,null,null,null,null,null,null,null,null,null,null,null,null,null,null,null,null,null,null,null,null,null,null,null,null,null,null,null,null,null,null,null,null,null,null,null,null,null,null,null,null,null,null,null,null,null,null,null,"Jan5","1/5 Hour 22",118,123]
["01/05","23:00:00","2023-01-05T23:00:00",1,5,23,2,null,null,null,null,null,null,null,null,null,null,null,null,null,null,null,null,null,null,null,null,null,null,null,null,null,null,null,null,null,null,null,null,null,null,null,null,null,null,null,null,null,null,null,null,null,null,null,null,null,null,null,null,null,null,null,null,null,null,null,null,null,null,null,null,null,null,null,null,null,null,null,null,null,null,null,null,null,null,null,null,null,null,null,null,null,null,null,null,null,null,null,null,null,null,null,null,null,null,null,null,null,null,null,null,null,null,null,null,null,null,null,null,null,null,"Jan5","1/5 Hour 23",119,124]
["01/05","00:00:00","2023-01-05",1,5,24,2,null,null,null,null,null,null,null,null,null,null,null,null,null,null,null,null,null,null,null,null,null,null,null,null,null,null,null,null,null,null,null,null,null,null,null,null,null,null,null,null,null,null,null,null,null,null,null,null,null,null,null,null,null,null,null,null,null,null,null,null,null,null,null,null,null,null,null,null,null,null,null,null,null,null,null,null,null,null,null,null,null,null,null,null,null,null,null,null,null,null,null,null,null,null,null,null,null,null,null,null,null,null,null,null,null,null,null,null,null,null,null,null,null,null,"Jan5","1/5 Hour 24",120,125]
["01/06","01:00:00","2023-01-06T01:00:00",1,6,1,3,null,null,null,null,null,null,null,null,null,null,null,null,null,null,null,null,null,null,null,null,null,null,null,null,null,null,null,null,null,null,null,null,null,null,null,null,null,null,null,null,null,null,null,null,null,null,null,null,null,null,null,null,null,null,null,null,null,null,null,null,null,null,null,null,null,null,null,null,null,null,null,null,null,null,null,null,null,null,null,null,null,null,null,null,null,null,null,null,null,null,null,null,null,null,null,null,null,null,null,null,null,null,null,null,null,null,null,null,null,null,null,null,null,null,"Jan6","1/6 Hour 1",121,126]
["01/06","02:00:00","2023-01-06T02:00:00",1,6,2,3,null,null,null,null,null,null,null,null,null,null,null,null,null,null,null,null,null,null,null,null,null,null,null,null,null,null,null,null,null,null,null,null,null,null,null,null,null,null,null,null,null,null,null,null,null,null,null,null,null,null,null,null,null,null,null,null,null,null,null,null,null,null,null,null,null,null,null,null,null,null,null,null,null,null,null,null,null,null,null,null,null,null,null,null,null,null,null,null,null,null,null,null,null,null,null,null,null,null,null,null,null,null,null,null,null,null,null,null,null,null,null,null,null,null,"Jan6","1/6 Hour 2",122,127]
["01/06","03:00:00","2023-01-06T03:00:00",1,6,3,3,null,null,null,null,null,null,null,null,null,null,null,null,null,null,null,null,null,null,null,null,null,null,null,null,null,null,null,null,null,null,null,null,null,null,null,null,null,null,null,null,null,null,null,null,null,null,null,null,null,null,null,null,null,null,null,null,null,null,null,null,null,null,null,null,null,null,null,null,null,null,null,null,null,null,null,null,null,null,null,null,null,null,null,null,null,null,null,null,null,null,null,null,null,null,null,null,null,null,null,null,null,null,null,null,null,null,null,null,null,null,null,null,null,null,"Jan6","1/6 Hour 3",123,128]
["01/06","04:00:00","2023-01-06T04:00:00",1,6,4,3,null,null,null,null,null,null,null,null,null,null,null,null,null,null,null,null,null,null,null,null,null,null,null,null,null,null,null,null,null,null,null,null,null,null,null,null,null,null,null,null,null,null,null,null,null,null,null,null,null,null,null,null,null,null,null,null,null,null,null,null,null,null,null,null,null,null,null,null,null,null,null,null,null,null,null,null,null,null,null,null,null,null,null,null,null,null,null,null,null,null,null,null,null,null,null,null,null,null,null,null,null,null,null,null,null,null,null,null,null,null,null,null,null,null,"Jan6","1/6 Hour 4",124,129]
["01/06","05:00:00","2023-01-06T05:00:00",1,6,5,3,null,null,null,null,null,null,null,null,null,null,null,null,null,null,null,null,null,null,null,null,null,null,null,null,null,null,null,null,null,null,null,null,null,null,null,null,null,null,null,null,null,null,null,null,null,null,null,null,null,null,null,null,null,null,null,null,null,null,null,null,null,null,null,null,null,null,null,null,null,null,null,null,null,null,null,null,null,null,null,null,null,null,null,null,null,null,null,null,null,null,null,null,null,null,null,null,null,null,null,null,null,null,null,null,null,null,null,null,null,null,null,null,null,null,"Jan6","1/6 Hour 5",125,130]
["01/06","06:00:00","2023-01-06T06:00:00",1,6,6,3,null,null,null,null,null,null,null,null,null,null,null,null,null,null,null,null,null,null,null,null,null,null,null,null,null,null,null,null,null,null,null,null,null,null,null,null,null,null,null,null,null,null,null,null,null,null,null,null,null,null,null,null,null,null,null,null,null,null,null,null,null,null,null,null,null,null,null,null,null,null,null,null,null,null,null,null,null,null,null,null,null,null,null,null,null,null,null,null,null,null,null,null,null,null,null,null,null,null,null,null,null,null,null,null,null,null,null,null,null,null,null,null,null,null,"Jan6","1/6 Hour 6",126,131]
["01/06","07:00:00","2023-01-06T07:00:00",1,6,7,3,null,null,null,null,null,null,null,null,null,null,null,null,null,null,null,null,null,null,null,null,null,null,null,null,null,null,null,null,null,null,null,null,null,null,null,null,null,null,null,null,null,null,null,null,null,null,null,null,null,null,null,null,null,null,null,null,null,null,null,null,null,null,null,null,null,null,null,null,null,null,null,null,null,null,null,null,null,null,null,null,null,null,null,null,null,null,null,null,null,null,null,null,null,null,null,null,null,null,null,null,null,null,null,null,null,null,null,null,null,null,null,null,null,null,"Jan6","1/6 Hour 7",127,132]
["01/06","08:00:00","2023-01-06T08:00:00",1,6,8,3,null,null,null,null,null,null,null,null,null,null,null,null,null,null,null,null,null,null,null,null,null,null,null,null,null,null,null,null,null,null,null,null,null,null,null,null,null,null,null,null,null,null,null,null,null,null,null,null,null,null,null,null,null,null,null,null,null,null,null,null,null,null,null,null,null,null,null,null,null,null,null,null,null,null,null,null,null,null,null,null,null,null,null,null,null,null,null,null,null,null,null,null,null,null,null,null,null,null,null,null,null,null,null,null,null,null,null,null,null,null,null,null,null,null,"Jan6","1/6 Hour 8",128,133]
["01/06","09:00:00",{"$f":"A134+B134","v":"2023-01-06T09:00:00"},1,6,9,3,null,null,null,null,null,null,null,null,null,null,null,null,null,null,null,null,null,null,null,null,null,null,null,null,null,null,null,null,null,null,null,null,null,null,null,null,null,null,null,null,null,null,null,null,null,null,null,null,null,null,null,null,null,null,null,null,null,null,null,null,null,null,null,null,null,null,null,null,null,null,null,null,null,null,null,null,null,null,null,null,null,null,null,null,null,null,null,null,null,null,null,null,null,null,null,null,null,null,null,null,null,null,null,null,null,null,null,null,null,null,null,null,null,null,"Jan6","1/6 Hour 9",129,134]
[{"$f":"TEXT(DATE(,D135,E135),\"MM/DD\")","v":"01/06"},{"$f":"TIME(F135,0,0)","v":"10:00:00"},"2023-01-06T10:00:00",1,6,10,3,null,null,null,null,null,null,null,null,null,null,null,null,null,null,null,null,null,null,null,null,null,null,null,null,null,null,null,null,null,null,null,null,null,null,null,null,null,null,null,null,null,null,null,null,null,null,null,null,null,null,null,null,null,null,null,null,null,null,null,null,null,null,null,null,null,null,null,null,null,null,null,null,null,null,null,null,null,null,null,null,null,null,null,null,null,null,null,null,null,null,null,null,null,null,null,null,null,null,null,null,null,null,null,null,null,null,null,null,null,null,null,null,null,null,{"$f":"TEXT(D135*29,\"mmm\")&E135","v":"Jan6"},{"$f":"D135&\"/\"&E135&\" Hour \"&F135","v":"1/6 Hour 10"},{"$f":"ROW()-ROW($DT$5)","v":130},135]
["01/06","11:00:00","2023-01-06T11:00:00",1,6,11,3,null,null,null,null,null,null,null,null,null,null,null,null,null,null,null,null,null,null,null,null,null,null,null,null,null,null,null,null,null,null,null,null,null,null,null,null,null,null,null,null,null,null,null,null,null,null,null,null,null,null,null,null,null,null,null,null,null,null,null,null,null,null,null,null,null,null,null,null,null,null,null,null,null,null,null,null,null,null,null,null,null,null,null,null,null,null,null,null,null,null,null,null,null,null,null,null,null,null,null,null,null,null,null,null,null,null,null,null,null,null,null,null,null,null,"Jan6","1/6 Hour 11",131,136]
["01/06","12:00:00","2023-01-06T12:00:00",1,6,12,3,null,null,null,null,null,null,null,null,null,null,null,null,null,null,null,null,null,null,null,null,null,null,null,null,null,null,null,null,null,null,null,null,null,null,null,null,null,null,null,null,null,null,null,null,null,null,null,null,null,null,null,null,null,null,null,null,null,null,null,null,null,null,null,null,null,null,null,null,null,null,null,null,null,null,null,null,null,null,null,null,null,null,null,null,null,null,null,null,null,null,null,null,null,null,null,null,null,null,null,null,null,null,null,null,null,null,null,null,null,null,null,null,null,null,"Jan6","1/6 Hour 12",132,137]
["01/06","13:00:00","2023-01-06T13:00:00",1,6,13,3,null,null,null,null,null,null,null,null,null,null,null,null,null,null,null,null,null,null,null,null,null,null,null,null,null,null,null,null,null,null,null,null,null,null,null,null,null,null,null,null,null,null,null,null,null,null,null,null,null,null,null,null,null,null,null,null,null,null,null,null,null,null,null,null,null,null,null,null,null,null,null,null,null,null,null,null,null,null,null,null,null,null,null,null,null,null,null,null,null,null,null,null,null,null,null,null,null,null,null,null,null,null,null,null,null,null,null,null,null,null,null,null,null,null,"Jan6","1/6 Hour 13",133,138]
["01/06","14:00:00","2023-01-06T14:00:00",1,6,14,3,null,null,null,null,null,null,null,null,null,null,null,null,null,null,null,null,null,null,null,null,null,null,null,null,null,null,null,null,null,null,null,null,null,null,null,null,null,null,null,null,null,null,null,null,null,null,null,null,null,null,null,null,null,null,null,null,null,null,null,null,null,null,null,null,null,null,null,null,null,null,null,null,null,null,null,null,null,null,null,null,null,null,null,null,null,null,null,null,null,null,null,null,null,null,null,null,null,null,null,null,null,null,null,null,null,null,null,null,null,null,null,null,null,null,"Jan6","1/6 Hour 14",134,139]
["01/06","15:00:00","2023-01-06T15:00:00",1,6,15,3,null,null,null,null,null,null,null,null,null,null,null,null,null,null,null,null,null,null,null,null,null,null,null,null,null,null,null,null,null,null,null,null,null,null,null,null,null,null,null,null,null,null,null,null,null,null,null,null,null,null,null,null,null,null,null,null,null,null,null,null,null,null,null,null,null,null,null,null,null,null,null,null,null,null,null,null,null,null,null,null,null,null,null,null,null,null,null,null,null,null,null,null,null,null,null,null,null,null,null,null,null,null,null,null,null,null,null,null,null,null,null,null,null,null,"Jan6","1/6 Hour 15",135,140]
["01/06","16:00:00","2023-01-06T16:00:00",1,6,16,3,null,null,null,null,null,null,null,null,null,null,null,null,null,null,null,null,null,null,null,null,null,null,null,null,null,null,null,null,null,null,null,null,null,null,null,null,null,null,null,null,null,null,null,null,null,null,null,null,null,null,null,null,null,null,null,null,null,null,null,null,null,null,null,null,null,null,null,null,null,null,null,null,null,null,null,null,null,null,null,null,null,null,null,null,null,null,null,null,null,null,null,null,null,null,null,null,null,null,null,null,null,null,null,null,null,null,null,null,null,null,null,null,null,null,"Jan6","1/6 Hour 16",136,141]
["01/06","17:00:00","2023-01-06T17:00:00",1,6,17,3,null,null,null,null,null,null,null,null,null,null,null,null,null,null,null,null,null,null,null,null,null,null,null,null,null,null,null,null,null,null,null,null,null,null,null,null,null,null,null,null,null,null,null,null,null,null,null,null,null,null,null,null,null,null,null,null,null,null,null,null,null,null,null,null,null,null,null,null,null,null,null,null,null,null,null,null,null,null,null,null,null,null,null,null,null,null,null,null,null,null,null,null,null,null,null,null,null,null,null,null,null,null,null,null,null,null,null,null,null,null,null,null,null,null,"Jan6","1/6 Hour 17",137,142]
["01/06","18:00:00","2023-01-06T18:00:00",1,6,18,3,null,null,null,null,null,null,null,null,null,null,null,null,null,null,null,null,null,null,null,null,null,null,null,null,null,null,null,null,null,null,null,null,null,null,null,null,null,null,null,null,null,null,null,null,null,null,null,null,null,null,null,null,null,null,null,null,null,null,null,null,null,null,null,null,null,null,null,null,null,null,null,null,null,null,null,null,null,null,null,null,null,null,null,null,null,null,null,null,null,null,null,null,null,null,null,null,null,null,null,null,null,null,null,null,null,null,null,null,null,null,null,null,null,null,"Jan6","1/6 Hour 18",138,143]
["01/06","19:00:00","2023-01-06T19:00:00",1,6,19,3,null,null,null,null,null,null,null,null,null,null,null,null,null,null,null,null,null,null,null,null,null,null,null,null,null,null,null,null,null,null,null,null,null,null,null,null,null,null,null,null,null,null,null,null,null,null,null,null,null,null,null,null,null,null,null,null,null,null,null,null,null,null,null,null,null,null,null,null,null,null,null,null,null,null,null,null,null,null,null,null,null,null,null,null,null,null,null,null,null,null,null,null,null,null,null,null,null,null,null,null,null,null,null,null,null,null,null,null,null,null,null,null,null,null,"Jan6","1/6 Hour 19",139,144]
["01/06","20:00:00","2023-01-06T20:00:00",1,6,20,3,null,null,null,null,null,null,null,null,null,null,null,null,null,null,null,null,null,null,null,null,null,null,null,null,null,null,null,null,null,null,null,null,null,null,null,null,null,null,null,null,null,null,null,null,null,null,null,null,null,null,null,null,null,null,null,null,null,null,null,null,null,null,null,null,null,null,null,null,null,null,null,null,null,null,null,null,null,null,null,null,null,null,null,null,null,null,null,null,null,null,null,null,null,null,null,null,null,null,null,null,null,null,null,null,null,null,null,null,null,null,null,null,null,null,"Jan6","1/6 Hour 20",140,145]
["01/06","21:00:00","2023-01-06T21:00:00",1,6,21,3,null,null,null,null,null,null,null,null,null,null,null,null,null,null,null,null,null,null,null,null,null,null,null,null,null,null,null,null,null,null,null,null,null,null,null,null,null,null,null,null,null,null,null,null,null,null,null,null,null,null,null,null,null,null,null,null,null,null,null,null,null,null,null,null,null,null,null,null,null,null,null,null,null,null,null,null,null,null,null,null,null,null,null,null,null,null,null,null,null,null,null,null,null,null,null,null,null,null,null,null,null,null,null,null,null,null,null,null,null,null,null,null,null,null,"Jan6","1/6 Hour 21",141,146]
["01/06","22:00:00","2023-01-06T22:00:00",1,6,22,3,null,null,null,null,null,null,null,null,null,null,null,null,null,null,null,null,null,null,null,null,null,null,null,null,null,null,null,null,null,null,null,null,null,null,null,null,null,null,null,null,null,null,null,null,null,null,null,null,null,null,null,null,null,null,null,null,null,null,null,null,null,null,null,null,null,null,null,null,null,null,null,null,null,null,null,null,null,null,null,null,null,null,null,null,null,null,null,null,null,null,null,null,null,null,null,null,null,null,null,null,null,null,null,null,null,null,null,null,null,null,null,null,null,null,"Jan6","1/6 Hour 22",142,147]
["01/06","23:00:00","2023-01-06T23:00:00",1,6,23,3,null,null,null,null,null,null,null,null,null,null,null,null,null,null,null,null,null,null,null,null,null,null,null,null,null,null,null,null,null,null,null,null,null,null,null,null,null,null,null,null,null,null,null,null,null,null,null,null,null,null,null,null,null,null,null,null,null,null,null,null,null,null,null,null,null,null,null,null,null,null,null,null,null,null,null,null,null,null,null,null,null,null,null,null,null,null,null,null,null,null,null,null,null,null,null,null,null,null,null,null,null,null,null,null,null,null,null,null,null,null,null,null,null,null,"Jan6","1/6 Hour 23",143,148]
["01/06","00:00:00","2023-01-06",1,6,24,3,null,null,null,null,null,null,null,null,null,null,null,null,null,null,null,null,null,null,null,null,null,null,null,null,null,null,null,null,null,null,null,null,null,null,null,null,null,null,null,null,null,null,null,null,null,null,null,null,null,null,null,null,null,null,null,null,null,null,null,null,null,null,null,null,null,null,null,null,null,null,null,null,null,null,null,null,null,null,null,null,null,null,null,null,null,null,null,null,null,null,null,null,null,null,null,null,null,null,null,null,null,null,null,null,null,null,null,null,null,null,null,null,null,null,"Jan6","1/6 Hour 24",144,149]
["01/07","01:00:00","2023-01-07T01:00:00",1,7,1,4,null,null,null,null,null,null,null,null,null,null,null,null,null,null,null,null,null,null,null,null,null,null,null,null,null,null,null,null,null,null,null,null,null,null,null,null,null,null,null,null,null,null,null,null,null,null,null,null,null,null,null,null,null,null,null,null,null,null,null,null,null,null,null,null,null,null,null,null,null,null,null,null,null,null,null,null,null,null,null,null,null,null,null,null,null,null,null,null,null,null,null,null,null,null,null,null,null,null,null,null,null,null,null,null,null,null,null,null,null,null,null,null,null,null,"Jan7","1/7 Hour 1",145,150]
["01/07","02:00:00","2023-01-07T02:00:00",1,7,2,4,null,null,null,null,null,null,null,null,null,null,null,null,null,null,null,null,null,null,null,null,null,null,null,null,null,null,null,null,null,null,null,null,null,null,null,null,null,null,null,null,null,null,null,null,null,null,null,null,null,null,null,null,null,null,null,null,null,null,null,null,null,null,null,null,null,null,null,null,null,null,null,null,null,null,null,null,null,null,null,null,null,null,null,null,null,null,null,null,null,null,null,null,null,null,null,null,null,null,null,null,null,null,null,null,null,null,null,null,null,null,null,null,null,null,"Jan7","1/7 Hour 2",146,151]
["01/07","03:00:00","2023-01-07T03:00:00",1,7,3,4,null,null,null,null,null,null,null,null,null,null,null,null,null,null,null,null,null,null,null,null,null,null,null,null,null,null,null,null,null,null,null,null,null,null,null,null,null,null,null,null,null,null,null,null,null,null,null,null,null,null,null,null,null,null,null,null,null,null,null,null,null,null,null,null,null,null,null,null,null,null,null,null,null,null,null,null,null,null,null,null,null,null,null,null,null,null,null,null,null,null,null,null,null,null,null,null,null,null,null,null,null,null,null,null,null,null,null,null,null,null,null,null,null,null,"Jan7","1/7 Hour 3",147,152]
["01/07","04:00:00","2023-01-07T04:00:00",1,7,4,4,null,null,null,null,null,null,null,null,null,null,null,null,null,null,null,null,null,null,null,null,null,null,null,null,null,null,null,null,null,null,null,null,null,null,null,null,null,null,null,null,null,null,null,null,null,null,null,null,null,null,null,null,null,null,null,null,null,null,null,null,null,null,null,null,null,null,null,null,null,null,null,null,null,null,null,null,null,null,null,null,null,null,null,null,null,null,null,null,null,null,null,null,null,null,null,null,null,null,null,null,null,null,null,null,null,null,null,null,null,null,null,null,null,null,"Jan7","1/7 Hour 4",148,153]
["01/07","05:00:00","2023-01-07T05:00:00",1,7,5,4,null,null,null,null,null,null,null,null,null,null,null,null,null,null,null,null,null,null,null,null,null,null,null,null,null,null,null,null,null,null,null,null,null,null,null,null,null,null,null,null,null,null,null,null,null,null,null,null,null,null,null,null,null,null,null,null,null,null,null,null,null,null,null,null,null,null,null,null,null,null,null,null,null,null,null,null,null,null,null,null,null,null,null,null,null,null,null,null,null,null,null,null,null,null,null,null,null,null,null,null,null,null,null,null,null,null,null,null,null,null,null,null,null,null,"Jan7","1/7 Hour 5",149,154]
["01/07","06:00:00","2023-01-07T06:00:00",1,7,6,4,null,null,null,null,null,null,null,null,null,null,null,null,null,null,null,null,null,null,null,null,null,null,null,null,null,null,null,null,null,null,null,null,null,null,null,null,null,null,null,null,null,null,null,null,null,null,null,null,null,null,null,null,null,null,null,null,null,null,null,null,null,null,null,null,null,null,null,null,null,null,null,null,null,null,null,null,null,null,null,null,null,null,null,null,null,null,null,null,null,null,null,null,null,null,null,null,null,null,null,null,null,null,null,null,null,null,null,null,null,null,null,null,null,null,"Jan7","1/7 Hour 6",150,155]
["01/07","07:00:00","2023-01-07T07:00:00",1,7,7,4,null,null,null,null,null,null,null,null,null,null,null,null,null,null,null,null,null,null,null,null,null,null,null,null,null,null,null,null,null,null,null,null,null,null,null,null,null,null,null,null,null,null,null,null,null,null,null,null,null,null,null,null,null,null,null,null,null,null,null,null,null,null,null,null,null,null,null,null,null,null,null,null,null,null,null,null,null,null,null,null,null,null,null,null,null,null,null,null,null,null,null,null,null,null,null,null,null,null,null,null,null,null,null,null,null,null,null,null,null,null,null,null,null,null,"Jan7","1/7 Hour 7",151,156]
["01/07","08:00:00","2023-01-07T08:00:00",1,7,8,4,null,null,null,null,null,null,null,null,null,null,null,null,null,null,null,null,null,null,null,null,null,null,null,null,null,null,null,null,null,null,null,null,null,null,null,null,null,null,null,null,null,null,null,null,null,null,null,null,null,null,null,null,null,null,null,null,null,null,null,null,null,null,null,null,null,null,null,null,null,null,null,null,null,null,null,null,null,null,null,null,null,null,null,null,null,null,null,null,null,null,null,null,null,null,null,null,null,null,null,null,null,null,null,null,null,null,null,null,null,null,null,null,null,null,"Jan7","1/7 Hour 8",152,157]
["01/07","09:00:00","2023-01-07T09:00:00",1,7,9,4,null,null,null,null,null,null,null,null,null,null,null,null,null,null,null,null,null,null,null,null,null,null,null,null,null,null,null,null,null,null,null,null,null,null,null,null,null,null,null,null,null,null,null,null,null,null,null,null,null,null,null,null,null,null,null,null,null,null,null,null,null,null,null,null,null,null,null,null,null,null,null,null,null,null,null,null,null,null,null,null,null,null,null,null,null,null,null,null,null,null,null,null,null,null,null,null,null,null,null,null,null,null,null,null,null,null,null,null,null,null,null,null,null,null,"Jan7","1/7 Hour 9",153,158]
["01/07","10:00:00","2023-01-07T10:00:00",1,7,10,4,null,null,null,null,null,null,null,null,null,null,null,null,null,null,null,null,null,null,null,null,null,null,null,null,null,null,null,null,null,null,null,null,null,null,null,null,null,null,null,null,null,null,null,null,null,null,null,null,null,null,null,null,null,null,null,null,null,null,null,null,null,null,null,null,null,null,null,null,null,null,null,null,null,null,null,null,null,null,null,null,null,null,null,null,null,null,null,null,null,null,null,null,null,null,null,null,null,null,null,null,null,null,null,null,null,null,null,null,null,null,null,null,null,null,"Jan7","1/7 Hour 10",154,159]
["01/07","11:00:00","2023-01-07T11:00:00",1,7,11,4,null,null,null,null,null,null,null,null,null,null,null,null,null,null,null,null,null,null,null,null,null,null,null,null,null,null,null,null,null,null,null,null,null,null,null,null,null,null,null,null,null,null,null,null,null,null,null,null,null,null,null,null,null,null,null,null,null,null,null,null,null,null,null,null,null,null,null,null,null,null,null,null,null,null,null,null,null,null,null,null,null,null,null,null,null,null,null,null,null,null,null,null,null,null,null,null,null,null,null,null,null,null,null,null,null,null,null,null,null,null,null,null,null,null,"Jan7","1/7 Hour 11",155,160]
["01/07","12:00:00","2023-01-07T12:00:00",1,7,12,4,null,null,null,null,null,null,null,null,null,null,null,null,null,null,null,null,null,null,null,null,null,null,null,null,null,null,null,null,null,null,null,null,null,null,null,null,null,null,null,null,null,null,null,null,null,null,null,null,null,null,null,null,null,null,null,null,null,null,null,null,null,null,null,null,null,null,null,null,null,null,null,null,null,null,null,null,null,null,null,null,null,null,null,null,null,null,null,null,null,null,null,null,null,null,null,null,null,null,null,null,null,null,null,null,null,null,null,null,null,null,null,null,null,null,"Jan7","1/7 Hour 12",156,161]
["01/07","13:00:00","2023-01-07T13:00:00",1,7,13,4,null,null,null,null,null,null,null,null,null,null,null,null,null,null,null,null,null,null,null,null,null,null,null,null,null,null,null,null,null,null,null,null,null,null,null,null,null,null,null,null,null,null,null,null,null,null,null,null,null,null,null,null,null,null,null,null,null,null,null,null,null,null,null,null,null,null,null,null,null,null,null,null,null,null,null,null,null,null,null,null,null,null,null,null,null,null,null,null,null,null,null,null,null,null,null,null,null,null,null,null,null,null,null,null,null,null,null,null,null,null,null,null,null,null,"Jan7","1/7 Hour 13",157,162]
["01/07","14:00:00","2023-01-07T14:00:00",1,7,14,4,null,null,null,null,null,null,null,null,null,null,null,null,null,null,null,null,null,null,null,null,null,null,null,null,null,null,null,null,null,null,null,null,null,null,null,null,null,null,null,null,null,null,null,null,null,null,null,null,null,null,null,null,null,null,null,null,null,null,null,null,null,null,null,null,null,null,null,null,null,null,null,null,null,null,null,null,null,null,null,null,null,null,null,null,null,null,null,null,null,null,null,null,null,null,null,null,null,null,null,null,null,null,null,null,null,null,null,null,null,null,null,null,null,null,"Jan7","1/7 Hour 14",158,163]
["01/07","15:00:00","2023-01-07T15:00:00",1,7,15,4,null,null,null,null,null,null,null,null,null,null,null,null,null,null,null,null,null,null,null,null,null,null,null,null,null,null,null,null,null,null,null,null,null,null,null,null,null,null,null,null,null,null,null,null,null,null,null,null,null,null,null,null,null,null,null,null,null,null,null,null,null,null,null,null,null,null,null,null,null,null,null,null,null,null,null,null,null,null,null,null,null,null,null,null,null,null,null,null,null,null,null,null,null,null,null,null,null,null,null,null,null,null,null,null,null,null,null,null,null,null,null,null,null,null,"Jan7","1/7 Hour 15",159,164]
["01/07","16:00:00","2023-01-07T16:00:00",1,7,16,4,null,null,null,null,null,null,null,null,null,null,null,null,null,null,null,null,null,null,null,null,null,null,null,null,null,null,null,null,null,null,null,null,null,null,null,null,null,null,null,null,null,null,null,null,null,null,null,null,null,null,null,null,null,null,null,null,null,null,null,null,null,null,null,null,null,null,null,null,null,null,null,null,null,null,null,null,null,null,null,null,null,null,null,null,null,null,null,null,null,null,null,null,null,null,null,null,null,null,null,null,null,null,null,null,null,null,null,null,null,null,null,null,null,null,"Jan7","1/7 Hour 16",160,165]
["01/07","17:00:00","2023-01-07T17:00:00",1,7,17,4,null,null,null,null,null,null,null,null,null,null,null,null,null,null,null,null,null,null,null,null,null,null,null,null,null,null,null,null,null,null,null,null,null,null,null,null,null,null,null,null,null,null,null,null,null,null,null,null,null,null,null,null,null,null,null,null,null,null,null,null,null,null,null,null,null,null,null,null,null,null,null,null,null,null,null,null,null,null,null,null,null,null,null,null,null,null,null,null,null,null,null,null,null,null,null,null,null,null,null,null,null,null,null,null,null,null,null,null,null,null,null,null,null,null,"Jan7","1/7 Hour 17",161,166]
["01/07","18:00:00","2023-01-07T18:00:00",1,7,18,4,null,null,null,null,null,null,null,null,null,null,null,null,null,null,null,null,null,null,null,null,null,null,null,null,null,null,null,null,null,null,null,null,null,null,null,null,null,null,null,null,null,null,null,null,null,null,null,null,null,null,null,null,null,null,null,null,null,null,null,null,null,null,null,null,null,null,null,null,null,null,null,null,null,null,null,null,null,null,null,null,null,null,null,null,null,null,null,null,null,null,null,null,null,null,null,null,null,null,null,null,null,null,null,null,null,null,null,null,null,null,null,null,null,null,"Jan7","1/7 Hour 18",162,167]
["01/07","19:00:00","2023-01-07T19:00:00",1,7,19,4,null,null,null,null,null,null,null,null,null,null,null,null,null,null,null,null,null,null,null,null,null,null,null,null,null,null,null,null,null,null,null,null,null,null,null,null,null,null,null,null,null,null,null,null,null,null,null,null,null,null,null,null,null,null,null,null,null,null,null,null,null,null,null,null,null,null,null,null,null,null,null,null,null,null,null,null,null,null,null,null,null,null,null,null,null,null,null,null,null,null,null,null,null,null,null,null,null,null,null,null,null,null,null,null,null,null,null,null,null,null,null,null,null,null,"Jan7","1/7 Hour 19",163,168]
["01/07","20:00:00","2023-01-07T20:00:00",1,7,20,4,null,null,null,null,null,null,null,null,null,null,null,null,null,null,null,null,null,null,null,null,null,null,null,null,null,null,null,null,null,null,null,null,null,null,null,null,null,null,null,null,null,null,null,null,null,null,null,null,null,null,null,null,null,null,null,null,null,null,null,null,null,null,null,null,null,null,null,null,null,null,null,null,null,null,null,null,null,null,null,null,null,null,null,null,null,null,null,null,null,null,null,null,null,null,null,null,null,null,null,null,null,null,null,null,null,null,null,null,null,null,null,null,null,null,"Jan7","1/7 Hour 20",164,169]
["01/07","21:00:00","2023-01-07T21:00:00",1,7,21,4,null,null,null,null,null,null,null,null,null,null,null,null,null,null,null,null,null,null,null,null,null,null,null,null,null,null,null,null,null,null,null,null,null,null,null,null,null,null,null,null,null,null,null,null,null,null,null,null,null,null,null,null,null,null,null,null,null,null,null,null,null,null,null,null,null,null,null,null,null,null,null,null,null,null,null,null,null,null,null,null,null,null,null,null,null,null,null,null,null,null,null,null,null,null,null,null,null,null,null,null,null,null,null,null,null,null,null,null,null,null,null,null,null,null,"Jan7","1/7 Hour 21",165,170]
["01/07","22:00:00","2023-01-07T22:00:00",1,7,22,4,null,null,null,null,null,null,null,null,null,null,null,null,null,null,null,null,null,null,null,null,null,null,null,null,null,null,null,null,null,null,null,null,null,null,null,null,null,null,null,null,null,null,null,null,null,null,null,null,null,null,null,null,null,null,null,null,null,null,null,null,null,null,null,null,null,null,null,null,null,null,null,null,null,null,null,null,null,null,null,null,null,null,null,null,null,null,null,null,null,null,null,null,null,null,null,null,null,null,null,null,null,null,null,null,null,null,null,null,null,null,null,null,null,null,"Jan7","1/7 Hour 22",166,171]
["01/07","23:00:00","2023-01-07T23:00:00",1,7,23,4,null,null,null,null,null,null,null,null,null,null,null,null,null,null,null,null,null,null,null,null,null,null,null,null,null,null,null,null,null,null,null,null,null,null,null,null,null,null,null,null,null,null,null,null,null,null,null,null,null,null,null,null,null,null,null,null,null,null,null,null,null,null,null,null,null,null,null,null,null,null,null,null,null,null,null,null,null,null,null,null,null,null,null,null,null,null,null,null,null,null,null,null,null,null,null,null,null,null,null,null,null,null,null,null,null,null,null,null,null,null,null,null,null,null,"Jan7","1/7 Hour 23",167,172]
["01/07","00:00:00","2023-01-07",1,7,24,4,null,null,null,null,null,null,null,null,null,null,null,null,null,null,null,null,null,null,null,null,null,null,null,null,null,null,null,null,null,null,null,null,null,null,null,null,null,null,null,null,null,null,null,null,null,null,null,null,null,null,null,null,null,null,null,null,null,null,null,null,null,null,null,null,null,null,null,null,null,null,null,null,null,null,null,null,null,null,null,null,null,null,null,null,null,null,null,null,null,null,null,null,null,null,null,null,null,null,null,null,null,null,null,null,null,null,null,null,null,null,null,null,null,null,"Jan7","1/7 Hour 24",168,173]
["01/08","01:00:00","2023-01-08T01:00:00",1,8,1,5,null,null,null,null,null,null,null,null,null,null,null,null,null,null,null,null,null,null,null,null,null,null,null,null,null,null,null,null,null,null,null,null,null,null,null,null,null,null,null,null,null,null,null,null,null,null,null,null,null,null,null,null,null,null,null,null,null,null,null,null,null,null,null,null,null,null,null,null,null,null,null,null,null,null,null,null,null,null,null,null,null,null,null,null,null,null,null,null,null,null,null,null,null,null,null,null,null,null,null,null,null,null,null,null,null,null,null,null,null,null,null,null,null,null,"Jan8","1/8 Hour 1",169,174]
["01/08","02:00:00","2023-01-08T02:00:00",1,8,2,5,null,null,null,null,null,null,null,null,null,null,null,null,null,null,null,null,null,null,null,null,null,null,null,null,null,null,null,null,null,null,null,null,null,null,null,null,null,null,null,null,null,null,null,null,null,null,null,null,null,null,null,null,null,null,null,null,null,null,null,null,null,null,null,null,null,null,null,null,null,null,null,null,null,null,null,null,null,null,null,null,null,null,null,null,null,null,null,null,null,null,null,null,null,null,null,null,null,null,null,null,null,null,null,null,null,null,null,null,null,null,null,null,null,null,"Jan8","1/8 Hour 2",170,175]
["01/08","03:00:00","2023-01-08T03:00:00",1,8,3,5,null,null,null,null,null,null,null,null,null,null,null,null,null,null,null,null,null,null,null,null,null,null,null,null,null,null,null,null,null,null,null,null,null,null,null,null,null,null,null,null,null,null,null,null,null,null,null,null,null,null,null,null,null,null,null,null,null,null,null,null,null,null,null,null,null,null,null,null,null,null,null,null,null,null,null,null,null,null,null,null,null,null,null,null,null,null,null,null,null,null,null,null,null,null,null,null,null,null,null,null,null,null,null,null,null,null,null,null,null,null,null,null,null,null,"Jan8","1/8 Hour 3",171,176]
["01/08","04:00:00","2023-01-08T04:00:00",1,8,4,5,null,null,null,null,null,null,null,null,null,null,null,null,null,null,null,null,null,null,null,null,null,null,null,null,null,null,null,null,null,null,null,null,null,null,null,null,null,null,null,null,null,null,null,null,null,null,null,null,null,null,null,null,null,null,null,null,null,null,null,null,null,null,null,null,null,null,null,null,null,null,null,null,null,null,null,null,null,null,null,null,null,null,null,null,null,null,null,null,null,null,null,null,null,null,null,null,null,null,null,null,null,null,null,null,null,null,null,null,null,null,null,null,null,null,"Jan8","1/8 Hour 4",172,177]
["01/08","05:00:00","2023-01-08T05:00:00",1,8,5,5,null,null,null,null,null,null,null,null,null,null,null,null,null,null,null,null,null,null,null,null,null,null,null,null,null,null,null,null,null,null,null,null,null,null,null,null,null,null,null,null,null,null,null,null,null,null,null,null,null,null,null,null,null,null,null,null,null,null,null,null,null,null,null,null,null,null,null,null,null,null,null,null,null,null,null,null,null,null,null,null,null,null,null,null,null,null,null,null,null,null,null,null,null,null,null,null,null,null,null,null,null,null,null,null,null,null,null,null,null,null,null,null,null,null,"Jan8","1/8 Hour 5",173,178]
["01/08","06:00:00","2023-01-08T06:00:00",1,8,6,5,null,null,null,null,null,null,null,null,null,null,null,null,null,null,null,null,null,null,null,null,null,null,null,null,null,null,null,null,null,null,null,null,null,null,null,null,null,null,null,null,null,null,null,null,null,null,null,null,null,null,null,null,null,null,null,null,null,null,null,null,null,null,null,null,null,null,null,null,null,null,null,null,null,null,null,null,null,null,null,null,null,null,null,null,null,null,null,null,null,null,null,null,null,null,null,null,null,null,null,null,null,null,null,null,null,null,null,null,null,null,null,null,null,null,"Jan8","1/8 Hour 6",174,179]
["01/08","07:00:00","2023-01-08T07:00:00",1,8,7,5,null,null,null,null,null,null,null,null,null,null,null,null,null,null,null,null,null,null,null,null,null,null,null,null,null,null,null,null,null,null,null,null,null,null,null,null,null,null,null,null,null,null,null,null,null,null,null,null,null,null,null,null,null,null,null,null,null,null,null,null,null,null,null,null,null,null,null,null,null,null,null,null,null,null,null,null,null,null,null,null,null,null,null,null,null,null,null,null,null,null,null,null,null,null,null,null,null,null,null,null,null,null,null,null,null,null,null,null,null,null,null,null,null,null,"Jan8","1/8 Hour 7",175,180]
["01/08","08:00:00","2023-01-08T08:00:00",1,8,8,5,null,null,null,null,null,null,null,null,null,null,null,null,null,null,null,null,null,null,null,null,null,null,null,null,null,null,null,null,null,null,null,null,null,null,null,null,null,null,null,null,null,null,null,null,null,null,null,null,null,null,null,null,null,null,null,null,null,null,null,null,null,null,null,null,null,null,null,null,null,null,null,null,null,null,null,null,null,null,null,null,null,null,null,null,null,null,null,null,null,null,null,null,null,null,null,null,null,null,null,null,null,null,null,null,null,null,null,null,null,null,null,null,null,null,"Jan8","1/8 Hour 8",176,181]
["01/08","09:00:00","2023-01-08T09:00:00",1,8,9,5,null,null,null,null,null,null,null,null,null,null,null,null,null,null,null,null,null,null,null,null,null,null,null,null,null,null,null,null,null,null,null,null,null,null,null,null,null,null,null,null,null,null,null,null,null,null,null,null,null,null,null,null,null,null,null,null,null,null,null,null,null,null,null,null,null,null,null,null,null,null,null,null,null,null,null,null,null,null,null,null,null,null,null,null,null,null,null,null,null,null,null,null,null,null,null,null,null,null,null,null,null,null,null,null,null,null,null,null,null,null,null,null,null,null,"Jan8","1/8 Hour 9",177,182]
["01/08","10:00:00","2023-01-08T10:00:00",1,8,10,5,null,null,null,null,null,null,null,null,null,null,null,null,null,null,null,null,null,null,null,null,null,null,null,null,null,null,null,null,null,null,null,null,null,null,null,null,null,null,null,null,null,null,null,null,null,null,null,null,null,null,null,null,null,null,null,null,null,null,null,null,null,null,null,null,null,null,null,null,null,null,null,null,null,null,null,null,null,null,null,null,null,null,null,null,null,null,null,null,null,null,null,null,null,null,null,null,null,null,null,null,null,null,null,null,null,null,null,null,null,null,null,null,null,null,"Jan8","1/8 Hour 10",178,183]
["01/08","11:00:00","2023-01-08T11:00:00",1,8,11,5,null,null,null,null,null,null,null,null,null,null,null,null,null,null,null,null,null,null,null,null,null,null,null,null,null,null,null,null,null,null,null,null,null,null,null,null,null,null,null,null,null,null,null,null,null,null,null,null,null,null,null,null,null,null,null,null,null,null,null,null,null,null,null,null,null,null,null,null,null,null,null,null,null,null,null,null,null,null,null,null,null,null,null,null,null,null,null,null,null,null,null,null,null,null,null,null,null,null,null,null,null,null,null,null,null,null,null,null,null,null,null,null,null,null,"Jan8","1/8 Hour 11",179,184]
["01/08","12:00:00","2023-01-08T12:00:00",1,8,12,5,null,null,null,null,null,null,null,null,null,null,null,null,null,null,null,null,null,null,null,null,null,null,null,null,null,null,null,null,null,null,null,null,null,null,null,null,null,null,null,null,null,null,null,null,null,null,null,null,null,null,null,null,null,null,null,null,null,null,null,null,null,null,null,null,null,null,null,null,null,null,null,null,null,null,null,null,null,null,null,null,null,null,null,null,null,null,null,null,null,null,null,null,null,null,null,null,null,null,null,null,null,null,null,null,null,null,null,null,null,null,null,null,null,null,"Jan8","1/8 Hour 12",180,185]
["01/08","13:00:00","2023-01-08T13:00:00",1,8,13,5,null,null,null,null,null,null,null,null,null,null,null,null,null,null,null,null,null,null,null,null,null,null,null,null,null,null,null,null,null,null,null,null,null,null,null,null,null,null,null,null,null,null,null,null,null,null,null,null,null,null,null,null,null,null,null,null,null,null,null,null,null,null,null,null,null,null,null,null,null,null,null,null,null,null,null,null,null,null,null,null,null,null,null,null,null,null,null,null,null,null,null,null,null,null,null,null,null,null,null,null,null,null,null,null,null,null,null,null,null,null,null,null,null,null,"Jan8","1/8 Hour 13",181,186]
["01/08","14:00:00","2023-01-08T14:00:00",1,8,14,5,null,null,null,null,null,null,null,null,null,null,null,null,null,null,null,null,null,null,null,null,null,null,null,null,null,null,null,null,null,null,null,null,null,null,null,null,null,null,null,null,null,null,null,null,null,null,null,null,null,null,null,null,null,null,null,null,null,null,null,null,null,null,null,null,null,null,null,null,null,null,null,null,null,null,null,null,null,null,null,null,null,null,null,null,null,null,null,null,null,null,null,null,null,null,null,null,null,null,null,null,null,null,null,null,null,null,null,null,null,null,null,null,null,null,"Jan8","1/8 Hour 14",182,187]
["01/08","15:00:00","2023-01-08T15:00:00",1,8,15,5,null,null,null,null,null,null,null,null,null,null,null,null,null,null,null,null,null,null,null,null,null,null,null,null,null,null,null,null,null,null,null,null,null,null,null,null,null,null,null,null,null,null,null,null,null,null,null,null,null,null,null,null,null,null,null,null,null,null,null,null,null,null,null,null,null,null,null,null,null,null,null,null,null,null,null,null,null,null,null,null,null,null,null,null,null,null,null,null,null,null,null,null,null,null,null,null,null,null,null,null,null,null,null,null,null,null,null,null,null,null,null,null,null,null,"Jan8","1/8 Hour 15",183,188]
["01/08","16:00:00","2023-01-08T16:00:00",1,8,16,5,null,null,null,null,null,null,null,null,null,null,null,null,null,null,null,null,null,null,null,null,null,null,null,null,null,null,null,null,null,null,null,null,null,null,null,null,null,null,null,null,null,null,null,null,null,null,null,null,null,null,null,null,null,null,null,null,null,null,null,null,null,null,null,null,null,null,null,null,null,null,null,null,null,null,null,null,null,null,null,null,null,null,null,null,null,null,null,null,null,null,null,null,null,null,null,null,null,null,null,null,null,null,null,null,null,null,null,null,null,null,null,null,null,null,"Jan8","1/8 Hour 16",184,189]
["01/08","17:00:00","2023-01-08T17:00:00",1,8,17,5,null,null,null,null,null,null,null,null,null,null,null,null,null,null,null,null,null,null,null,null,null,null,null,null,null,null,null,null,null,null,null,null,null,null,null,null,null,null,null,null,null,null,null,null,null,null,null,null,null,null,null,null,null,null,null,null,null,null,null,null,null,null,null,null,null,null,null,null,null,null,null,null,null,null,null,null,null,null,null,null,null,null,null,null,null,null,null,null,null,null,null,null,null,null,null,null,null,null,null,null,null,null,null,null,null,null,null,null,null,null,null,null,null,null,"Jan8","1/8 Hour 17",185,190]
["01/08","18:00:00","2023-01-08T18:00:00",1,8,18,5,null,null,null,null,null,null,null,null,null,null,null,null,null,null,null,null,null,null,null,null,null,null,null,null,null,null,null,null,null,null,null,null,null,null,null,null,null,null,null,null,null,null,null,null,null,null,null,null,null,null,null,null,null,null,null,null,null,null,null,null,null,null,null,null,null,null,null,null,null,null,null,null,null,null,null,null,null,null,null,null,null,null,null,null,null,null,null,null,null,null,null,null,null,null,null,null,null,null,null,null,null,null,null,null,null,null,null,null,null,null,null,null,null,null,"Jan8","1/8 Hour 18",186,191]
["01/08","19:00:00","2023-01-08T19:00:00",1,8,19,5,null,null,null,null,null,null,null,null,null,null,null,null,null,null,null,null,null,null,null,null,null,null,null,null,null,null,null,null,null,null,null,null,null,null,null,null,null,null,null,null,null,null,null,null,null,null,null,null,null,null,null,null,null,null,null,null,null,null,null,null,null,null,null,null,null,null,null,null,null,null,null,null,null,null,null,null,null,null,null,null,null,null,null,null,null,null,null,null,null,null,null,null,null,null,null,null,null,null,null,null,null,null,null,null,null,null,null,null,null,null,null,null,null,null,"Jan8","1/8 Hour 19",187,192]
["01/08","20:00:00","2023-01-08T20:00:00",1,8,20,5,null,null,null,null,null,null,null,null,null,null,null,null,null,null,null,null,null,null,null,null,null,null,null,null,null,null,null,null,null,null,null,null,null,null,null,null,null,null,null,null,null,null,null,null,null,null,null,null,null,null,null,null,null,null,null,null,null,null,null,null,null,null,null,null,null,null,null,null,null,null,null,null,null,null,null,null,null,null,null,null,null,null,null,null,null,null,null,null,null,null,null,null,null,null,null,null,null,null,null,null,null,null,null,null,null,null,null,null,null,null,null,null,null,null,"Jan8","1/8 Hour 20",188,193]
["01/08","21:00:00","2023-01-08T21:00:00",1,8,21,5,null,null,null,null,null,null,null,null,null,null,null,null,null,null,null,null,null,null,null,null,null,null,null,null,null,null,null,null,null,null,null,null,null,null,null,null,null,null,null,null,null,null,null,null,null,null,null,null,null,null,null,null,null,null,null,null,null,null,null,null,null,null,null,null,null,null,null,null,null,null,null,null,null,null,null,null,null,null,null,null,null,null,null,null,null,null,null,null,null,null,null,null,null,null,null,null,null,null,null,null,null,null,null,null,null,null,null,null,null,null,null,null,null,null,"Jan8","1/8 Hour 21",189,194]
["01/08","22:00:00","2023-01-08T22:00:00",1,8,22,5,null,null,null,null,null,null,null,null,null,null,null,null,null,null,null,null,null,null,null,null,null,null,null,null,null,null,null,null,null,null,null,null,null,null,null,null,null,null,null,null,null,null,null,null,null,null,null,null,null,null,null,null,null,null,null,null,null,null,null,null,null,null,null,null,null,null,null,null,null,null,null,null,null,null,null,null,null,null,null,null,null,null,null,null,null,null,null,null,null,null,null,null,null,null,null,null,null,null,null,null,null,null,null,null,null,null,null,null,null,null,null,null,null,null,"Jan8","1/8 Hour 22",190,195]
["01/08","23:00:00","2023-01-08T23:00:00",1,8,23,5,null,null,null,null,null,null,null,null,null,null,null,null,null,null,null,null,null,null,null,null,null,null,null,null,null,null,null,null,null,null,null,null,null,null,null,null,null,null,null,null,null,null,null,null,null,null,null,null,null,null,null,null,null,null,null,null,null,null,null,null,null,null,null,null,null,null,null,null,null,null,null,null,null,null,null,null,null,null,null,null,null,null,null,null,null,null,null,null,null,null,null,null,null,null,null,null,null,null,null,null,null,null,null,null,null,null,null,null,null,null,null,null,null,null,"Jan8","1/8 Hour 23",191,196]
["01/08","00:00:00","2023-01-08",1,8,24,5,null,null,null,null,null,null,null,null,null,null,null,null,null,null,null,null,null,null,null,null,null,null,null,null,null,null,null,null,null,null,null,null,null,null,null,null,null,null,null,null,null,null,null,null,null,null,null,null,null,null,null,null,null,null,null,null,null,null,null,null,null,null,null,null,null,null,null,null,null,null,null,null,null,null,null,null,null,null,null,null,null,null,null,null,null,null,null,null,null,null,null,null,null,null,null,null,null,null,null,null,null,null,null,null,null,null,null,null,null,null,null,null,null,null,"Jan8","1/8 Hour 24",192,197]
["01/09","01:00:00",{"$f":"A198+B198","v":"2023-01-09T01:00:00"},1,9,1,6,null,null,null,null,null,null,null,null,null,null,null,null,null,null,null,null,null,null,null,null,null,null,null,null,null,null,null,null,null,null,null,null,null,null,null,null,null,null,null,null,null,null,null,null,null,null,null,null,null,null,null,null,null,null,null,null,null,null,null,null,null,null,null,null,null,null,null,null,null,null,null,null,null,null,null,null,null,null,null,null,null,null,null,null,null,null,null,null,null,null,null,null,null,null,null,null,null,null,null,null,null,null,null,null,null,null,null,null,null,null,null,null,null,null,"Jan9","1/9 Hour 1",193,198]
[{"$f":"TEXT(DATE(,D199,E199),\"MM/DD\")","v":"01/09"},{"$f":"TIME(F199,0,0)","v":"02:00:00"},"2023-01-09T02:00:00",1,9,2,6,null,null,null,null,null,null,null,null,null,null,null,null,null,null,null,null,null,null,null,null,null,null,null,null,null,null,null,null,null,null,null,null,null,null,null,null,null,null,null,null,null,null,null,null,null,null,null,null,null,null,null,null,null,null,null,null,null,null,null,null,null,null,null,null,null,null,null,null,null,null,null,null,null,null,null,null,null,null,null,null,null,null,null,null,null,null,null,null,null,null,null,null,null,null,null,null,null,null,null,null,null,null,null,null,null,null,null,null,null,null,null,null,null,null,{"$f":"TEXT(D199*29,\"mmm\")&E199","v":"Jan9"},{"$f":"D199&\"/\"&E199&\" Hour \"&F199","v":"1/9 Hour 2"},{"$f":"ROW()-ROW($DT$5)","v":194},199]
["01/09","03:00:00","2023-01-09T03:00:00",1,9,3,6,null,null,null,null,null,null,null,null,null,null,null,null,null,null,null,null,null,null,null,null,null,null,null,null,null,null,null,null,null,null,null,null,null,null,null,null,null,null,null,null,null,null,null,null,null,null,null,null,null,null,null,null,null,null,null,null,null,null,null,null,null,null,null,null,null,null,null,null,null,null,null,null,null,null,null,null,null,null,null,null,null,null,null,null,null,null,null,null,null,null,null,null,null,null,null,null,null,null,null,null,null,null,null,null,null,null,null,null,null,null,null,null,null,null,"Jan9","1/9 Hour 3",195,200]
["01/09","04:00:00","2023-01-09T04:00:00",1,9,4,6,null,null,null,null,null,null,null,null,null,null,null,null,null,null,null,null,null,null,null,null,null,null,null,null,null,null,null,null,null,null,null,null,null,null,null,null,null,null,null,null,null,null,null,null,null,null,null,null,null,null,null,null,null,null,null,null,null,null,null,null,null,null,null,null,null,null,null,null,null,null,null,null,null,null,null,null,null,null,null,null,null,null,null,null,null,null,null,null,null,null,null,null,null,null,null,null,null,null,null,null,null,null,null,null,null,null,null,null,null,null,null,null,null,null,"Jan9","1/9 Hour 4",196,201]
["01/09","05:00:00","2023-01-09T05:00:00",1,9,5,6,null,null,null,null,null,null,null,null,null,null,null,null,null,null,null,null,null,null,null,null,null,null,null,null,null,null,null,null,null,null,null,null,null,null,null,null,null,null,null,null,null,null,null,null,null,null,null,null,null,null,null,null,null,null,null,null,null,null,null,null,null,null,null,null,null,null,null,null,null,null,null,null,null,null,null,null,null,null,null,null,null,null,null,null,null,null,null,null,null,null,null,null,null,null,null,null,null,null,null,null,null,null,null,null,null,null,null,null,null,null,null,null,null,null,"Jan9","1/9 Hour 5",197,202]
["01/09","06:00:00","2023-01-09T06:00:00",1,9,6,6,null,null,null,null,null,null,null,null,null,null,null,null,null,null,null,null,null,null,null,null,null,null,null,null,null,null,null,null,null,null,null,null,null,null,null,null,null,null,null,null,null,null,null,null,null,null,null,null,null,null,null,null,null,null,null,null,null,null,null,null,null,null,null,null,null,null,null,null,null,null,null,null,null,null,null,null,null,null,null,null,null,null,null,null,null,null,null,null,null,null,null,null,null,null,null,null,null,null,null,null,null,null,null,null,null,null,null,null,null,null,null,null,null,null,"Jan9","1/9 Hour 6",198,203]
["01/09","07:00:00","2023-01-09T07:00:00",1,9,7,6,null,null,null,null,null,null,null,null,null,null,null,null,null,null,null,null,null,null,null,null,null,null,null,null,null,null,null,null,null,null,null,null,null,null,null,null,null,null,null,null,null,null,null,null,null,null,null,null,null,null,null,null,null,null,null,null,null,null,null,null,null,null,null,null,null,null,null,null,null,null,null,null,null,null,null,null,null,null,null,null,null,null,null,null,null,null,null,null,null,null,null,null,null,null,null,null,null,null,null,null,null,null,null,null,null,null,null,null,null,null,null,null,null,null,"Jan9","1/9 Hour 7",199,204]
["01/09","08:00:00","2023-01-09T08:00:00",1,9,8,6,null,null,null,null,null,null,null,null,null,null,null,null,null,null,null,null,null,null,null,null,null,null,null,null,null,null,null,null,null,null,null,null,null,null,null,null,null,null,null,null,null,null,null,null,null,null,null,null,null,null,null,null,null,null,null,null,null,null,null,null,null,null,null,null,null,null,null,null,null,null,null,null,null,null,null,null,null,null,null,null,null,null,null,null,null,null,null,null,null,null,null,null,null,null,null,null,null,null,null,null,null,null,null,null,null,null,null,null,null,null,null,null,null,null,"Jan9","1/9 Hour 8",200,205]
["01/09","09:00:00","2023-01-09T09:00:00",1,9,9,6,null,null,null,null,null,null,null,null,null,null,null,null,null,null,null,null,null,null,null,null,null,null,null,null,null,null,null,null,null,null,null,null,null,null,null,null,null,null,null,null,null,null,null,null,null,null,null,null,null,null,null,null,null,null,null,null,null,null,null,null,null,null,null,null,null,null,null,null,null,null,null,null,null,null,null,null,null,null,null,null,null,null,null,null,null,null,null,null,null,null,null,null,null,null,null,null,null,null,null,null,null,null,null,null,null,null,null,null,null,null,null,null,null,null,"Jan9","1/9 Hour 9",201,206]
["01/09","10:00:00","2023-01-09T10:00:00",1,9,10,6,null,null,null,null,null,null,null,null,null,null,null,null,null,null,null,null,null,null,null,null,null,null,null,null,null,null,null,null,null,null,null,null,null,null,null,null,null,null,null,null,null,null,null,null,null,null,null,null,null,null,null,null,null,null,null,null,null,null,null,null,null,null,null,null,null,null,null,null,null,null,null,null,null,null,null,null,null,null,null,null,null,null,null,null,null,null,null,null,null,null,null,null,null,null,null,null,null,null,null,null,null,null,null,null,null,null,null,null,null,null,null,null,null,null,"Jan9","1/9 Hour 10",202,207]
["01/09","11:00:00","2023-01-09T11:00:00",1,9,11,6,null,null,null,null,null,null,null,null,null,null,null,null,null,null,null,null,null,null,null,null,null,null,null,null,null,null,null,null,null,null,null,null,null,null,null,null,null,null,null,null,null,null,null,null,null,null,null,null,null,null,null,null,null,null,null,null,null,null,null,null,null,null,null,null,null,null,null,null,null,null,null,null,null,null,null,null,null,null,null,null,null,null,null,null,null,null,null,null,null,null,null,null,null,null,null,null,null,null,null,null,null,null,null,null,null,null,null,null,null,null,null,null,null,null,"Jan9","1/9 Hour 11",203,208]
["01/09","12:00:00","2023-01-09T12:00:00",1,9,12,6,null,null,null,null,null,null,null,null,null,null,null,null,null,null,null,null,null,null,null,null,null,null,null,null,null,null,null,null,null,null,null,null,null,null,null,null,null,null,null,null,null,null,null,null,null,null,null,null,null,null,null,null,null,null,null,null,null,null,null,null,null,null,null,null,null,null,null,null,null,null,null,null,null,null,null,null,null,null,null,null,null,null,null,null,null,null,null,null,null,null,null,null,null,null,null,null,null,null,null,null,null,null,null,null,null,null,null,null,null,null,null,null,null,null,"Jan9","1/9 Hour 12",204,209]
["01/09","13:00:00","2023-01-09T13:00:00",1,9,13,6,null,null,null,null,null,null,null,null,null,null,null,null,null,null,null,null,null,null,null,null,null,null,null,null,null,null,null,null,null,null,null,null,null,null,null,null,null,null,null,null,null,null,null,null,null,null,null,null,null,null,null,null,null,null,null,null,null,null,null,null,null,null,null,null,null,null,null,null,null,null,null,null,null,null,null,null,null,null,null,null,null,null,null,null,null,null,null,null,null,null,null,null,null,null,null,null,null,null,null,null,null,null,null,null,null,null,null,null,null,null,null,null,null,null,"Jan9","1/9 Hour 13",205,210]
["01/09","14:00:00","2023-01-09T14:00:00",1,9,14,6,null,null,null,null,null,null,null,null,null,null,null,null,null,null,null,null,null,null,null,null,null,null,null,null,null,null,null,null,null,null,null,null,null,null,null,null,null,null,null,null,null,null,null,null,null,null,null,null,null,null,null,null,null,null,null,null,null,null,null,null,null,null,null,null,null,null,null,null,null,null,null,null,null,null,null,null,null,null,null,null,null,null,null,null,null,null,null,null,null,null,null,null,null,null,null,null,null,null,null,null,null,null,null,null,null,null,null,null,null,null,null,null,null,null,"Jan9","1/9 Hour 14",206,211]
["01/09","15:00:00","2023-01-09T15:00:00",1,9,15,6,null,null,null,null,null,null,null,null,null,null,null,null,null,null,null,null,null,null,null,null,null,null,null,null,null,null,null,null,null,null,null,null,null,null,null,null,null,null,null,null,null,null,null,null,null,null,null,null,null,null,null,null,null,null,null,null,null,null,null,null,null,null,null,null,null,null,null,null,null,null,null,null,null,null,null,null,null,null,null,null,null,null,null,null,null,null,null,null,null,null,null,null,null,null,null,null,null,null,null,null,null,null,null,null,null,null,null,null,null,null,null,null,null,null,"Jan9","1/9 Hour 15",207,212]
["01/09","16:00:00","2023-01-09T16:00:00",1,9,16,6,null,null,null,null,null,null,null,null,null,null,null,null,null,null,null,null,null,null,null,null,null,null,null,null,null,null,null,null,null,null,null,null,null,null,null,null,null,null,null,null,null,null,null,null,null,null,null,null,null,null,null,null,null,null,null,null,null,null,null,null,null,null,null,null,null,null,null,null,null,null,null,null,null,null,null,null,null,null,null,null,null,null,null,null,null,null,null,null,null,null,null,null,null,null,null,null,null,null,null,null,null,null,null,null,null,null,null,null,null,null,null,null,null,null,"Jan9","1/9 Hour 16",208,213]
["01/09","17:00:00","2023-01-09T17:00:00",1,9,17,6,null,null,null,null,null,null,null,null,null,null,null,null,null,null,null,null,null,null,null,null,null,null,null,null,null,null,null,null,null,null,null,null,null,null,null,null,null,null,null,null,null,null,null,null,null,null,null,null,null,null,null,null,null,null,null,null,null,null,null,null,null,null,null,null,null,null,null,null,null,null,null,null,null,null,null,null,null,null,null,null,null,null,null,null,null,null,null,null,null,null,null,null,null,null,null,null,null,null,null,null,null,null,null,null,null,null,null,null,null,null,null,null,null,null,"Jan9","1/9 Hour 17",209,214]
["01/09","18:00:00","2023-01-09T18:00:00",1,9,18,6,null,null,null,null,null,null,null,null,null,null,null,null,null,null,null,null,null,null,null,null,null,null,null,null,null,null,null,null,null,null,null,null,null,null,null,null,null,null,null,null,null,null,null,null,null,null,null,null,null,null,null,null,null,null,null,null,null,null,null,null,null,null,null,null,null,null,null,null,null,null,null,null,null,null,null,null,null,null,null,null,null,null,null,null,null,null,null,null,null,null,null,null,null,null,null,null,null,null,null,null,null,null,null,null,null,null,null,null,null,null,null,null,null,null,"Jan9","1/9 Hour 18",210,215]
["01/09","19:00:00","2023-01-09T19:00:00",1,9,19,6,null,null,null,null,null,null,null,null,null,null,null,null,null,null,null,null,null,null,null,null,null,null,null,null,null,null,null,null,null,null,null,null,null,null,null,null,null,null,null,null,null,null,null,null,null,null,null,null,null,null,null,null,null,null,null,null,null,null,null,null,null,null,null,null,null,null,null,null,null,null,null,null,null,null,null,null,null,null,null,null,null,null,null,null,null,null,null,null,null,null,null,null,null,null,null,null,null,null,null,null,null,null,null,null,null,null,null,null,null,null,null,null,null,null,"Jan9","1/9 Hour 19",211,216]
["01/09","20:00:00","2023-01-09T20:00:00",1,9,20,6,null,null,null,null,null,null,null,null,null,null,null,null,null,null,null,null,null,null,null,null,null,null,null,null,null,null,null,null,null,null,null,null,null,null,null,null,null,null,null,null,null,null,null,null,null,null,null,null,null,null,null,null,null,null,null,null,null,null,null,null,null,null,null,null,null,null,null,null,null,null,null,null,null,null,null,null,null,null,null,null,null,null,null,null,null,null,null,null,null,null,null,null,null,null,null,null,null,null,null,null,null,null,null,null,null,null,null,null,null,null,null,null,null,null,"Jan9","1/9 Hour 20",212,217]
["01/09","21:00:00","2023-01-09T21:00:00",1,9,21,6,null,null,null,null,null,null,null,null,null,null,null,null,null,null,null,null,null,null,null,null,null,null,null,null,null,null,null,null,null,null,null,null,null,null,null,null,null,null,null,null,null,null,null,null,null,null,null,null,null,null,null,null,null,null,null,null,null,null,null,null,null,null,null,null,null,null,null,null,null,null,null,null,null,null,null,null,null,null,null,null,null,null,null,null,null,null,null,null,null,null,null,null,null,null,null,null,null,null,null,null,null,null,null,null,null,null,null,null,null,null,null,null,null,null,"Jan9","1/9 Hour 21",213,218]
["01/09","22:00:00","2023-01-09T22:00:00",1,9,22,6,null,null,null,null,null,null,null,null,null,null,null,null,null,null,null,null,null,null,null,null,null,null,null,null,null,null,null,null,null,null,null,null,null,null,null,null,null,null,null,null,null,null,null,null,null,null,null,null,null,null,null,null,null,null,null,null,null,null,null,null,null,null,null,null,null,null,null,null,null,null,null,null,null,null,null,null,null,null,null,null,null,null,null,null,null,null,null,null,null,null,null,null,null,null,null,null,null,null,null,null,null,null,null,null,null,null,null,null,null,null,null,null,null,null,"Jan9","1/9 Hour 22",214,219]
["01/09","23:00:00","2023-01-09T23:00:00",1,9,23,6,null,null,null,null,null,null,null,null,null,null,null,null,null,null,null,null,null,null,null,null,null,null,null,null,null,null,null,null,null,null,null,null,null,null,null,null,null,null,null,null,null,null,null,null,null,null,null,null,null,null,null,null,null,null,null,null,null,null,null,null,null,null,null,null,null,null,null,null,null,null,null,null,null,null,null,null,null,null,null,null,null,null,null,null,null,null,null,null,null,null,null,null,null,null,null,null,null,null,null,null,null,null,null,null,null,null,null,null,null,null,null,null,null,null,"Jan9","1/9 Hour 23",215,220]
["01/09","00:00:00","2023-01-09",1,9,24,6,null,null,null,null,null,null,null,null,null,null,null,null,null,null,null,null,null,null,null,null,null,null,null,null,null,null,null,null,null,null,null,null,null,null,null,null,null,null,null,null,null,null,null,null,null,null,null,null,null,null,null,null,null,null,null,null,null,null,null,null,null,null,null,null,null,null,null,null,null,null,null,null,null,null,null,null,null,null,null,null,null,null,null,null,null,null,null,null,null,null,null,null,null,null,null,null,null,null,null,null,null,null,null,null,null,null,null,null,null,null,null,null,null,null,"Jan9","1/9 Hour 24",216,221]
["01/10","01:00:00","2023-01-10T01:00:00",1,10,1,7,null,null,null,null,null,null,null,null,null,null,null,null,null,null,null,null,null,null,null,null,null,null,null,null,null,null,null,null,null,null,null,null,null,null,null,null,null,null,null,null,null,null,null,null,null,null,null,null,null,null,null,null,null,null,null,null,null,null,null,null,null,null,null,null,null,null,null,null,null,null,null,null,null,null,null,null,null,null,null,null,null,null,null,null,null,null,null,null,null,null,null,null,null,null,null,null,null,null,null,null,null,null,null,null,null,null,null,null,null,null,null,null,null,null,"Jan10","1/10 Hour 1",217,222]
["01/10","02:00:00","2023-01-10T02:00:00",1,10,2,7,null,null,null,null,null,null,null,null,null,null,null,null,null,null,null,null,null,null,null,null,null,null,null,null,null,null,null,null,null,null,null,null,null,null,null,null,null,null,null,null,null,null,null,null,null,null,null,null,null,null,null,null,null,null,null,null,null,null,null,null,null,null,null,null,null,null,null,null,null,null,null,null,null,null,null,null,null,null,null,null,null,null,null,null,null,null,null,null,null,null,null,null,null,null,null,null,null,null,null,null,null,null,null,null,null,null,null,null,null,null,null,null,null,null,"Jan10","1/10 Hour 2",218,223]
["01/10","03:00:00","2023-01-10T03:00:00",1,10,3,7,null,null,null,null,null,null,null,null,null,null,null,null,null,null,null,null,null,null,null,null,null,null,null,null,null,null,null,null,null,null,null,null,null,null,null,null,null,null,null,null,null,null,null,null,null,null,null,null,null,null,null,null,null,null,null,null,null,null,null,null,null,null,null,null,null,null,null,null,null,null,null,null,null,null,null,null,null,null,null,null,null,null,null,null,null,null,null,null,null,null,null,null,null,null,null,null,null,null,null,null,null,null,null,null,null,null,null,null,null,null,null,null,null,null,"Jan10","1/10 Hour 3",219,224]
["01/10","04:00:00","2023-01-10T04:00:00",1,10,4,7,null,null,null,null,null,null,null,null,null,null,null,null,null,null,null,null,null,null,null,null,null,null,null,null,null,null,null,null,null,null,null,null,null,null,null,null,null,null,null,null,null,null,null,null,null,null,null,null,null,null,null,null,null,null,null,null,null,null,null,null,null,null,null,null,null,null,null,null,null,null,null,null,null,null,null,null,null,null,null,null,null,null,null,null,null,null,null,null,null,null,null,null,null,null,null,null,null,null,null,null,null,null,null,null,null,null,null,null,null,null,null,null,null,null,"Jan10","1/10 Hour 4",220,225]
["01/10","05:00:00","2023-01-10T05:00:00",1,10,5,7,null,null,null,null,null,null,null,null,null,null,null,null,null,null,null,null,null,null,null,null,null,null,null,null,null,null,null,null,null,null,null,null,null,null,null,null,null,null,null,null,null,null,null,null,null,null,null,null,null,null,null,null,null,null,null,null,null,null,null,null,null,null,null,null,null,null,null,null,null,null,null,null,null,null,null,null,null,null,null,null,null,null,null,null,null,null,null,null,null,null,null,null,null,null,null,null,null,null,null,null,null,null,null,null,null,null,null,null,null,null,null,null,null,null,"Jan10","1/10 Hour 5",221,226]
["01/10","06:00:00","2023-01-10T06:00:00",1,10,6,7,null,null,null,null,null,null,null,null,null,null,null,null,null,null,null,null,null,null,null,null,null,null,null,null,null,null,null,null,null,null,null,null,null,null,null,null,null,null,null,null,null,null,null,null,null,null,null,null,null,null,null,null,null,null,null,null,null,null,null,null,null,null,null,null,null,null,null,null,null,null,null,null,null,null,null,null,null,null,null,null,null,null,null,null,null,null,null,null,null,null,null,null,null,null,null,null,null,null,null,null,null,null,null,null,null,null,null,null,null,null,null,null,null,null,"Jan10","1/10 Hour 6",222,227]
["01/10","07:00:00","2023-01-10T07:00:00",1,10,7,7,null,null,null,null,null,null,null,null,null,null,null,null,null,null,null,null,null,null,null,null,null,null,null,null,null,null,null,null,null,null,null,null,null,null,null,null,null,null,null,null,null,null,null,null,null,null,null,null,null,null,null,null,null,null,null,null,null,null,null,null,null,null,null,null,null,null,null,null,null,null,null,null,null,null,null,null,null,null,null,null,null,null,null,null,null,null,null,null,null,null,null,null,null,null,null,null,null,null,null,null,null,null,null,null,null,null,null,null,null,null,null,null,null,null,"Jan10","1/10 Hour 7",223,228]
["01/10","08:00:00","2023-01-10T08:00:00",1,10,8,7,null,null,null,null,null,null,null,null,null,null,null,null,null,null,null,null,null,null,null,null,null,null,null,null,null,null,null,null,null,null,null,null,null,null,null,null,null,null,null,null,null,null,null,null,null,null,null,null,null,null,null,null,null,null,null,null,null,null,null,null,null,null,null,null,null,null,null,null,null,null,null,null,null,null,null,null,null,null,null,null,null,null,null,null,null,null,null,null,null,null,null,null,null,null,null,null,null,null,null,null,null,null,null,null,null,null,null,null,null,null,null,null,null,null,"Jan10","1/10 Hour 8",224,229]
["01/10","09:00:00","2023-01-10T09:00:00",1,10,9,7,null,null,null,null,null,null,null,null,null,null,null,null,null,null,null,null,null,null,null,null,null,null,null,null,null,null,null,null,null,null,null,null,null,null,null,null,null,null,null,null,null,null,null,null,null,null,null,null,null,null,null,null,null,null,null,null,null,null,null,null,null,null,null,null,null,null,null,null,null,null,null,null,null,null,null,null,null,null,null,null,null,null,null,null,null,null,null,null,null,null,null,null,null,null,null,null,null,null,null,null,null,null,null,null,null,null,null,null,null,null,null,null,null,null,"Jan10","1/10 Hour 9",225,230]
["01/10","10:00:00","2023-01-10T10:00:00",1,10,10,7,null,null,null,null,null,null,null,null,null,null,null,null,null,null,null,null,null,null,null,null,null,null,null,null,null,null,null,null,null,null,null,null,null,null,null,null,null,null,null,null,null,null,null,null,null,null,null,null,null,null,null,null,null,null,null,null,null,null,null,null,null,null,null,null,null,null,null,null,null,null,null,null,null,null,null,null,null,null,null,null,null,null,null,null,null,null,null,null,null,null,null,null,null,null,null,null,null,null,null,null,null,null,null,null,null,null,null,null,null,null,null,null,null,null,"Jan10","1/10 Hour 10",226,231]
["01/10","11:00:00","2023-01-10T11:00:00",1,10,11,7,null,null,null,null,null,null,null,null,null,null,null,null,null,null,null,null,null,null,null,null,null,null,null,null,null,null,null,null,null,null,null,null,null,null,null,null,null,null,null,null,null,null,null,null,null,null,null,null,null,null,null,null,null,null,null,null,null,null,null,null,null,null,null,null,null,null,null,null,null,null,null,null,null,null,null,null,null,null,null,null,null,null,null,null,null,null,null,null,null,null,null,null,null,null,null,null,null,null,null,null,null,null,null,null,null,null,null,null,null,null,null,null,null,null,"Jan10","1/10 Hour 11",227,232]
["01/10","12:00:00","2023-01-10T12:00:00",1,10,12,7,null,null,null,null,null,null,null,null,null,null,null,null,null,null,null,null,null,null,null,null,null,null,null,null,null,null,null,null,null,null,null,null,null,null,null,null,null,null,null,null,null,null,null,null,null,null,null,null,null,null,null,null,null,null,null,null,null,null,null,null,null,null,null,null,null,null,null,null,null,null,null,null,null,null,null,null,null,null,null,null,null,null,null,null,null,null,null,null,null,null,null,null,null,null,null,null,null,null,null,null,null,null,null,null,null,null,null,null,null,null,null,null,null,null,"Jan10","1/10 Hour 12",228,233]
["01/10","13:00:00","2023-01-10T13:00:00",1,10,13,7,null,null,null,null,null,null,null,null,null,null,null,null,null,null,null,null,null,null,null,null,null,null,null,null,null,null,null,null,null,null,null,null,null,null,null,null,null,null,null,null,null,null,null,null,null,null,null,null,null,null,null,null,null,null,null,null,null,null,null,null,null,null,null,null,null,null,null,null,null,null,null,null,null,null,null,null,null,null,null,null,null,null,null,null,null,null,null,null,null,null,null,null,null,null,null,null,null,null,null,null,null,null,null,null,null,null,null,null,null,null,null,null,null,null,"Jan10","1/10 Hour 13",229,234]
["01/10","14:00:00","2023-01-10T14:00:00",1,10,14,7,null,null,null,null,null,null,null,null,null,null,null,null,null,null,null,null,null,null,null,null,null,null,null,null,null,null,null,null,null,null,null,null,null,null,null,null,null,null,null,null,null,null,null,null,null,null,null,null,null,null,null,null,null,null,null,null,null,null,null,null,null,null,null,null,null,null,null,null,null,null,null,null,null,null,null,null,null,null,null,null,null,null,null,null,null,null,null,null,null,null,null,null,null,null,null,null,null,null,null,null,null,null,null,null,null,null,null,null,null,null,null,null,null,null,"Jan10","1/10 Hour 14",230,235]
["01/10","15:00:00","2023-01-10T15:00:00",1,10,15,7,null,null,null,null,null,null,null,null,null,null,null,null,null,null,null,null,null,null,null,null,null,null,null,null,null,null,null,null,null,null,null,null,null,null,null,null,null,null,null,null,null,null,null,null,null,null,null,null,null,null,null,null,null,null,null,null,null,null,null,null,null,null,null,null,null,null,null,null,null,null,null,null,null,null,null,null,null,null,null,null,null,null,null,null,null,null,null,null,null,null,null,null,null,null,null,null,null,null,null,null,null,null,null,null,null,null,null,null,null,null,null,null,null,null,"Jan10","1/10 Hour 15",231,236]
["01/10","16:00:00","2023-01-10T16:00:00",1,10,16,7,null,null,null,null,null,null,null,null,null,null,null,null,null,null,null,null,null,null,null,null,null,null,null,null,null,null,null,null,null,null,null,null,null,null,null,null,null,null,null,null,null,null,null,null,null,null,null,null,null,null,null,null,null,null,null,null,null,null,null,null,null,null,null,null,null,null,null,null,null,null,null,null,null,null,null,null,null,null,null,null,null,null,null,null,null,null,null,null,null,null,null,null,null,null,null,null,null,null,null,null,null,null,null,null,null,null,null,null,null,null,null,null,null,null,"Jan10","1/10 Hour 16",232,237]
["01/10","17:00:00","2023-01-10T17:00:00",1,10,17,7,null,null,null,null,null,null,null,null,null,null,null,null,null,null,null,null,null,null,null,null,null,null,null,null,null,null,null,null,null,null,null,null,null,null,null,null,null,null,null,null,null,null,null,null,null,null,null,null,null,null,null,null,null,null,null,null,null,null,null,null,null,null,null,null,null,null,null,null,null,null,null,null,null,null,null,null,null,null,null,null,null,null,null,null,null,null,null,null,null,null,null,null,null,null,null,null,null,null,null,null,null,null,null,null,null,null,null,null,null,null,null,null,null,null,"Jan10","1/10 Hour 17",233,238]
["01/10","18:00:00","2023-01-10T18:00:00",1,10,18,7,null,null,null,null,null,null,null,null,null,null,null,null,null,null,null,null,null,null,null,null,null,null,null,null,null,null,null,null,null,null,null,null,null,null,null,null,null,null,null,null,null,null,null,null,null,null,null,null,null,null,null,null,null,null,null,null,null,null,null,null,null,null,null,null,null,null,null,null,null,null,null,null,null,null,null,null,null,null,null,null,null,null,null,null,null,null,null,null,null,null,null,null,null,null,null,null,null,null,null,null,null,null,null,null,null,null,null,null,null,null,null,null,null,null,"Jan10","1/10 Hour 18",234,239]
["01/10","19:00:00","2023-01-10T19:00:00",1,10,19,7,null,null,null,null,null,null,null,null,null,null,null,null,null,null,null,null,null,null,null,null,null,null,null,null,null,null,null,null,null,null,null,null,null,null,null,null,null,null,null,null,null,null,null,null,null,null,null,null,null,null,null,null,null,null,null,null,null,null,null,null,null,null,null,null,null,null,null,null,null,null,null,null,null,null,null,null,null,null,null,null,null,null,null,null,null,null,null,null,null,null,null,null,null,null,null,null,null,null,null,null,null,null,null,null,null,null,null,null,null,null,null,null,null,null,"Jan10","1/10 Hour 19",235,240]
["01/10","20:00:00","2023-01-10T20:00:00",1,10,20,7,null,null,null,null,null,null,null,null,null,null,null,null,null,null,null,null,null,null,null,null,null,null,null,null,null,null,null,null,null,null,null,null,null,null,null,null,null,null,null,null,null,null,null,null,null,null,null,null,null,null,null,null,null,null,null,null,null,null,null,null,null,null,null,null,null,null,null,null,null,null,null,null,null,null,null,null,null,null,null,null,null,null,null,null,null,null,null,null,null,null,null,null,null,null,null,null,null,null,null,null,null,null,null,null,null,null,null,null,null,null,null,null,null,null,"Jan10","1/10 Hour 20",236,241]
["01/10","21:00:00","2023-01-10T21:00:00",1,10,21,7,null,null,null,null,null,null,null,null,null,null,null,null,null,null,null,null,null,null,null,null,null,null,null,null,null,null,null,null,null,null,null,null,null,null,null,null,null,null,null,null,null,null,null,null,null,null,null,null,null,null,null,null,null,null,null,null,null,null,null,null,null,null,null,null,null,null,null,null,null,null,null,null,null,null,null,null,null,null,null,null,null,null,null,null,null,null,null,null,null,null,null,null,null,null,null,null,null,null,null,null,null,null,null,null,null,null,null,null,null,null,null,null,null,null,"Jan10","1/10 Hour 21",237,242]
["01/10","22:00:00","2023-01-10T22:00:00",1,10,22,7,null,null,null,null,null,null,null,null,null,null,null,null,null,null,null,null,null,null,null,null,null,null,null,null,null,null,null,null,null,null,null,null,null,null,null,null,null,null,null,null,null,null,null,null,null,null,null,null,null,null,null,null,null,null,null,null,null,null,null,null,null,null,null,null,null,null,null,null,null,null,null,null,null,null,null,null,null,null,null,null,null,null,null,null,null,null,null,null,null,null,null,null,null,null,null,null,null,null,null,null,null,null,null,null,null,null,null,null,null,null,null,null,null,null,"Jan10","1/10 Hour 22",238,243]
["01/10","23:00:00","2023-01-10T23:00:00",1,10,23,7,null,null,null,null,null,null,null,null,null,null,null,null,null,null,null,null,null,null,null,null,null,null,null,null,null,null,null,null,null,null,null,null,null,null,null,null,null,null,null,null,null,null,null,null,null,null,null,null,null,null,null,null,null,null,null,null,null,null,null,null,null,null,null,null,null,null,null,null,null,null,null,null,null,null,null,null,null,null,null,null,null,null,null,null,null,null,null,null,null,null,null,null,null,null,null,null,null,null,null,null,null,null,null,null,null,null,null,null,null,null,null,null,null,null,"Jan10","1/10 Hour 23",239,244]
["01/10","00:00:00","2023-01-10",1,10,24,7,null,null,null,null,null,null,null,null,null,null,null,null,null,null,null,null,null,null,null,null,null,null,null,null,null,null,null,null,null,null,null,null,null,null,null,null,null,null,null,null,null,null,null,null,null,null,null,null,null,null,null,null,null,null,null,null,null,null,null,null,null,null,null,null,null,null,null,null,null,null,null,null,null,null,null,null,null,null,null,null,null,null,null,null,null,null,null,null,null,null,null,null,null,null,null,null,null,null,null,null,null,null,null,null,null,null,null,null,null,null,null,null,null,null,"Jan10","1/10 Hour 24",240,245]
["01/11","01:00:00","2023-01-11T01:00:00",1,11,1,1,null,null,null,null,null,null,null,null,null,null,null,null,null,null,null,null,null,null,null,null,null,null,null,null,null,null,null,null,null,null,null,null,null,null,null,null,null,null,null,null,null,null,null,null,null,null,null,null,null,null,null,null,null,null,null,null,null,null,null,null,null,null,null,null,null,null,null,null,null,null,null,null,null,null,null,null,null,null,null,null,null,null,null,null,null,null,null,null,null,null,null,null,null,null,null,null,null,null,null,null,null,null,null,null,null,null,null,null,null,null,null,null,null,null,"Jan11","1/11 Hour 1",241,246]
["01/11","02:00:00","2023-01-11T02:00:00",1,11,2,1,null,null,null,null,null,null,null,null,null,null,null,null,null,null,null,null,null,null,null,null,null,null,null,null,null,null,null,null,null,null,null,null,null,null,null,null,null,null,null,null,null,null,null,null,null,null,null,null,null,null,null,null,null,null,null,null,null,null,null,null,null,null,null,null,null,null,null,null,null,null,null,null,null,null,null,null,null,null,null,null,null,null,null,null,null,null,null,null,null,null,null,null,null,null,null,null,null,null,null,null,null,null,null,null,null,null,null,null,null,null,null,null,null,null,"Jan11","1/11 Hour 2",242,247]
["01/11","03:00:00","2023-01-11T03:00:00",1,11,3,1,null,null,null,null,null,null,null,null,null,null,null,null,null,null,null,null,null,null,null,null,null,null,null,null,null,null,null,null,null,null,null,null,null,null,null,null,null,null,null,null,null,null,null,null,null,null,null,null,null,null,null,null,null,null,null,null,null,null,null,null,null,null,null,null,null,null,null,null,null,null,null,null,null,null,null,null,null,null,null,null,null,null,null,null,null,null,null,null,null,null,null,null,null,null,null,null,null,null,null,null,null,null,null,null,null,null,null,null,null,null,null,null,null,null,"Jan11","1/11 Hour 3",243,248]
["01/11","04:00:00","2023-01-11T04:00:00",1,11,4,1,null,null,null,null,null,null,null,null,null,null,null,null,null,null,null,null,null,null,null,null,null,null,null,null,null,null,null,null,null,null,null,null,null,null,null,null,null,null,null,null,null,null,null,null,null,null,null,null,null,null,null,null,null,null,null,null,null,null,null,null,null,null,null,null,null,null,null,null,null,null,null,null,null,null,null,null,null,null,null,null,null,null,null,null,null,null,null,null,null,null,null,null,null,null,null,null,null,null,null,null,null,null,null,null,null,null,null,null,null,null,null,null,null,null,"Jan11","1/11 Hour 4",244,249]
["01/11","05:00:00","2023-01-11T05:00:00",1,11,5,1,null,null,null,null,null,null,null,null,null,null,null,null,null,null,null,null,null,null,null,null,null,null,null,null,null,null,null,null,null,null,null,null,null,null,null,null,null,null,null,null,null,null,null,null,null,null,null,null,null,null,null,null,null,null,null,null,null,null,null,null,null,null,null,null,null,null,null,null,null,null,null,null,null,null,null,null,null,null,null,null,null,null,null,null,null,null,null,null,null,null,null,null,null,null,null,null,null,null,null,null,null,null,null,null,null,null,null,null,null,null,null,null,null,null,"Jan11","1/11 Hour 5",245,250]
["01/11","09:00:00","2023-01-11T09:00:00",1,11,9,1,null,null,null,null,null,null,null,null,null,null,null,null,null,null,null,null,null,null,null,null,null,null,null,null,null,null,null,null,null,null,null,null,null,null,null,null,null,null,null,null,null,null,null,null,null,null,null,null,null,null,null,null,null,null,null,null,null,null,null,null,null,null,null,null,null,null,null,null,null,null,null,null,null,null,null,null,null,null,null,null,null,null,null,null,null,null,null,null,null,null,null,null,null,null,null,null,null,null,null,null,null,null,null,null,null,null,null,null,null,null,null,null,null,null,"Jan11","1/11 Hour 9",249,254]
["01/12","19:00:00","2023-01-12T19:00:00",1,12,19,2,null,null,null,null,null,null,null,null,null,null,null,null,null,null,null,null,null,null,null,null,null,null,null,null,null,null,null,null,null,null,null,null,null,null,null,null,null,null,null,null,null,null,null,null,null,null,null,null,null,null,null,null,null,null,null,null,null,null,null,null,null,null,null,null,null,null,null,null,null,null,null,null,null,null,null,null,null,null,null,null,null,null,null,null,null,null,null,null,null,null,null,null,null,null,null,null,null,null,null,null,null,null,null,null,null,null,null,null,null,null,null,null,null,null,"Jan12","1/12 Hour 19",283,288]
["01/14","22:00:00","2023-01-14T22:00:00",1,14,22,4,null,null,null,null,null,null,null,null,null,null,null,null,null,null,null,null,null,null,null,null,null,null,null,null,null,null,null,null,null,null,null,null,null,null,null,null,null,null,null,null,null,null,null,null,null,null,null,null,null,null,null,null,null,null,null,null,null,null,null,null,null,null,null,null,null,null,null,null,null,null,null,null,null,null,null,null,null,null,null,null,null,null,null,null,null,null,null,null,null,null,null,null,null,null,null,null,null,null,null,null,null,null,null,null,null,null,null,null,null,null,null,null,null,null,"Jan14","1/14 Hour 22",334,339]
["01/16","09:00:00","2023-01-16T09:00:00",1,16,9,6,null,null,null,null,null,null,null,null,null,null,null,null,null,null,null,null,null,null,null,null,null,null,null,null,null,null,null,null,null,null,null,null,null,null,null,null,null,null,null,null,null,null,null,null,null,null,null,null,null,null,null,null,null,null,null,null,null,null,null,null,null,null,null,null,null,null,null,null,null,null,null,null,null,null,null,null,null,null,null,null,null,null,null,null,null,null,null,null,null,null,null,null,null,null,null,null,null,null,null,null,null,null,null,null,null,null,null,null,null,null,null,null,null,null,"Jan16","1/16 Hour 9",369,374]
[{"$f":"TEXT(DATE(,D391,E391),\"MM/DD\")","v":"01/17"},{"$f":"TIME(F391,0,0)","v":"02:00:00"},"2023-01-17T02:00:00",1,17,2,7,null,null,null,null,null,null,null,null,null,null,null,null,null,null,null,null,null,null,null,null,null,null,null,null,null,null,null,null,null,null,null,null,null,null,null,null,null,null,null,null,null,null,null,null,null,null,null,null,null,null,null,null,null,null,null,null,null,null,null,null,null,null,null,null,null,null,null,null,null,null,null,null,null,null,null,null,null,null,null,null,null,null,null,null,null,null,null,null,null,null,null,null,null,null,null,null,null,null,null,null,null,null,null,null,null,null,null,null,null,null,null,null,null,null,{"$f":"TEXT(D391*29,\"mmm\")&E391","v":"Jan17"},{"$f":"D391&\"/\"&E391&\" Hour \"&F391","v":"1/17 Hour 2"},{"$f":"ROW()-ROW($DT$5)","v":386},391]
["01/18","15:00:00","2023-01-18T15:00:00",1,18,15,8,null,null,null,null,null,null,null,null,null,null,null,null,null,null,null,null,null,null,null,null,null,null,null,null,null,null,null,null,null,null,null,null,null,null,null,null,null,null,null,null,null,null,null,null,null,null,null,null,null,null,null,null,null,null,null,null,null,null,null,null,null,null,null,null,null,null,null,null,null,null,null,null,null,null,null,null,null,null,null,null,null,null,null,null,null,null,null,null,null,null,null,null,null,null,null,null,null,null,null,null,null,null,null,null,null,null,null,null,null,null,null,null,null,null,"Jan18","1/18 Hour 15",423,428]
["01/20","15:00:00","2023-01-20T15:00:00",1,20,15,3,null,null,null,null,null,null,null,null,null,null,null,null,null,null,null,null,null,null,null,null,null,null,null,null,null,null,null,null,null,null,null,null,null,null,null,null,null,null,null,null,null,null,null,null,null,null,null,null,null,null,null,null,null,null,null,null,null,null,null,null,null,null,null,null,null,null,null,null,null,null,null,null,null,null,null,null,null,null,null,null,null,null,null,null,null,null,null,null,null,null,null,null,null,null,null,null,null,null,null,null,null,null,null,null,null,null,null,null,null,null,null,null,null,null,"Jan20","1/20 Hour 15",471,476]
["01/21","08:00:00","2023-01-21T08:00:00",1,21,8,4,null,null,null,null,null,null,null,null,null,null,null,null,null,null,null,null,null,null,null,null,null,null,null,null,null,null,null,null,null,null,null,null,null,null,null,null,null,null,null,null,null,null,null,null,null,null,null,null,null,null,null,null,null,null,null,null,null,null,null,null,null,null,null,null,null,null,null,null,null,null,null,null,null,null,null,null,null,null,null,null,null,null,null,null,null,null,null,null,null,null,null,null,null,null,null,null,null,null,null,null,null,null,null,null,null,null,null,null,null,null,null,null,null,null,"Jan21","1/21 Hour 8",488,493]
["01/22","19:00:00","2023-01-22T19:00:00",1,22,19,5,null,null,null,null,null,null,null,null,null,null,null,null,null,null,null,null,null,null,null,null,null,null,null,null,null,null,null,null,null,null,null,null,null,null,null,null,null,null,null,null,null,null,null,null,null,null,null,null,null,null,null,null,null,null,null,null,null,null,null,null,null,null,null,null,null,null,null,null,null,null,null,null,null,null,null,null,null,null,null,null,null,null,null,null,null,null,null,null,null,null,null,null,null,null,null,null,null,null,null,null,null,null,null,null,null,null,null,null,null,null,null,null,null,null,"Jan22","1/22 Hour 19",523,528]
["01/24","22:00:00","2023-01-24T22:00:00",1,24,22,7,null,null,null,null,null,null,null,null,null,null,null,null,null,null,null,null,null,null,null,null,null,null,null,null,null,null,null,null,null,null,null,null,null,null,null,null,null,null,null,null,null,null,null,null,null,null,null,null,null,null,null,null,null,null,null,null,null,null,null,null,null,null,null,null,null,null,null,null,null,null,null,null,null,null,null,null,null,null,null,null,null,null,null,null,null,null,null,null,null,null,null,null,null,null,null,null,null,null,null,null,null,null,null,null,null,null,null,null,null,null,null,null,null,null,"Jan24","1/24 Hour 22",574,579]
["01/25","21:00:00","2023-01-25T21:00:00",1,25,21,1,null,null,null,null,null,null,null,null,null,null,null,null,null,null,null,null,null,null,null,null,null,null,null,null,null,null,null,null,null,null,null,null,null,null,null,null,null,null,null,null,null,null,null,null,null,null,null,null,null,null,null,null,null,null,null,null,null,null,null,null,null,null,null,null,null,null,null,null,null,null,null,null,null,null,null,null,null,null,null,null,null,null,null,null,null,null,null,null,null,null,null,null,null,null,null,null,null,null,null,null,null,null,null,null,null,null,null,null,null,null,null,null,null,null,"Jan25","1/25 Hour 21",597,602]
["01/27","01:00:00","2023-01-27T01:00:00",1,27,1,3,null,null,null,null,null,null,null,null,null,null,null,null,null,null,null,null,null,null,null,null,null,null,null,null,null,null,null,null,null,null,null,null,null,null,null,null,null,null,null,null,null,null,null,null,null,null,null,null,null,null,null,null,null,null,null,null,null,null,null,null,null,null,null,null,null,null,null,null,null,null,null,null,null,null,null,null,null,null,null,null,null,null,null,null,null,null,null,null,null,null,null,null,null,null,null,null,null,null,null,null,null,null,null,null,null,null,null,null,null,null,null,null,null,null,"Jan27","1/27 Hour 1",625,630]
["01/29","04:00:00","2023-01-29T04:00:00",1,29,4,5,null,null,null,null,null,null,null,null,null,null,null,null,null,null,null,null,null,null,null,null,null,null,null,null,null,null,null,null,null,null,null,null,null,null,null,null,null,null,null,null,null,null,null,null,null,null,null,null,null,null,null,null,null,null,null,null,null,null,null,null,null,null,null,null,null,null,null,null,null,null,null,null,null,null,null,null,null,null,null,null,null,null,null,null,null,null,null,null,null,null,null,null,null,null,null,null,null,null,null,null,null,null,null,null,null,null,null,null,null,null,null,null,null,null,"Jan29","1/29 Hour 4",676,681]
["01/29","21:00:00","2023-01-29T21:00:00",1,29,21,5,null,null,null,null,null,null,null,null,null,null,null,null,null,null,null,null,null,null,null,null,null,null,null,null,null,null,null,null,null,null,null,null,null,null,null,null,null,null,null,null,null,null,null,null,null,null,null,null,null,null,null,null,null,null,null,null,null,null,null,null,null,null,null,null,null,null,null,null,null,null,null,null,null,null,null,null,null,null,null,null,null,null,null,null,null,null,null,null,null,null,null,null,null,null,null,null,null,null,null,null,null,null,null,null,null,null,null,null,null,null,null,null,null,null,"Jan29","1/29 Hour 21",693,698]
["01/31","08:00:00","2023-01-31T08:00:00",1,31,8,7,null,null,null,null,null,null,null,null,null,null,null,null,null,null,null,null,null,null,null,null,null,null,null,null,null,null,null,null,null,null,null,null,null,null,null,null,null,null,null,null,null,null,null,null,null,null,null,null,null,null,null,null,null,null,null,null,null,null,null,null,null,null,null,null,null,null,null,null,null,null,null,null,null,null,null,null,null,null,null,null,null,null,null,null,null,null,null,null,null,null,null,null,null,null,null,null,null,null,null,null,null,null,null,null,null,null,null,null,null,null,null,null,null,null,"Jan31","1/31 Hour 8",728,733]
["02/02","03:00:00","2023-02-02T03:00:00",2,2,3,2,null,null,null,null,null,null,null,null,null,null,null,null,null,null,null,null,null,null,null,null,null,null,null,null,null,null,null,null,null,null,null,null,null,null,null,null,null,null,null,null,null,null,null,null,null,null,null,null,null,null,null,null,null,null,null,null,null,null,null,null,null,null,null,null,null,null,null,null,null,null,null,null,null,null,null,null,null,null,null,null,null,null,null,null,null,null,null,null,null,null,null,null,null,null,null,null,null,null,null,null,null,null,null,null,null,null,null,null,null,null,null,null,null,null,"Feb2","2/2 Hour 3",771,776]
["02/03","21:00:00","2023-02-03T21:00:00",2,3,21,3,null,null,null,null,null,null,null,null,null,null,null,null,null,null,null,null,null,null,null,null,null,null,null,null,null,null,null,null,null,null,null,null,null,null,null,null,null,null,null,null,null,null,null,null,null,null,null,null,null,null,null,null,null,null,null,null,null,null,null,null,null,null,null,null,null,null,null,null,null,null,null,null,null,null,null,null,null,null,null,null,null,null,null,null,null,null,null,null,null,null,null,null,null,null,null,null,null,null,null,null,null,null,null,null,null,null,null,null,null,null,null,null,null,null,"Feb3","2/3 Hour 21",813,818]
["02/04","14:00:00","2023-02-04T14:00:00",2,4,14,4,null,null,null,null,null,null,null,null,null,null,null,null,null,null,null,null,null,null,null,null,null,null,null,null,null,null,null,null,null,null,null,null,null,null,null,null,null,null,null,null,null,null,null,null,null,null,null,null,null,null,null,null,null,null,null,null,null,null,null,null,null,null,null,null,null,null,null,null,null,null,null,null,null,null,null,null,null,null,null,null,null,null,null,null,null,null,null,null,null,null,null,null,null,null,null,null,null,null,null,null,null,null,null,null,null,null,null,null,null,null,null,null,null,null,"Feb4","2/4 Hour 14",830,835]
["02/06","17:00:00","2023-02-06T17:00:00",2,6,17,6,null,null,null,null,null,null,null,null,null,null,null,null,null,null,null,null,null,null,null,null,null,null,null,null,null,null,null,null,null,null,null,null,null,null,null,null,null,null,null,null,null,null,null,null,null,null,null,null,null,null,null,null,null,null,null,null,null,null,null,null,null,null,null,null,null,null,null,null,null,null,null,null,null,null,null,null,null,null,null,null,null,null,null,null,null,null,null,null,null,null,null,null,null,null,null,null,null,null,null,null,null,null,null,null,null,null,null,null,null,null,null,null,null,null,"Feb6","2/6 Hour 17",881,886]
["02/08","04:00:00","2023-02-08T04:00:00",2,8,4,1,null,null,null,null,null,null,null,null,null,null,null,null,null,null,null,null,null,null,null,null,null,null,null,null,null,null,null,null,null,null,null,null,null,null,null,null,null,null,null,null,null,null,null,null,null,null,null,null,null,null,null,null,null,null,null,null,null,null,null,null,null,null,null,null,null,null,null,null,null,null,null,null,null,null,null,null,null,null,null,null,null,null,null,null,null,null,null,null,null,null,null,null,null,null,null,null,null,null,null,null,null,null,null,null,null,null,null,null,null,null,null,null,null,null,"Feb8","2/8 Hour 4",916,921]
["02/08","21:00:00","2023-02-08T21:00:00",2,8,21,1,null,null,null,null,null,null,null,null,null,null,null,null,null,null,null,null,null,null,null,null,null,null,null,null,null,null,null,null,null,null,null,null,null,null,null,null,null,null,null,null,null,null,null,null,null,null,null,null,null,null,null,null,null,null,null,null,null,null,null,null,null,null,null,null,null,null,null,null,null,null,null,null,null,null,null,null,null,null,null,null,null,null,null,null,null,null,null,null,null,null,null,null,null,null,null,null,null,null,null,null,null,null,null,null,null,null,null,null,null,null,null,null,null,null,"Feb8","2/8 Hour 21",933,938]
["02/09","20:00:00","2023-02-09T20:00:00",2,9,20,2,null,null,null,null,null,null,null,null,null,null,null,null,null,null,null,null,null,null,null,null,null,null,null,null,null,null,null,null,null,null,null,null,null,null,null,null,null,null,null,null,null,null,null,null,null,null,null,null,null,null,null,null,null,null,null,null,null,null,null,null,null,null,null,null,null,null,null,null,null,null,null,null,null,null,null,null,null,null,null,null,null,null,null,null,null,null,null,null,null,null,null,null,null,null,null,null,null,null,null,null,null,null,null,null,null,null,null,null,null,null,null,null,null,null,"Feb9","2/9 Hour 20",956,961]
["02/12","10:00:00","2023-02-12T10:00:00",2,12,10,5,null,null,null,null,null,null,null,null,null,null,null,null,null,null,null,null,null,null,null,null,null,null,null,null,null,null,null,null,null,null,null,null,null,null,null,null,null,null,null,null,null,null,null,null,null,null,null,null,null,null,null,null,null,null,null,null,null,null,null,null,null,null,null,null,null,null,null,null,null,null,null,null,null,null,null,null,null,null,null,null,null,null,null,null,null,null,null,null,null,null,null,null,null,null,null,null,null,null,null,null,null,null,null,null,null,null,null,null,null,null,null,null,null,null,"Feb12","2/12 Hour 10",1018,1023]
["02/13","03:00:00","2023-02-13T03:00:00",2,13,3,6,null,null,null,null,null,null,null,null,null,null,null,null,null,null,null,null,null,null,null,null,null,null,null,null,null,null,null,null,null,null,null,null,null,null,null,null,null,null,null,null,null,null,null,null,null,null,null,null,null,null,null,null,null,null,null,null,null,null,null,null,null,null,null,null,null,null,null,null,null,null,null,null,null,null,null,null,null,null,null,null,null,null,null,null,null,null,null,null,null,null,null,null,null,null,null,null,null,null,null,null,null,null,null,null,null,null,null,null,null,null,null,null,null,null,"Feb13","2/13 Hour 3",1035,1040]
["02/14","14:00:00","2023-02-14T14:00:00",2,14,14,7,null,null,null,null,null,null,null,null,null,null,null,null,null,null,null,null,null,null,null,null,null,null,null,null,null,null,null,null,null,null,null,null,null,null,null,null,null,null,null,null,null,null,null,null,null,null,null,null,null,null,null,null,null,null,null,null,null,null,null,null,null,null,null,null,null,null,null,null,null,null,null,null,null,null,null,null,null,null,null,null,null,null,null,null,null,null,null,null,null,null,null,null,null,null,null,null,null,null,null,null,null,null,null,null,null,null,null,null,null,null,null,null,null,null,"Feb14","2/14 Hour 14",1070,1075]
["02/16","17:00:00","2023-02-16T17:00:00",2,16,17,2,null,null,null,null,null,null,null,null,null,null,null,null,null,null,null,null,null,null,null,null,null,null,null,null,null,null,null,null,null,null,null,null,null,null,null,null,null,null,null,null,null,null,null,null,null,null,null,null,null,null,null,null,null,null,null,null,null,null,null,null,null,null,null,null,null,null,null,null,null,null,null,null,null,null,null,null,null,null,null,null,null,null,null,null,null,null,null,null,null,null,null,null,null,null,null,null,null,null,null,null,null,null,null,null,null,null,null,null,null,null,null,null,null,null,"Feb16","2/16 Hour 17",1121,1126]
["02/16","22:00:00","2023-02-16T22:00:00",2,16,22,2,null,null,null,null,null,null,null,null,null,null,null,null,null,null,null,null,null,null,null,null,null,null,null,null,null,null,null,null,null,null,null,null,null,null,null,null,null,null,null,null,null,null,null,null,null,null,null,null,null,null,null,null,null,null,null,null,null,null,null,null,null,null,null,null,null,null,null,null,null,null,null,null,null,null,null,null,null,null,null,null,null,null,null,null,null,null,null,null,null,null,null,null,null,null,null,null,null,null,null,null,null,null,null,null,null,null,null,null,null,null,null,null,null,null,"Feb16","2/16 Hour 22",1126,1131]
["02/18","20:00:00","2023-02-18T20:00:00",2,18,20,4,null,null,null,null,null,null,null,null,null,null,null,null,null,null,null,null,null,null,null,null,null,null,null,null,null,null,null,null,null,null,null,null,null,null,null,null,null,null,null,null,null,null,null,null,null,null,null,null,null,null,null,null,null,null,null,null,null,null,null,null,null,null,null,null,null,null,null,null,null,null,null,null,null,null,null,null,null,null,null,null,null,null,null,null,null,null,null,null,null,null,null,null,null,null,null,null,null,null,null,null,null,null,null,null,null,null,null,null,null,null,null,null,null,null,"Feb18","2/18 Hour 20",1172,1177]
["02/20","23:00:00","2023-02-20T23:00:00",2,20,23,6,null,null,null,null,null,null,null,null,null,null,null,null,null,null,null,null,null,null,null,null,null,null,null,null,null,null,null,null,null,null,null,null,null,null,null,null,null,null,null,null,null,null,null,null,null,null,null,null,null,null,null,null,null,null,null,null,null,null,null,null,null,null,null,null,null,null,null,null,null,null,null,null,null,null,null,null,null,null,null,null,null,null,null,null,null,null,null,null,null,null,null,null,null,null,null,null,null,null,null,null,null,null,null,null,null,null,null,null,null,null,null,null,null,null,"Feb20","2/20 Hour 23",1223,1228]
["02/22","10:00:00","2023-02-22T10:00:00",2,22,10,1,null,null,null,null,null,null,null,null,null,null,null,null,null,null,null,null,null,null,null,null,null,null,null,null,null,null,null,null,null,null,null,null,null,null,null,null,null,null,null,null,null,null,null,null,null,null,null,null,null,null,null,null,null,null,null,null,null,null,null,null,null,null,null,null,null,null,null,null,null,null,null,null,null,null,null,null,null,null,null,null,null,null,null,null,null,null,null,null,null,null,null,null,null,null,null,null,null,null,null,null,null,null,null,null,null,null,null,null,null,null,null,null,null,null,"Feb22","2/22 Hour 10",1258,1263]
["02/23","03:00:00","2023-02-23T03:00:00",2,23,3,2,null,null,null,null,null,null,null,null,null,null,null,null,null,null,null,null,null,null,null,null,null,null,null,null,null,null,null,null,null,null,null,null,null,null,null,null,null,null,null,null,null,null,null,null,null,null,null,null,null,null,null,null,null,null,null,null,null,null,null,null,null,null,null,null,null,null,null,null,null,null,null,null,null,null,null,null,null,null,null,null,null,null,null,null,null,null,null,null,null,null,null,null,null,null,null,null,null,null,null,null,null,null,null,null,null,null,null,null,null,null,null,null,null,null,"Feb23","2/23 Hour 3",1275,1280]
["02/24","04:00:00","2023-02-24T04:00:00",2,24,4,3,null,null,null,null,null,null,null,null,null,null,null,null,null,null,null,null,null,null,null,null,null,null,null,null,null,null,null,null,null,null,null,null,null,null,null,null,null,null,null,null,null,null,null,null,null,null,null,null,null,null,null,null,null,null,null,null,null,null,null,null,null,null,null,null,null,null,null,null,null,null,null,null,null,null,null,null,null,null,null,null,null,null,null,null,null,null,null,null,null,null,null,null,null,null,null,null,null,null,null,null,null,null,null,null,null,null,null,null,null,null,null,null,null,null,"Feb24","2/24 Hour 4",1300,1305]
["02/26","16:00:00","2023-02-26T16:00:00",2,26,16,5,null,null,null,null,null,null,null,null,null,null,null,null,null,null,null,null,null,null,null,null,null,null,null,null,null,null,null,null,null,null,null,null,null,null,null,null,null,null,null,null,null,null,null,null,null,null,null,null,null,null,null,null,null,null,null,null,null,null,null,null,null,null,null,null,null,null,null,null,null,null,null,null,null,null,null,null,null,null,null,null,null,null,null,null,null,null,null,null,null,null,null,null,null,null,null,null,null,null,null,null,null,null,null,null,null,null,null,null,null,null,null,null,null,null,"Feb26","2/26 Hour 16",1360,1365]
["02/27","09:00:00","2023-02-27T09:00:00",2,27,9,6,null,null,null,null,null,null,null,null,null,null,null,null,null,null,null,null,null,null,null,null,null,null,null,null,null,null,null,null,null,null,null,null,null,null,null,null,null,null,null,null,null,null,null,null,null,null,null,null,null,null,null,null,null,null,null,null,null,null,null,null,null,null,null,null,null,null,null,null,null,null,null,null,null,null,null,null,null,null,null,null,null,null,null,null,null,null,null,null,null,null,null,null,null,null,null,null,null,null,null,null,null,null,null,null,null,null,null,null,null,null,null,null,null,null,"Feb27","2/27 Hour 9",1377,1382]
["03/01","12:00:00","2023-03-01T12:00:00",3,1,12,1,null,null,null,null,null,null,null,null,null,null,null,null,null,null,null,null,null,null,null,null,null,null,null,null,null,null,null,null,null,null,null,null,null,null,null,null,null,null,null,null,null,null,null,null,null,null,null,null,null,null,null,null,null,null,null,null,null,null,null,null,null,null,null,null,null,null,null,null,null,null,null,null,null,null,null,null,null,null,null,null,null,null,null,null,null,null,null,null,null,null,null,null,null,null,null,null,null,null,null,null,null,null,null,null,null,null,null,null,null,null,null,null,null,null,"Mar1","3/1 Hour 12",1428,1433]
["03/01","13:00:00","2023-03-01T13:00:00",3,1,13,1,null,null,null,null,null,null,null,null,null,null,null,null,null,null,null,null,null,null,null,null,null,null,null,null,null,null,null,null,null,null,null,null,null,null,null,null,null,null,null,null,null,null,null,null,null,null,null,null,null,null,null,null,null,null,null,null,null,null,null,null,null,null,null,null,null,null,null,null,null,null,null,null,null,null,null,null,null,null,null,null,null,null,null,null,null,null,null,null,null,null,null,null,null,null,null,null,null,null,null,null,null,null,null,null,null,null,null,null,null,null,null,null,null,null,"Mar1","3/1 Hour 13",1429,1434]
["03/03","16:00:00","2023-03-03T16:00:00",3,3,16,3,null,null,null,null,null,null,null,null,null,null,null,null,null,null,null,null,null,null,null,null,null,null,null,null,null,null,null,null,null,null,null,null,null,null,null,null,null,null,null,null,null,null,null,null,null,null,null,null,null,null,null,null,null,null,null,null,null,null,null,null,null,null,null,null,null,null,null,null,null,null,null,null,null,null,null,null,null,null,null,null,null,null,null,null,null,null,null,null,null,null,null,null,null,null,null,null,null,null,null,null,null,null,null,null,null,null,null,null,null,null,null,null,null,null,"Mar3","3/3 Hour 16",1480,1485]
["03/05","06:00:00","2023-03-05T06:00:00",3,5,6,5,null,null,null,null,null,null,null,null,null,null,null,null,null,null,null,null,null,null,null,null,null,null,null,null,null,null,null,null,null,null,null,null,null,null,null,null,null,null,null,null,null,null,null,null,null,null,null,null,null,null,null,null,null,null,null,null,null,null,null,null,null,null,null,null,null,null,null,null,null,null,null,null,null,null,null,null,null,null,null,null,null,null,null,null,null,null,null,null,null,null,null,null,null,null,null,null,null,null,null,null,null,null,null,null,null,null,null,null,null,null,null,null,null,null,"Mar5","3/5 Hour 6",1518,1523]
["03/05","19:00:00","2023-03-05T19:00:00",3,5,19,5,null,null,null,null,null,null,null,null,null,null,null,null,null,null,null,null,null,null,null,null,null,null,null,null,null,null,null,null,null,null,null,null,null,null,null,null,null,null,null,null,null,null,null,null,null,null,null,null,null,null,null,null,null,null,null,null,null,null,null,null,null,null,null,null,null,null,null,null,null,null,null,null,null,null,null,null,null,null,null,null,null,null,null,null,null,null,null,null,null,null,null,null,null,null,null,null,null,null,null,null,null,null,null,null,null,null,null,null,null,null,null,null,null,null,"Mar5","3/5 Hour 19",1531,1536]
["03/07","22:00:00","2023-03-07T22:00:00",3,7,22,7,null,null,null,null,null,null,null,null,null,null,null,null,null,null,null,null,null,null,null,null,null,null,null,null,null,null,null,null,null,null,null,null,null,null,null,null,null,null,null,null,null,null,null,null,null,null,null,null,null,null,null,null,null,null,null,null,null,null,null,null,null,null,null,null,null,null,null,null,null,null,null,null,null,null,null,null,null,null,null,null,null,null,null,null,null,null,null,null,null,null,null,null,null,null,null,null,null,null,null,null,null,null,null,null,null,null,null,null,null,null,null,null,null,null,"Mar7","3/7 Hour 22",1582,1587]
["03/09","09:00:00","2023-03-09T09:00:00",3,9,9,2,null,null,null,null,null,null,null,null,null,null,null,null,null,null,null,null,null,null,null,null,null,null,null,null,null,null,null,null,null,null,null,null,null,null,null,null,null,null,null,null,null,null,null,null,null,null,null,null,null,null,null,null,null,null,null,null,null,null,null,null,null,null,null,null,null,null,null,null,null,null,null,null,null,null,null,null,null,null,null,null,null,null,null,null,null,null,null,null,null,null,null,null,null,null,null,null,null,null,null,null,null,null,null,null,null,null,null,null,null,null,null,null,null,null,"Mar9","3/9 Hour 9",1617,1622]
["03/10","02:00:00","2023-03-10T02:00:00",3,10,2,3,null,null,null,null,null,null,null,null,null,null,null,null,null,null,null,null,null,null,null,null,null,null,null,null,null,null,null,null,null,null,null,null,null,null,null,null,null,null,null,null,null,null,null,null,null,null,null,null,null,null,null,null,null,null,null,null,null,null,null,null,null,null,null,null,null,null,null,null,null,null,null,null,null,null,null,null,null,null,null,null,null,null,null,null,null,null,null,null,null,null,null,null,null,null,null,null,null,null,null,null,null,null,null,null,null,null,null,null,null,null,null,null,null,null,"Mar10","3/10 Hour 2",1634,1639]
["03/12","12:00:00","2023-03-12T12:00:00",3,12,12,5,null,null,null,null,null,null,null,null,null,null,null,null,null,null,null,null,null,null,null,null,null,null,null,null,null,null,null,null,null,null,null,null,null,null,null,null,null,null,null,null,null,null,null,null,null,null,null,null,null,null,null,null,null,null,null,null,null,null,null,null,null,null,null,null,null,null,null,null,null,null,null,null,null,null,null,null,null,null,null,null,null,null,null,null,null,null,null,null,null,null,null,null,null,null,null,null,null,null,null,null,null,null,null,null,null,null,null,null,null,null,null,null,null,null,"Mar12","3/12 Hour 12",1692,1697]
["03/13","15:00:00","2023-03-13T15:00:00",3,13,15,6,null,null,null,null,null,null,null,null,null,null,null,null,null,null,null,null,null,null,null,null,null,null,null,null,null,null,null,null,null,null,null,null,null,null,null,null,null,null,null,null,null,null,null,null,null,null,null,null,null,null,null,null,null,null,null,null,null,null,null,null,null,null,null,null,null,null,null,null,null,null,null,null,null,null,null,null,null,null,null,null,null,null,null,null,null,null,null,null,null,null,null,null,null,null,null,null,null,null,null,null,null,null,null,null,null,null,null,null,null,null,null,null,null,null,"Mar13","3/13 Hour 15",1719,1724]
["03/14","08:00:00","2023-03-14T08:00:00",3,14,8,7,null,null,null,null,null,null,null,null,null,null,null,null,null,null,null,null,null,null,null,null,null,null,null,null,null,null,null,null,null,null,null,null,null,null,null,null,null,null,null,null,null,null,null,null,null,null,null,null,null,null,null,null,null,null,null,null,null,null,null,null,null,null,null,null,null,null,null,null,null,null,null,null,null,null,null,null,null,null,null,null,null,null,null,null,null,null,null,null,null,null,null,null,null,null,null,null,null,null,null,null,null,null,null,null,null,null,null,null,null,null,null,null,null,null,"Mar14","3/14 Hour 8",1736,1741]
["03/15","19:00:00","2023-03-15T19:00:00",3,15,19,1,null,null,null,null,null,null,null,null,null,null,null,null,null,null,null,null,null,null,null,null,null,null,null,null,null,null,null,null,null,null,null,null,null,null,null,null,null,null,null,null,null,null,null,null,null,null,null,null,null,null,null,null,null,null,null,null,null,null,null,null,null,null,null,null,null,null,null,null,null,null,null,null,null,null,null,null,null,null,null,null,null,null,null,null,null,null,null,null,null,null,null,null,null,null,null,null,null,null,null,null,null,null,null,null,null,null,null,null,null,null,null,null,null,null,"Mar15","3/15 Hour 19",1771,1776]
["03/17","22:00:00","2023-03-17T22:00:00",3,17,22,3,null,null,null,null,null,null,null,null,null,null,null,null,null,null,null,null,null,null,null,null,null,null,null,null,null,null,null,null,null,null,null,null,null,null,null,null,null,null,null,null,null,null,null,null,null,null,null,null,null,null,null,null,null,null,null,null,null,null,null,null,null,null,null,null,null,null,null,null,null,null,null,null,null,null,null,null,null,null,null,null,null,null,null,null,null,null,null,null,null,null,null,null,null,null,null,null,null,null,null,null,null,null,null,null,null,null,null,null,null,null,null,null,null,null,"Mar17","3/17 Hour 22",1822,1827]
["03/19","14:00:00","2023-03-19T14:00:00",3,19,14,5,null,null,null,null,null,null,null,null,null,null,null,null,null,null,null,null,null,null,null,null,null,null,null,null,null,null,null,null,null,null,null,null,null,null,null,null,null,null,null,null,null,null,null,null,null,null,null,null,null,null,null,null,null,null,null,null,null,null,null,null,null,null,null,null,null,null,null,null,null,null,null,null,null,null,null,null,null,null,null,null,null,null,null,null,null,null,null,null,null,null,null,null,null,null,null,null,null,null,null,null,null,null,null,null,null,null,null,null,null,null,null,null,null,null,"Mar19","3/19 Hour 14",1862,1867]
["03/20","01:00:00","2023-03-20T01:00:00",3,20,1,6,null,null,null,null,null,null,null,null,null,null,null,null,null,null,null,null,null,null,null,null,null,null,null,null,null,null,null,null,null,null,null,null,null,null,null,null,null,null,null,null,null,null,null,null,null,null,null,null,null,null,null,null,null,null,null,null,null,null,null,null,null,null,null,null,null,null,null,null,null,null,null,null,null,null,null,null,null,null,null,null,null,null,null,null,null,null,null,null,null,null,null,null,null,null,null,null,null,null,null,null,null,null,null,null,null,null,null,null,null,null,null,null,null,null,"Mar20","3/20 Hour 1",1873,1878]
["03/22","04:00:00","2023-03-22T04:00:00",3,22,4,1,null,null,null,null,null,null,null,null,null,null,null,null,null,null,null,null,null,null,null,null,null,null,null,null,null,null,null,null,null,null,null,null,null,null,null,null,null,null,null,null,null,null,null,null,null,null,null,null,null,null,null,null,null,null,null,null,null,null,null,null,null,null,null,null,null,null,null,null,null,null,null,null,null,null,null,null,null,null,null,null,null,null,null,null,null,null,null,null,null,null,null,null,null,null,null,null,null,null,null,null,null,null,null,null,null,null,null,null,null,null,null,null,null,null,"Mar22","3/22 Hour 4",1924,1929]
["03/23","15:00:00","2023-03-23T15:00:00",3,23,15,2,null,null,null,null,null,null,null,null,null,null,null,null,null,null,null,null,null,null,null,null,null,null,null,null,null,null,null,null,null,null,null,null,null,null,null,null,null,null,null,null,null,null,null,null,null,null,null,null,null,null,null,null,null,null,null,null,null,null,null,null,null,null,null,null,null,null,null,null,null,null,null,null,null,null,null,null,null,null,null,null,null,null,null,null,null,null,null,null,null,null,null,null,null,null,null,null,null,null,null,null,null,null,null,null,null,null,null,null,null,null,null,null,null,null,"Mar23","3/23 Hour 15",1959,1964]
["03/24","08:00:00","2023-03-24T08:00:00",3,24,8,3,null,null,null,null,null,null,null,null,null,null,null,null,null,null,null,null,null,null,null,null,null,null,null,null,null,null,null,null,null,null,null,null,null,null,null,null,null,null,null,null,null,null,null,null,null,null,null,null,null,null,null,null,null,null,null,null,null,null,null,null,null,null,null,null,null,null,null,null,null,null,null,null,null,null,null,null,null,null,null,null,null,null,null,null,null,null,null,null,null,null,null,null,null,null,null,null,null,null,null,null,null,null,null,null,null,null,null,null,null,null,null,null,null,null,"Mar24","3/24 Hour 8",1976,1981]
["03/26","11:00:00","2023-03-26T11:00:00",3,26,11,5,null,null,null,null,null,null,null,null,null,null,null,null,null,null,null,null,null,null,null,null,null,null,null,null,null,null,null,null,null,null,null,null,null,null,null,null,null,null,null,null,null,null,null,null,null,null,null,null,null,null,null,null,null,null,null,null,null,null,null,null,null,null,null,null,null,null,null,null,null,null,null,null,null,null,null,null,null,null,null,null,null,null,null,null,null,null,null,null,null,null,null,null,null,null,null,null,null,null,null,null,null,null,null,null,null,null,null,null,null,null,null,null,null,null,"Mar26","3/26 Hour 11",2027,2032]
["03/27","07:00:00","2023-03-27T07:00:00",3,27,7,6,null,null,null,null,null,null,null,null,null,null,null,null,null,null,null,null,null,null,null,null,null,null,null,null,null,null,null,null,null,null,null,null,null,null,null,null,null,null,null,null,null,null,null,null,null,null,null,null,null,null,null,null,null,null,null,null,null,null,null,null,null,null,null,null,null,null,null,null,null,null,null,null,null,null,null,null,null,null,null,null,null,null,null,null,null,null,null,null,null,null,null,null,null,null,null,null,null,null,null,null,null,null,null,null,null,null,null,null,null,null,null,null,null,null,"Mar27","3/27 Hour 7",2047,2052]
["03/28","14:00:00","2023-03-28T14:00:00",3,28,14,7,null,null,null,null,null,null,null,null,null,null,null,null,null,null,null,null,null,null,null,null,null,null,null,null,null,null,null,null,null,null,null,null,null,null,null,null,null,null,null,null,null,null,null,null,null,null,null,null,null,null,null,null,null,null,null,null,null,null,null,null,null,null,null,null,null,null,null,null,null,null,null,null,null,null,null,null,null,null,null,null,null,null,null,null,null,null,null,null,null,null,null,null,null,null,null,null,null,null,null,null,null,null,null,null,null,null,null,null,null,null,null,null,null,null,"Mar28","3/28 Hour 14",2078,2083]
["03/30","01:00:00",{"$f":"A2118+B2118","v":"2023-03-30T01:00:00"},3,30,1,2,null,null,null,null,null,null,null,null,null,null,null,null,null,null,null,null,null,null,null,null,null,null,null,null,null,null,null,null,null,null,null,null,null,null,null,null,null,null,null,null,null,null,null,null,null,null,null,null,null,null,null,null,null,null,null,null,null,null,null,null,null,null,null,null,null,null,null,null,null,null,null,null,null,null,null,null,null,null,null,null,null,null,null,null,null,null,null,null,null,null,null,null,null,null,null,null,null,null,null,null,null,null,null,null,null,null,null,null,null,null,null,null,null,null,"Mar30","3/30 Hour 1",2113,2118]
["04/01","04:00:00","2023-04-01T04:00:00",4,1,4,4,null,null,null,null,null,null,null,null,null,null,null,null,null,null,null,null,null,null,null,null,null,null,null,null,null,null,null,null,null,null,null,null,null,null,null,null,null,null,null,null,null,null,null,null,null,null,null,null,null,null,null,null,null,null,null,null,null,null,null,null,null,null,null,null,null,null,null,null,null,null,null,null,null,null,null,null,null,null,null,null,null,null,null,null,null,null,null,null,null,null,null,null,null,null,null,null,null,null,null,null,null,null,null,null,null,null,null,null,null,null,null,null,null,null,"Apr1","4/1 Hour 4",2164,2169]
["04/01","21:00:00","2023-04-01T21:00:00",4,1,21,4,null,null,null,null,null,null,null,null,null,null,null,null,null,null,null,null,null,null,null,null,null,null,null,null,null,null,null,null,null,null,null,null,null,null,null,null,null,null,null,null,null,null,null,null,null,null,null,null,null,null,null,null,null,null,null,null,null,null,null,null,null,null,null,null,null,null,null,null,null,null,null,null,null,null,null,null,null,null,null,null,null,null,null,null,null,null,null,null,null,null,null,null,null,null,null,null,null,null,null,null,null,null,null,null,null,null,null,null,null,null,null,null,null,null,"Apr1","4/1 Hour 21",2181,2186]
["04/03","13:00:00","2023-04-03T13:00:00",4,3,13,6,null,null,null,null,null,null,null,null,null,null,null,null,null,null,null,null,null,null,null,null,null,null,null,null,null,null,null,null,null,null,null,null,null,null,null,null,null,null,null,null,null,null,null,null,null,null,null,null,null,null,null,null,null,null,null,null,null,null,null,null,null,null,null,null,null,null,null,null,null,null,null,null,null,null,null,null,null,null,null,null,null,null,null,null,null,null,null,null,null,null,null,null,null,null,null,null,null,null,null,null,null,null,null,null,null,null,null,null,null,null,null,null,null,null,"Apr3","4/3 Hour 13",2221,2226]
["04/05","10:00:00","2023-04-05T10:00:00",4,5,10,1,null,null,null,null,null,null,null,null,null,null,null,null,null,null,null,null,null,null,null,null,null,null,null,null,null,null,null,null,null,null,null,null,null,null,null,null,null,null,null,null,null,null,null,null,null,null,null,null,null,null,null,null,null,null,null,null,null,null,null,null,null,null,null,null,null,null,null,null,null,null,null,null,null,null,null,null,null,null,null,null,null,null,null,null,null,null,null,null,null,null,null,null,null,null,null,null,null,null,null,null,null,null,null,null,null,null,null,null,null,null,null,null,null,null,"Apr5","4/5 Hour 10",2266,2271]
["04/06","03:00:00","2023-04-06T03:00:00",4,6,3,2,null,null,null,null,null,null,null,null,null,null,null,null,null,null,null,null,null,null,null,null,null,null,null,null,null,null,null,null,null,null,null,null,null,null,null,null,null,null,null,null,null,null,null,null,null,null,null,null,null,null,null,null,null,null,null,null,null,null,null,null,null,null,null,null,null,null,null,null,null,null,null,null,null,null,null,null,null,null,null,null,null,null,null,null,null,null,null,null,null,null,null,null,null,null,null,null,null,null,null,null,null,null,null,null,null,null,null,null,null,null,null,null,null,null,"Apr6","4/6 Hour 3",2283,2288]
["04/07","14:00:00","2023-04-07T14:00:00",4,7,14,3,null,null,null,null,null,null,null,null,null,null,null,null,null,null,null,null,null,null,null,null,null,null,null,null,null,null,null,null,null,null,null,null,null,null,null,null,null,null,null,null,null,null,null,null,null,null,null,null,null,null,null,null,null,null,null,null,null,null,null,null,null,null,null,null,null,null,null,null,null,null,null,null,null,null,null,null,null,null,null,null,null,null,null,null,null,null,null,null,null,null,null,null,null,null,null,null,null,null,null,null,null,null,null,null,null,null,null,null,null,null,null,null,null,null,"Apr7","4/7 Hour 14",2318,2323]
["04/09","17:00:00",{"$f":"A2374+B2374","v":"2023-04-09T17:00:00"},4,9,17,5,null,null,null,null,null,null,null,null,null,null,null,null,null,null,null,null,null,null,null,null,null,null,null,null,null,null,null,null,null,null,null,null,null,null,null,null,null,null,null,null,null,null,null,null,null,null,null,null,null,null,null,null,null,null,null,null,null,null,null,null,null,null,null,null,null,null,null,null,null,null,null,null,null,null,null,null,null,null,null,null,null,null,null,null,null,null,null,null,null,null,null,null,null,null,null,null,null,null,null,null,null,null,null,null,null,null,null,null,null,null,null,null,null,null,"Apr9","4/9 Hour 17",2369,2374]
["04/10","19:00:00","2023-04-10T19:00:00",4,10,19,6,null,null,null,null,null,null,null,null,null,null,null,null,null,null,null,null,null,null,null,null,null,null,null,null,null,null,null,null,null,null,null,null,null,null,null,null,null,null,null,null,null,null,null,null,null,null,null,null,null,null,null,null,null,null,null,null,null,null,null,null,null,null,null,null,null,null,null,null,null,null,null,null,null,null,null,null,null,null,null,null,null,null,null,null,null,null,null,null,null,null,null,null,null,null,null,null,null,null,null,null,null,null,null,null,null,null,null,null,null,null,null,null,null,null,"Apr10","4/10 Hour 19",2395,2400]
["04/11","20:00:00","2023-04-11T20:00:00",4,11,20,7,null,null,null,null,null,null,null,null,null,null,null,null,null,null,null,null,null,null,null,null,null,null,null,null,null,null,null,null,null,null,null,null,null,null,null,null,null,null,null,null,null,null,null,null,null,null,null,null,null,null,null,null,null,null,null,null,null,null,null,null,null,null,null,null,null,null,null,null,null,null,null,null,null,null,null,null,null,null,null,null,null,null,null,null,null,null,null,null,null,null,null,null,null,null,null,null,null,null,null,null,null,null,null,null,null,null,null,null,null,null,null,null,null,null,"Apr11","4/11 Hour 20",2420,2425]
["04/13","23:00:00","2023-04-13T23:00:00",4,13,23,2,null,null,null,null,null,null,null,null,null,null,null,null,null,null,null,null,null,null,null,null,null,null,null,null,null,null,null,null,null,null,null,null,null,null,null,null,null,null,null,null,null,null,null,null,null,null,null,null,null,null,null,null,null,null,null,null,null,null,null,null,null,null,null,null,null,null,null,null,null,null,null,null,null,null,null,null,null,null,null,null,null,null,null,null,null,null,null,null,null,null,null,null,null,null,null,null,null,null,null,null,null,null,null,null,null,null,null,null,null,null,null,null,null,null,"Apr13","4/13 Hour 23",2471,2476]
["04/15","10:00:00","2023-04-15T10:00:00",4,15,10,4,null,null,null,null,null,null,null,null,null,null,null,null,null,null,null,null,null,null,null,null,null,null,null,null,null,null,null,null,null,null,null,null,null,null,null,null,null,null,null,null,null,null,null,null,null,null,null,null,null,null,null,null,null,null,null,null,null,null,null,null,null,null,null,null,null,null,null,null,null,null,null,null,null,null,null,null,null,null,null,null,null,null,null,null,null,null,null,null,null,null,null,null,null,null,null,null,null,null,null,null,null,null,null,null,null,null,null,null,null,null,null,null,null,null,"Apr15","4/15 Hour 10",2506,2511]
["04/16","03:00:00","2023-04-16T03:00:00",4,16,3,5,null,null,null,null,null,null,null,null,null,null,null,null,null,null,null,null,null,null,null,null,null,null,null,null,null,null,null,null,null,null,null,null,null,null,null,null,null,null,null,null,null,null,null,null,null,null,null,null,null,null,null,null,null,null,null,null,null,null,null,null,null,null,null,null,null,null,null,null,null,null,null,null,null,null,null,null,null,null,null,null,null,null,null,null,null,null,null,null,null,null,null,null,null,null,null,null,null,null,null,null,null,null,null,null,null,null,null,null,null,null,null,null,null,null,"Apr16","4/16 Hour 3",2523,2528]
["04/18","06:00:00","2023-04-18T06:00:00",4,18,6,7,null,null,null,null,null,null,null,null,null,null,null,null,null,null,null,null,null,null,null,null,null,null,null,null,null,null,null,null,null,null,null,null,null,null,null,null,null,null,null,null,null,null,null,null,null,null,null,null,null,null,null,null,null,null,null,null,null,null,null,null,null,null,null,null,null,null,null,null,null,null,null,null,null,null,null,null,null,null,null,null,null,null,null,null,null,null,null,null,null,null,null,null,null,null,null,null,null,null,null,null,null,null,null,null,null,null,null,null,null,null,null,null,null,null,"Apr18","4/18 Hour 6",2574,2579]
["04/19","17:00:00","2023-04-19T17:00:00",4,19,17,1,null,null,null,null,null,null,null,null,null,null,null,null,null,null,null,null,null,null,null,null,null,null,null,null,null,null,null,null,null,null,null,null,null,null,null,null,null,null,null,null,null,null,null,null,null,null,null,null,null,null,null,null,null,null,null,null,null,null,null,null,null,null,null,null,null,null,null,null,null,null,null,null,null,null,null,null,null,null,null,null,null,null,null,null,null,null,null,null,null,null,null,null,null,null,null,null,null,null,null,null,null,null,null,null,null,null,null,null,null,null,null,null,null,null,"Apr19","4/19 Hour 17",2609,2614]
["04/20","09:00:00",{"$f":"A2630+B2630","v":"2023-04-20T09:00:00"},4,20,9,2,null,null,null,null,null,null,null,null,null,null,null,null,null,null,null,null,null,null,null,null,null,null,null,null,null,null,null,null,null,null,null,null,null,null,null,null,null,null,null,null,null,null,null,null,null,null,null,null,null,null,null,null,null,null,null,null,null,null,null,null,null,null,null,null,null,null,null,null,null,null,null,null,null,null,null,null,null,null,null,null,null,null,null,null,null,null,null,null,null,null,null,null,null,null,null,null,null,null,null,null,null,null,null,null,null,null,null,null,null,null,null,null,null,null,"Apr20","4/20 Hour 9",2625,2630]
["04/21","20:00:00","2023-04-21T20:00:00",4,21,20,3,null,null,null,null,null,null,null,null,null,null,null,null,null,null,null,null,null,null,null,null,null,null,null,null,null,null,null,null,null,null,null,null,null,null,null,null,null,null,null,null,null,null,null,null,null,null,null,null,null,null,null,null,null,null,null,null,null,null,null,null,null,null,null,null,null,null,null,null,null,null,null,null,null,null,null,null,null,null,null,null,null,null,null,null,null,null,null,null,null,null,null,null,null,null,null,null,null,null,null,null,null,null,null,null,null,null,null,null,null,null,null,null,null,null,"Apr21","4/21 Hour 20",2660,2665]
["04/23","23:00:00","2023-04-23T23:00:00",4,23,23,5,null,null,null,null,null,null,null,null,null,null,null,null,null,null,null,null,null,null,null,null,null,null,null,null,null,null,null,null,null,null,null,null,null,null,null,null,null,null,null,null,null,null,null,null,null,null,null,null,null,null,null,null,null,null,null,null,null,null,null,null,null,null,null,null,null,null,null,null,null,null,null,null,null,null,null,null,null,null,null,null,null,null,null,null,null,null,null,null,null,null,null,null,null,null,null,null,null,null,null,null,null,null,null,null,null,null,null,null,null,null,null,null,null,null,"Apr23","4/23 Hour 23",2711,2716]
["04/24","16:00:00","2023-04-24T16:00:00",4,24,16,6,null,null,null,null,null,null,null,null,null,null,null,null,null,null,null,null,null,null,null,null,null,null,null,null,null,null,null,null,null,null,null,null,null,null,null,null,null,null,null,null,null,null,null,null,null,null,null,null,null,null,null,null,null,null,null,null,null,null,null,null,null,null,null,null,null,null,null,null,null,null,null,null,null,null,null,null,null,null,null,null,null,null,null,null,null,null,null,null,null,null,null,null,null,null,null,null,null,null,null,null,null,null,null,null,null,null,null,null,null,null,null,null,null,null,"Apr24","4/24 Hour 16",2728,2733]
["04/25","14:00:00","2023-04-25T14:00:00",4,25,14,7,null,null,null,null,null,null,null,null,null,null,null,null,null,null,null,null,null,null,null,null,null,null,null,null,null,null,null,null,null,null,null,null,null,null,null,null,null,null,null,null,null,null,null,null,null,null,null,null,null,null,null,null,null,null,null,null,null,null,null,null,null,null,null,null,null,null,null,null,null,null,null,null,null,null,null,null,null,null,null,null,null,null,null,null,null,null,null,null,null,null,null,null,null,null,null,null,null,null,null,null,null,null,null,null,null,null,null,null,null,null,null,null,null,null,"Apr25","4/25 Hour 14",2750,2755]
["04/28","05:00:00","2023-04-28T05:00:00",4,28,5,3,null,null,null,null,null,null,null,null,null,null,null,null,null,null,null,null,null,null,null,null,null,null,null,null,null,null,null,null,null,null,null,null,null,null,null,null,null,null,null,null,null,null,null,null,null,null,null,null,null,null,null,null,null,null,null,null,null,null,null,null,null,null,null,null,null,null,null,null,null,null,null,null,null,null,null,null,null,null,null,null,null,null,null,null,null,null,null,null,null,null,null,null,null,null,null,null,null,null,null,null,null,null,null,null,null,null,null,null,null,null,null,null,null,null,"Apr28","4/28 Hour 5",2813,2818]
["04/29","16:00:00","2023-04-29T16:00:00",4,29,16,4,null,null,null,null,null,null,null,null,null,null,null,null,null,null,null,null,null,null,null,null,null,null,null,null,null,null,null,null,null,null,null,null,null,null,null,null,null,null,null,null,null,null,null,null,null,null,null,null,null,null,null,null,null,null,null,null,null,null,null,null,null,null,null,null,null,null,null,null,null,null,null,null,null,null,null,null,null,null,null,null,null,null,null,null,null,null,null,null,null,null,null,null,null,null,null,null,null,null,null,null,null,null,null,null,null,null,null,null,null,null,null,null,null,null,"Apr29","4/29 Hour 16",2848,2853]
["04/30","09:00:00","2023-04-30T09:00:00",4,30,9,5,null,null,null,null,null,null,null,null,null,null,null,null,null,null,null,null,null,null,null,null,null,null,null,null,null,null,null,null,null,null,null,null,null,null,null,null,null,null,null,null,null,null,null,null,null,null,null,null,null,null,null,null,null,null,null,null,null,null,null,null,null,null,null,null,null,null,null,null,null,null,null,null,null,null,null,null,null,null,null,null,null,null,null,null,null,null,null,null,null,null,null,null,null,null,null,null,null,null,null,null,null,null,null,null,null,null,null,null,null,null,null,null,null,null,"Apr30","4/30 Hour 9",2865,2870]
["05/02","12:00:00","2023-05-02T12:00:00",5,2,12,7,null,null,null,null,null,null,null,null,null,null,null,null,null,null,null,null,null,null,null,null,null,null,null,null,null,null,null,null,null,null,null,null,null,null,null,null,null,null,null,null,null,null,null,null,null,null,null,null,null,null,null,null,null,null,null,null,null,null,null,null,null,null,null,null,null,null,null,null,null,null,null,null,null,null,null,null,null,null,null,null,null,null,null,null,null,null,null,null,null,null,null,null,null,null,null,null,null,null,null,null,null,null,null,null,null,null,null,null,null,null,null,null,null,null,"May2","5/2 Hour 12",2916,2921]
["05/02","20:00:00","2023-05-02T20:00:00",5,2,20,7,null,null,null,null,null,null,null,null,null,null,null,null,null,null,null,null,null,null,null,null,null,null,null,null,null,null,null,null,null,null,null,null,null,null,null,null,null,null,null,null,null,null,null,null,null,null,null,null,null,null,null,null,null,null,null,null,null,null,null,null,null,null,null,null,null,null,null,null,null,null,null,null,null,null,null,null,null,null,null,null,null,null,null,null,null,null,null,null,null,null,null,null,null,null,null,null,null,null,null,null,null,null,null,null,null,null,null,null,null,null,null,null,null,null,"May2","5/2 Hour 20",2924,2929]
["05/04","15:00:00","2023-05-04T15:00:00",5,4,15,2,null,null,null,null,null,null,null,null,null,null,null,null,null,null,null,null,null,null,null,null,null,null,null,null,null,null,null,null,null,null,null,null,null,null,null,null,null,null,null,null,null,null,null,null,null,null,null,null,null,null,null,null,null,null,null,null,null,null,null,null,null,null,null,null,null,null,null,null,null,null,null,null,null,null,null,null,null,null,null,null,null,null,null,null,null,null,null,null,null,null,null,null,null,null,null,null,null,null,null,null,null,null,null,null,null,null,null,null,null,null,null,null,null,null,"May4","5/4 Hour 15",2967,2972]
["05/05","08:00:00","2023-05-05T08:00:00",5,5,8,3,null,null,null,null,null,null,null,null,null,null,null,null,null,null,null,null,null,null,null,null,null,null,null,null,null,null,null,null,null,null,null,null,null,null,null,null,null,null,null,null,null,null,null,null,null,null,null,null,null,null,null,null,null,null,null,null,null,null,null,null,null,null,null,null,null,null,null,null,null,null,null,null,null,null,null,null,null,null,null,null,null,null,null,null,null,null,null,null,null,null,null,null,null,null,null,null,null,null,null,null,null,null,null,null,null,null,null,null,null,null,null,null,null,null,"May5","5/5 Hour 8",2984,2989]
["05/06","19:00:00","2023-05-06T19:00:00",5,6,19,4,null,null,null,null,null,null,null,null,null,null,null,null,null,null,null,null,null,null,null,null,null,null,null,null,null,null,null,null,null,null,null,null,null,null,null,null,null,null,null,null,null,null,null,null,null,null,null,null,null,null,null,null,null,null,null,null,null,null,null,null,null,null,null,null,null,null,null,null,null,null,null,null,null,null,null,null,null,null,null,null,null,null,null,null,null,null,null,null,null,null,null,null,null,null,null,null,null,null,null,null,null,null,null,null,null,null,null,null,null,null,null,null,null,null,"May6","5/6 Hour 19",3019,3024]
["05/08","22:00:00","2023-05-08T22:00:00",5,8,22,6,null,null,null,null,null,null,null,null,null,null,null,null,null,null,null,null,null,null,null,null,null,null,null,null,null,null,null,null,null,null,null,null,null,null,null,null,null,null,null,null,null,null,null,null,null,null,null,null,null,null,null,null,null,null,null,null,null,null,null,null,null,null,null,null,null,null,null,null,null,null,null,null,null,null,null,null,null,null,null,null,null,null,null,null,null,null,null,null,null,null,null,null,null,null,null,null,null,null,null,null,null,null,null,null,null,null,null,null,null,null,null,null,null,null,"May8","5/8 Hour 22",3070,3075]
["05/10","09:00:00","2023-05-10T09:00:00",5,10,9,1,null,null,null,null,null,null,null,null,null,null,null,null,null,null,null,null,null,null,null,null,null,null,null,null,null,null,null,null,null,null,null,null,null,null,null,null,null,null,null,null,null,null,null,null,null,null,null,null,null,null,null,null,null,null,null,null,null,null,null,null,null,null,null,null,null,null,null,null,null,null,null,null,null,null,null,null,null,null,null,null,null,null,null,null,null,null,null,null,null,null,null,null,null,null,null,null,null,null,null,null,null,null,null,null,null,null,null,null,null,null,null,null,null,null,"May10","5/10 Hour 9",3105,3110]
[{"$f":"TEXT(DATE(,D3143,E3143),\"MM/DD\")","v":"05/11"},{"$f":"TIME(F3143,0,0)","v":"18:00:00"},"2023-05-11T18:00:00",5,11,18,2,null,null,null,null,null,null,null,null,null,null,null,null,null,null,null,null,null,null,null,null,null,null,null,null,null,null,null,null,null,null,null,null,null,null,null,null,null,null,null,null,null,null,null,null,null,null,null,null,null,null,null,null,null,null,null,null,null,null,null,null,null,null,null,null,null,null,null,null,null,null,null,null,null,null,null,null,null,null,null,null,null,null,null,null,null,null,null,null,null,null,null,null,null,null,null,null,null,null,null,null,null,null,null,null,null,null,null,null,null,null,null,null,null,null,{"$f":"TEXT(D3143*29,\"mmm\")&E3143","v":"May11"},{"$f":"D3143&\"/\"&E3143&\" Hour \"&F3143","v":"5/11 Hour 18"},{"$f":"ROW()-ROW($DT$5)","v":3138},3143]
["05/13","04:00:00","2023-05-13T04:00:00",5,13,4,4,null,null,null,null,null,null,null,null,null,null,null,null,null,null,null,null,null,null,null,null,null,null,null,null,null,null,null,null,null,null,null,null,null,null,null,null,null,null,null,null,null,null,null,null,null,null,null,null,null,null,null,null,null,null,null,null,null,null,null,null,null,null,null,null,null,null,null,null,null,null,null,null,null,null,null,null,null,null,null,null,null,null,null,null,null,null,null,null,null,null,null,null,null,null,null,null,null,null,null,null,null,null,null,null,null,null,null,null,null,null,null,null,null,null,"May13","5/13 Hour 4",3172,3177]
["05/14","15:00:00","2023-05-14T15:00:00",5,14,15,5,null,null,null,null,null,null,null,null,null,null,null,null,null,null,null,null,null,null,null,null,null,null,null,null,null,null,null,null,null,null,null,null,null,null,null,null,null,null,null,null,null,null,null,null,null,null,null,null,null,null,null,null,null,null,null,null,null,null,null,null,null,null,null,null,null,null,null,null,null,null,null,null,null,null,null,null,null,null,null,null,null,null,null,null,null,null,null,null,null,null,null,null,null,null,null,null,null,null,null,null,null,null,null,null,null,null,null,null,null,null,null,null,null,null,"May14","5/14 Hour 15",3207,3212]
["05/15","08:00:00","2023-05-15T08:00:00",5,15,8,6,null,null,null,null,null,null,null,null,null,null,null,null,null,null,null,null,null,null,null,null,null,null,null,null,null,null,null,null,null,null,null,null,null,null,null,null,null,null,null,null,null,null,null,null,null,null,null,null,null,null,null,null,null,null,null,null,null,null,null,null,null,null,null,null,null,null,null,null,null,null,null,null,null,null,null,null,null,null,null,null,null,null,null,null,null,null,null,null,null,null,null,null,null,null,null,null,null,null,null,null,null,null,null,null,null,null,null,null,null,null,null,null,null,null,"May15","5/15 Hour 8",3224,3229]
["05/17","11:00:00","2023-05-17T11:00:00",5,17,11,1,null,null,null,null,null,null,null,null,null,null,null,null,null,null,null,null,null,null,null,null,null,null,null,null,null,null,null,null,null,null,null,null,null,null,null,null,null,null,null,null,null,null,null,null,null,null,null,null,null,null,null,null,null,null,null,null,null,null,null,null,null,null,null,null,null,null,null,null,null,null,null,null,null,null,null,null,null,null,null,null,null,null,null,null,null,null,null,null,null,null,null,null,null,null,null,null,null,null,null,null,null,null,null,null,null,null,null,null,null,null,null,null,null,null,"May17","5/17 Hour 11",3275,3280]
["05/18","00:00:00","2023-05-18",5,18,24,2,null,null,null,null,null,null,null,null,null,null,null,null,null,null,null,null,null,null,null,null,null,null,null,null,null,null,null,null,null,null,null,null,null,null,null,null,null,null,null,null,null,null,null,null,null,null,null,null,null,null,null,null,null,null,null,null,null,null,null,null,null,null,null,null,null,null,null,null,null,null,null,null,null,null,null,null,null,null,null,null,null,null,null,null,null,null,null,null,null,null,null,null,null,null,null,null,null,null,null,null,null,null,null,null,null,null,null,null,null,null,null,null,null,null,"May18","5/18 Hour 24",3312,3317]
["05/19","14:00:00","2023-05-19T14:00:00",5,19,14,3,null,null,null,null,null,null,null,null,null,null,null,null,null,null,null,null,null,null,null,null,null,null,null,null,null,null,null,null,null,null,null,null,null,null,null,null,null,null,null,null,null,null,null,null,null,null,null,null,null,null,null,null,null,null,null,null,null,null,null,null,null,null,null,null,null,null,null,null,null,null,null,null,null,null,null,null,null,null,null,null,null,null,null,null,null,null,null,null,null,null,null,null,null,null,null,null,null,null,null,null,null,null,null,null,null,null,null,null,null,null,null,null,null,null,"May19","5/19 Hour 14",3326,3331]
["05/21","01:00:00","2023-05-21T01:00:00",5,21,1,5,null,null,null,null,null,null,null,null,null,null,null,null,null,null,null,null,null,null,null,null,null,null,null,null,null,null,null,null,null,null,null,null,null,null,null,null,null,null,null,null,null,null,null,null,null,null,null,null,null,null,null,null,null,null,null,null,null,null,null,null,null,null,null,null,null,null,null,null,null,null,null,null,null,null,null,null,null,null,null,null,null,null,null,null,null,null,null,null,null,null,null,null,null,null,null,null,null,null,null,null,null,null,null,null,null,null,null,null,null,null,null,null,null,null,"May21","5/21 Hour 1",3361,3366]
["05/23","04:00:00","2023-05-23T04:00:00",5,23,4,7,null,null,null,null,null,null,null,null,null,null,null,null,null,null,null,null,null,null,null,null,null,null,null,null,null,null,null,null,null,null,null,null,null,null,null,null,null,null,null,null,null,null,null,null,null,null,null,null,null,null,null,null,null,null,null,null,null,null,null,null,null,null,null,null,null,null,null,null,null,null,null,null,null,null,null,null,null,null,null,null,null,null,null,null,null,null,null,null,null,null,null,null,null,null,null,null,null,null,null,null,null,null,null,null,null,null,null,null,null,null,null,null,null,null,"May23","5/23 Hour 4",3412,3417]
["05/23","21:00:00","2023-05-23T21:00:00",5,23,21,7,null,null,null,null,null,null,null,null,null,null,null,null,null,null,null,null,null,null,null,null,null,null,null,null,null,null,null,null,null,null,null,null,null,null,null,null,null,null,null,null,null,null,null,null,null,null,null,null,null,null,null,null,null,null,null,null,null,null,null,null,null,null,null,null,null,null,null,null,null,null,null,null,null,null,null,null,null,null,null,null,null,null,null,null,null,null,null,null,null,null,null,null,null,null,null,null,null,null,null,null,null,null,null,null,null,null,null,null,null,null,null,null,null,null,"May23","5/23 Hour 21",3429,3434]
["05/26","06:00:00","2023-05-26T06:00:00",5,26,6,3,null,null,null,null,null,null,null,null,null,null,null,null,null,null,null,null,null,null,null,null,null,null,null,null,null,null,null,null,null,null,null,null,null,null,null,null,null,null,null,null,null,null,null,null,null,null,null,null,null,null,null,null,null,null,null,null,null,null,null,null,null,null,null,null,null,null,null,null,null,null,null,null,null,null,null,null,null,null,null,null,null,null,null,null,null,null,null,null,null,null,null,null,null,null,null,null,null,null,null,null,null,null,null,null,null,null,null,null,null,null,null,null,null,null,"May26","5/26 Hour 6",3486,3491]
["05/27","10:00:00","2023-05-27T10:00:00",5,27,10,4,null,null,null,null,null,null,null,null,null,null,null,null,null,null,null,null,null,null,null,null,null,null,null,null,null,null,null,null,null,null,null,null,null,null,null,null,null,null,null,null,null,null,null,null,null,null,null,null,null,null,null,null,null,null,null,null,null,null,null,null,null,null,null,null,null,null,null,null,null,null,null,null,null,null,null,null,null,null,null,null,null,null,null,null,null,null,null,null,null,null,null,null,null,null,null,null,null,null,null,null,null,null,null,null,null,null,null,null,null,null,null,null,null,null,"May27","5/27 Hour 10",3514,3519]
["05/28","21:00:00","2023-05-28T21:00:00",5,28,21,5,null,null,null,null,null,null,null,null,null,null,null,null,null,null,null,null,null,null,null,null,null,null,null,null,null,null,null,null,null,null,null,null,null,null,null,null,null,null,null,null,null,null,null,null,null,null,null,null,null,null,null,null,null,null,null,null,null,null,null,null,null,null,null,null,null,null,null,null,null,null,null,null,null,null,null,null,null,null,null,null,null,null,null,null,null,null,null,null,null,null,null,null,null,null,null,null,null,null,null,null,null,null,null,null,null,null,null,null,null,null,null,null,null,null,"May28","5/28 Hour 21",3549,3554]
["05/29","14:00:00","2023-05-29T14:00:00",5,29,14,6,null,null,null,null,null,null,null,null,null,null,null,null,null,null,null,null,null,null,null,null,null,null,null,null,null,null,null,null,null,null,null,null,null,null,null,null,null,null,null,null,null,null,null,null,null,null,null,null,null,null,null,null,null,null,null,null,null,null,null,null,null,null,null,null,null,null,null,null,null,null,null,null,null,null,null,null,null,null,null,null,null,null,null,null,null,null,null,null,null,null,null,null,null,null,null,null,null,null,null,null,null,null,null,null,null,null,null,null,null,null,null,null,null,null,"May29","5/29 Hour 14",3566,3571]
["05/31","17:00:00","2023-05-31T17:00:00",5,31,17,8,null,null,null,null,null,null,null,null,null,null,null,null,null,null,null,null,null,null,null,null,null,null,null,null,null,null,null,null,null,null,null,null,null,null,null,null,null,null,null,null,null,null,null,null,null,null,null,null,null,null,null,null,null,null,null,null,null,null,null,null,null,null,null,null,null,null,null,null,null,null,null,null,null,null,null,null,null,null,null,null,null,null,null,null,null,null,null,null,null,null,null,null,null,null,null,null,null,null,null,null,null,null,null,null,null,null,null,null,null,null,null,null,null,null,"May31","5/31 Hour 17",3617,3622]
["06/02","04:00:00","2023-06-02T04:00:00",6,2,4,3,null,null,null,null,null,null,null,null,null,null,null,null,null,null,null,null,null,null,null,null,null,null,null,null,null,null,null,null,null,null,null,null,null,null,null,null,null,null,null,null,null,null,null,null,null,null,null,null,null,null,null,null,null,null,null,null,null,null,null,null,null,null,null,null,null,null,null,null,null,null,null,null,null,null,null,null,null,null,null,null,null,null,null,null,null,null,null,null,null,null,null,null,null,null,null,null,null,null,null,null,null,null,null,null,null,null,null,null,null,null,null,null,null,null,"Jun2","6/2 Hour 4",3652,3657]
["06/02","19:00:00","2023-06-02T19:00:00",6,2,19,3,null,null,null,null,null,null,null,null,null,null,null,null,null,null,null,null,null,null,null,null,null,null,null,null,null,null,null,null,null,null,null,null,null,null,null,null,null,null,null,null,null,null,null,null,null,null,null,null,null,null,null,null,null,null,null,null,null,null,null,null,null,null,null,null,null,null,null,null,null,null,null,null,null,null,null,null,null,null,null,null,null,null,null,null,null,null,null,null,null,null,null,null,null,null,null,null,null,null,null,null,null,null,null,null,null,null,null,null,null,null,null,null,null,null,"Jun2","6/2 Hour 19",3667,3672]
["06/04","23:00:00","2023-06-04T23:00:00",6,4,23,5,null,null,null,null,null,null,null,null,null,null,null,null,null,null,null,null,null,null,null,null,null,null,null,null,null,null,null,null,null,null,null,null,null,null,null,null,null,null,null,null,null,null,null,null,null,null,null,null,null,null,null,null,null,null,null,null,null,null,null,null,null,null,null,null,null,null,null,null,null,null,null,null,null,null,null,null,null,null,null,null,null,null,null,null,null,null,null,null,null,null,null,null,null,null,null,null,null,null,null,null,null,null,null,null,null,null,null,null,null,null,null,null,null,null,"Jun4","6/4 Hour 23",3719,3724]
["06/06","10:00:00","2023-06-06T10:00:00",6,6,10,7,null,null,null,null,null,null,null,null,null,null,null,null,null,null,null,null,null,null,null,null,null,null,null,null,null,null,null,null,null,null,null,null,null,null,null,null,null,null,null,null,null,null,null,null,null,null,null,null,null,null,null,null,null,null,null,null,null,null,null,null,null,null,null,null,null,null,null,null,null,null,null,null,null,null,null,null,null,null,null,null,null,null,null,null,null,null,null,null,null,null,null,null,null,null,null,null,null,null,null,null,null,null,null,null,null,null,null,null,null,null,null,null,null,null,"Jun6","6/6 Hour 10",3754,3759]
["06/07","03:00:00","2023-06-07T03:00:00",6,7,3,1,null,null,null,null,null,null,null,null,null,null,null,null,null,null,null,null,null,null,null,null,null,null,null,null,null,null,null,null,null,null,null,null,null,null,null,null,null,null,null,null,null,null,null,null,null,null,null,null,null,null,null,null,null,null,null,null,null,null,null,null,null,null,null,null,null,null,null,null,null,null,null,null,null,null,null,null,null,null,null,null,null,null,null,null,null,null,null,null,null,null,null,null,null,null,null,null,null,null,null,null,null,null,null,null,null,null,null,null,null,null,null,null,null,null,"Jun7","6/7 Hour 3",3771,3776]
["06/08","14:00:00","2023-06-08T14:00:00",6,8,14,2,null,null,null,null,null,null,null,null,null,null,null,null,null,null,null,null,null,null,null,null,null,null,null,null,null,null,null,null,null,null,null,null,null,null,null,null,null,null,null,null,null,null,null,null,null,null,null,null,null,null,null,null,null,null,null,null,null,null,null,null,null,null,null,null,null,null,null,null,null,null,null,null,null,null,null,null,null,null,null,null,null,null,null,null,null,null,null,null,null,null,null,null,null,null,null,null,null,null,null,null,null,null,null,null,null,null,null,null,null,null,null,null,null,null,"Jun8","6/8 Hour 14",3806,3811]
["06/10","01:00:00",{"$f":"A3846+B3846","v":"2023-06-10T01:00:00"},6,10,1,4,null,null,null,null,null,null,null,null,null,null,null,null,null,null,null,null,null,null,null,null,null,null,null,null,null,null,null,null,null,null,null,null,null,null,null,null,null,null,null,null,null,null,null,null,null,null,null,null,null,null,null,null,null,null,null,null,null,null,null,null,null,null,null,null,null,null,null,null,null,null,null,null,null,null,null,null,null,null,null,null,null,null,null,null,null,null,null,null,null,null,null,null,null,null,null,null,null,null,null,null,null,null,null,null,null,null,null,null,null,null,null,null,null,null,"Jun10","6/10 Hour 1",3841,3846]
["06/11","09:00:00","2023-06-11T09:00:00",6,11,9,5,null,null,null,null,null,null,null,null,null,null,null,null,null,null,null,null,null,null,null,null,null,null,null,null,null,null,null,null,null,null,null,null,null,null,null,null,null,null,null,null,null,null,null,null,null,null,null,null,null,null,null,null,null,null,null,null,null,null,null,null,null,null,null,null,null,null,null,null,null,null,null,null,null,null,null,null,null,null,null,null,null,null,null,null,null,null,null,null,null,null,null,null,null,null,null,null,null,null,null,null,null,null,null,null,null,null,null,null,null,null,null,null,null,null,"Jun11","6/11 Hour 9",3873,3878]
["06/12","20:00:00","2023-06-12T20:00:00",6,12,20,6,null,null,null,null,null,null,null,null,null,null,null,null,null,null,null,null,null,null,null,null,null,null,null,null,null,null,null,null,null,null,null,null,null,null,null,null,null,null,null,null,null,null,null,null,null,null,null,null,null,null,null,null,null,null,null,null,null,null,null,null,null,null,null,null,null,null,null,null,null,null,null,null,null,null,null,null,null,null,null,null,null,null,null,null,null,null,null,null,null,null,null,null,null,null,null,null,null,null,null,null,null,null,null,null,null,null,null,null,null,null,null,null,null,null,"Jun12","6/12 Hour 20",3908,3913]
["06/14","23:00:00","2023-06-14T23:00:00",6,14,23,1,null,null,null,null,null,null,null,null,null,null,null,null,null,null,null,null,null,null,null,null,null,null,null,null,null,null,null,null,null,null,null,null,null,null,null,null,null,null,null,null,null,null,null,null,null,null,null,null,null,null,null,null,null,null,null,null,null,null,null,null,null,null,null,null,null,null,null,null,null,null,null,null,null,null,null,null,null,null,null,null,null,null,null,null,null,null,null,null,null,null,null,null,null,null,null,null,null,null,null,null,null,null,null,null,null,null,null,null,null,null,null,null,null,null,"Jun14","6/14 Hour 23",3959,3964]
["06/16","10:00:00","2023-06-16T10:00:00",6,16,10,3,null,null,null,null,null,null,null,null,null,null,null,null,null,null,null,null,null,null,null,null,null,null,null,null,null,null,null,null,null,null,null,null,null,null,null,null,null,null,null,null,null,null,null,null,null,null,null,null,null,null,null,null,null,null,null,null,null,null,null,null,null,null,null,null,null,null,null,null,null,null,null,null,null,null,null,null,null,null,null,null,null,null,null,null,null,null,null,null,null,null,null,null,null,null,null,null,null,null,null,null,null,null,null,null,null,null,null,null,null,null,null,null,null,null,"Jun16","6/16 Hour 10",3994,3999]
["06/17","07:00:00","2023-06-17T07:00:00",6,17,7,4,null,null,null,null,null,null,null,null,null,null,null,null,null,null,null,null,null,null,null,null,null,null,null,null,null,null,null,null,null,null,null,null,null,null,null,null,null,null,null,null,null,null,null,null,null,null,null,null,null,null,null,null,null,null,null,null,null,null,null,null,null,null,null,null,null,null,null,null,null,null,null,null,null,null,null,null,null,null,null,null,null,null,null,null,null,null,null,null,null,null,null,null,null,null,null,null,null,null,null,null,null,null,null,null,null,null,null,null,null,null,null,null,null,null,"Jun17","6/17 Hour 7",4015,4020]
["06/19","05:00:00","2023-06-19T05:00:00",6,19,5,6,null,null,null,null,null,null,null,null,null,null,null,null,null,null,null,null,null,null,null,null,null,null,null,null,null,null,null,null,null,null,null,null,null,null,null,null,null,null,null,null,null,null,null,null,null,null,null,null,null,null,null,null,null,null,null,null,null,null,null,null,null,null,null,null,null,null,null,null,null,null,null,null,null,null,null,null,null,null,null,null,null,null,null,null,null,null,null,null,null,null,null,null,null,null,null,null,null,null,null,null,null,null,null,null,null,null,null,null,null,null,null,null,null,null,"Jun19","6/19 Hour 5",4061,4066]
["06/20","16:00:00","2023-06-20T16:00:00",6,20,16,7,null,null,null,null,null,null,null,null,null,null,null,null,null,null,null,null,null,null,null,null,null,null,null,null,null,null,null,null,null,null,null,null,null,null,null,null,null,null,null,null,null,null,null,null,null,null,null,null,null,null,null,null,null,null,null,null,null,null,null,null,null,null,null,null,null,null,null,null,null,null,null,null,null,null,null,null,null,null,null,null,null,null,null,null,null,null,null,null,null,null,null,null,null,null,null,null,null,null,null,null,null,null,null,null,null,null,null,null,null,null,null,null,null,null,"Jun20","6/20 Hour 16",4096,4101]
["06/21","09:00:00","2023-06-21T09:00:00",6,21,9,1,null,null,null,null,null,null,null,null,null,null,null,null,null,null,null,null,null,null,null,null,null,null,null,null,null,null,null,null,null,null,null,null,null,null,null,null,null,null,null,null,null,null,null,null,null,null,null,null,null,null,null,null,null,null,null,null,null,null,null,null,null,null,null,null,null,null,null,null,null,null,null,null,null,null,null,null,null,null,null,null,null,null,null,null,null,null,null,null,null,null,null,null,null,null,null,null,null,null,null,null,null,null,null,null,null,null,null,null,null,null,null,null,null,null,"Jun21","6/21 Hour 9",4113,4118]
["06/23","12:00:00","2023-06-23T12:00:00",6,23,12,3,null,null,null,null,null,null,null,null,null,null,null,null,null,null,null,null,null,null,null,null,null,null,null,null,null,null,null,null,null,null,null,null,null,null,null,null,null,null,null,null,null,null,null,null,null,null,null,null,null,null,null,null,null,null,null,null,null,null,null,null,null,null,null,null,null,null,null,null,null,null,null,null,null,null,null,null,null,null,null,null,null,null,null,null,null,null,null,null,null,null,null,null,null,null,null,null,null,null,null,null,null,null,null,null,null,null,null,null,null,null,null,null,null,null,"Jun23","6/23 Hour 12",4164,4169]
["06/24","23:00:00","2023-06-24T23:00:00",6,24,23,4,null,null,null,null,null,null,null,null,null,null,null,null,null,null,null,null,null,null,null,null,null,null,null,null,null,null,null,null,null,null,null,null,null,null,null,null,null,null,null,null,null,null,null,null,null,null,null,null,null,null,null,null,null,null,null,null,null,null,null,null,null,null,null,null,null,null,null,null,null,null,null,null,null,null,null,null,null,null,null,null,null,null,null,null,null,null,null,null,null,null,null,null,null,null,null,null,null,null,null,null,null,null,null,null,null,null,null,null,null,null,null,null,null,null,"Jun24","6/24 Hour 23",4199,4204]
["06/26","05:00:00","2023-06-26T05:00:00",6,26,5,6,null,null,null,null,null,null,null,null,null,null,null,null,null,null,null,null,null,null,null,null,null,null,null,null,null,null,null,null,null,null,null,null,null,null,null,null,null,null,null,null,null,null,null,null,null,null,null,null,null,null,null,null,null,null,null,null,null,null,null,null,null,null,null,null,null,null,null,null,null,null,null,null,null,null,null,null,null,null,null,null,null,null,null,null,null,null,null,null,null,null,null,null,null,null,null,null,null,null,null,null,null,null,null,null,null,null,null,null,null,null,null,null,null,null,"Jun26","6/26 Hour 5",4229,4234]
["06/27","02:00:00","2023-06-27T02:00:00",6,27,2,7,null,null,null,null,null,null,null,null,null,null,null,null,null,null,null,null,null,null,null,null,null,null,null,null,null,null,null,null,null,null,null,null,null,null,null,null,null,null,null,null,null,null,null,null,null,null,null,null,null,null,null,null,null,null,null,null,null,null,null,null,null,null,null,null,null,null,null,null,null,null,null,null,null,null,null,null,null,null,null,null,null,null,null,null,null,null,null,null,null,null,null,null,null,null,null,null,null,null,null,null,null,null,null,null,null,null,null,null,null,null,null,null,null,null,"Jun27","6/27 Hour 2",4250,4255]
["06/29","05:00:00","2023-06-29T05:00:00",6,29,5,2,null,null,null,null,null,null,null,null,null,null,null,null,null,null,null,null,null,null,null,null,null,null,null,null,null,null,null,null,null,null,null,null,null,null,null,null,null,null,null,null,null,null,null,null,null,null,null,null,null,null,null,null,null,null,null,null,null,null,null,null,null,null,null,null,null,null,null,null,null,null,null,null,null,null,null,null,null,null,null,null,null,null,null,null,null,null,null,null,null,null,null,null,null,null,null,null,null,null,null,null,null,null,null,null,null,null,null,null,null,null,null,null,null,null,"Jun29","6/29 Hour 5",4301,4306]
["06/29","22:00:00","2023-06-29T22:00:00",6,29,22,2,null,null,null,null,null,null,null,null,null,null,null,null,null,null,null,null,null,null,null,null,null,null,null,null,null,null,null,null,null,null,null,null,null,null,null,null,null,null,null,null,null,null,null,null,null,null,null,null,null,null,null,null,null,null,null,null,null,null,null,null,null,null,null,null,null,null,null,null,null,null,null,null,null,null,null,null,null,null,null,null,null,null,null,null,null,null,null,null,null,null,null,null,null,null,null,null,null,null,null,null,null,null,null,null,null,null,null,null,null,null,null,null,null,null,"Jun29","6/29 Hour 22",4318,4323]
["07/01","09:00:00",{"$f":"A4358+B4358","v":"2023-07-01T09:00:00"},7,1,9,4,null,null,null,null,null,null,null,null,null,null,null,null,null,null,null,null,null,null,null,null,null,null,null,null,null,null,null,null,null,null,null,null,null,null,null,null,null,null,null,null,null,null,null,null,null,null,null,null,null,null,null,null,null,null,null,null,null,null,null,null,null,null,null,null,null,null,null,null,null,null,null,null,null,null,null,null,null,null,null,null,null,null,null,null,null,null,null,null,null,null,null,null,null,null,null,null,null,null,null,null,null,null,null,null,null,null,null,null,null,null,null,null,null,null,"Jul1","7/1 Hour 9",4353,4358]
["07/03","11:00:00","2023-07-03T11:00:00",7,3,11,6,null,null,null,null,null,null,null,null,null,null,null,null,null,null,null,null,null,null,null,null,null,null,null,null,null,null,null,null,null,null,null,null,null,null,null,null,null,null,null,null,null,null,null,null,null,null,null,null,null,null,null,null,null,null,null,null,null,null,null,null,null,null,null,null,null,null,null,null,null,null,null,null,null,null,null,null,null,null,null,null,null,null,null,null,null,null,null,null,null,null,null,null,null,null,null,null,null,null,null,null,null,null,null,null,null,null,null,null,null,null,null,null,null,null,"Jul3","7/3 Hour 11",4403,4408]
["07/04","04:00:00","2023-07-04T04:00:00",7,4,4,7,null,null,null,null,null,null,null,null,null,null,null,null,null,null,null,null,null,null,null,null,null,null,null,null,null,null,null,null,null,null,null,null,null,null,null,null,null,null,null,null,null,null,null,null,null,null,null,null,null,null,null,null,null,null,null,null,null,null,null,null,null,null,null,null,null,null,null,null,null,null,null,null,null,null,null,null,null,null,null,null,null,null,null,null,null,null,null,null,null,null,null,null,null,null,null,null,null,null,null,null,null,null,null,null,null,null,null,null,null,null,null,null,null,null,"Jul4","7/4 Hour 4",4420,4425]
["07/05","15:00:00","2023-07-05T15:00:00",7,5,15,8,null,null,null,null,null,null,null,null,null,null,null,null,null,null,null,null,null,null,null,null,null,null,null,null,null,null,null,null,null,null,null,null,null,null,null,null,null,null,null,null,null,null,null,null,null,null,null,null,null,null,null,null,null,null,null,null,null,null,null,null,null,null,null,null,null,null,null,null,null,null,null,null,null,null,null,null,null,null,null,null,null,null,null,null,null,null,null,null,null,null,null,null,null,null,null,null,null,null,null,null,null,null,null,null,null,null,null,null,null,null,null,null,null,null,"Jul5","7/5 Hour 15",4455,4460]
["07/06","08:00:00","2023-07-06T08:00:00",7,6,8,2,null,null,null,null,null,null,null,null,null,null,null,null,null,null,null,null,null,null,null,null,null,null,null,null,null,null,null,null,null,null,null,null,null,null,null,null,null,null,null,null,null,null,null,null,null,null,null,null,null,null,null,null,null,null,null,null,null,null,null,null,null,null,null,null,null,null,null,null,null,null,null,null,null,null,null,null,null,null,null,null,null,null,null,null,null,null,null,null,null,null,null,null,null,null,null,null,null,null,null,null,null,null,null,null,null,null,null,null,null,null,null,null,null,null,"Jul6","7/6 Hour 8",4472,4477]
["07/07","19:00:00","2023-07-07T19:00:00",7,7,19,3,null,null,null,null,null,null,null,null,null,null,null,null,null,null,null,null,null,null,null,null,null,null,null,null,null,null,null,null,null,null,null,null,null,null,null,null,null,null,null,null,null,null,null,null,null,null,null,null,null,null,null,null,null,null,null,null,null,null,null,null,null,null,null,null,null,null,null,null,null,null,null,null,null,null,null,null,null,null,null,null,null,null,null,null,null,null,null,null,null,null,null,null,null,null,null,null,null,null,null,null,null,null,null,null,null,null,null,null,null,null,null,null,null,null,"Jul7","7/7 Hour 19",4507,4512]
["07/09","08:00:00","2023-07-09T08:00:00",7,9,8,5,null,null,null,null,null,null,null,null,null,null,null,null,null,null,null,null,null,null,null,null,null,null,null,null,null,null,null,null,null,null,null,null,null,null,null,null,null,null,null,null,null,null,null,null,null,null,null,null,null,null,null,null,null,null,null,null,null,null,null,null,null,null,null,null,null,null,null,null,null,null,null,null,null,null,null,null,null,null,null,null,null,null,null,null,null,null,null,null,null,null,null,null,null,null,null,null,null,null,null,null,null,null,null,null,null,null,null,null,null,null,null,null,null,null,"Jul9","7/9 Hour 8",4544,4549]
["07/10","14:00:00","2023-07-10T14:00:00",7,10,14,6,null,null,null,null,null,null,null,null,null,null,null,null,null,null,null,null,null,null,null,null,null,null,null,null,null,null,null,null,null,null,null,null,null,null,null,null,null,null,null,null,null,null,null,null,null,null,null,null,null,null,null,null,null,null,null,null,null,null,null,null,null,null,null,null,null,null,null,null,null,null,null,null,null,null,null,null,null,null,null,null,null,null,null,null,null,null,null,null,null,null,null,null,null,null,null,null,null,null,null,null,null,null,null,null,null,null,null,null,null,null,null,null,null,null,"Jul10","7/10 Hour 14",4574,4579]
["07/12","01:00:00",{"$f":"A4614+B4614","v":"2023-07-12T01:00:00"},7,12,1,1,null,null,null,null,null,null,null,null,null,null,null,null,null,null,null,null,null,null,null,null,null,null,null,null,null,null,null,null,null,null,null,null,null,null,null,null,null,null,null,null,null,null,null,null,null,null,null,null,null,null,null,null,null,null,null,null,null,null,null,null,null,null,null,null,null,null,null,null,null,null,null,null,null,null,null,null,null,null,null,null,null,null,null,null,null,null,null,null,null,null,null,null,null,null,null,null,null,null,null,null,null,null,null,null,null,null,null,null,null,null,null,null,null,null,"Jul12","7/12 Hour 1",4609,4614]
["07/14","04:00:00","2023-07-14T04:00:00",7,14,4,3,null,null,null,null,null,null,null,null,null,null,null,null,null,null,null,null,null,null,null,null,null,null,null,null,null,null,null,null,null,null,null,null,null,null,null,null,null,null,null,null,null,null,null,null,null,null,null,null,null,null,null,null,null,null,null,null,null,null,null,null,null,null,null,null,null,null,null,null,null,null,null,null,null,null,null,null,null,null,null,null,null,null,null,null,null,null,null,null,null,null,null,null,null,null,null,null,null,null,null,null,null,null,null,null,null,null,null,null,null,null,null,null,null,null,"Jul14","7/14 Hour 4",4660,4665]
["07/15","15:00:00","2023-07-15T15:00:00",7,15,15,4,null,null,null,null,null,null,null,null,null,null,null,null,null,null,null,null,null,null,null,null,null,null,null,null,null,null,null,null,null,null,null,null,null,null,null,null,null,null,null,null,null,null,null,null,null,null,null,null,null,null,null,null,null,null,null,null,null,null,null,null,null,null,null,null,null,null,null,null,null,null,null,null,null,null,null,null,null,null,null,null,null,null,null,null,null,null,null,null,null,null,null,null,null,null,null,null,null,null,null,null,null,null,null,null,null,null,null,null,null,null,null,null,null,null,"Jul15","7/15 Hour 15",4695,4700]
["07/16","14:00:00","2023-07-16T14:00:00",7,16,14,5,null,null,null,null,null,null,null,null,null,null,null,null,null,null,null,null,null,null,null,null,null,null,null,null,null,null,null,null,null,null,null,null,null,null,null,null,null,null,null,null,null,null,null,null,null,null,null,null,null,null,null,null,null,null,null,null,null,null,null,null,null,null,null,null,null,null,null,null,null,null,null,null,null,null,null,null,null,null,null,null,null,null,null,null,null,null,null,null,null,null,null,null,null,null,null,null,null,null,null,null,null,null,null,null,null,null,null,null,null,null,null,null,null,null,"Jul16","7/16 Hour 14",4718,4723]
["07/18","10:00:00","2023-07-18T10:00:00",7,18,10,7,null,null,null,null,null,null,null,null,null,null,null,null,null,null,null,null,null,null,null,null,null,null,null,null,null,null,null,null,null,null,null,null,null,null,null,null,null,null,null,null,null,null,null,null,null,null,null,null,null,null,null,null,null,null,null,null,null,null,null,null,null,null,null,null,null,null,null,null,null,null,null,null,null,null,null,null,null,null,null,null,null,null,null,null,null,null,null,null,null,null,null,null,null,null,null,null,null,null,null,null,null,null,null,null,null,null,null,null,null,null,null,null,null,null,"Jul18","7/18 Hour 10",4762,4767]
["07/19","21:00:00","2023-07-19T21:00:00",7,19,21,1,null,null,null,null,null,null,null,null,null,null,null,null,null,null,null,null,null,null,null,null,null,null,null,null,null,null,null,null,null,null,null,null,null,null,null,null,null,null,null,null,null,null,null,null,null,null,null,null,null,null,null,null,null,null,null,null,null,null,null,null,null,null,null,null,null,null,null,null,null,null,null,null,null,null,null,null,null,null,null,null,null,null,null,null,null,null,null,null,null,null,null,null,null,null,null,null,null,null,null,null,null,null,null,null,null,null,null,null,null,null,null,null,null,null,"Jul19","7/19 Hour 21",4797,4802]
["07/20","14:00:00","2023-07-20T14:00:00",7,20,14,2,null,null,null,null,null,null,null,null,null,null,null,null,null,null,null,null,null,null,null,null,null,null,null,null,null,null,null,null,null,null,null,null,null,null,null,null,null,null,null,null,null,null,null,null,null,null,null,null,null,null,null,null,null,null,null,null,null,null,null,null,null,null,null,null,null,null,null,null,null,null,null,null,null,null,null,null,null,null,null,null,null,null,null,null,null,null,null,null,null,null,null,null,null,null,null,null,null,null,null,null,null,null,null,null,null,null,null,null,null,null,null,null,null,null,"Jul20","7/20 Hour 14",4814,4819]
["07/22","17:00:00",{"$f":"A4870+B4870","v":"2023-07-22T17:00:00"},7,22,17,4,null,null,null,null,null,null,null,null,null,null,null,null,null,null,null,null,null,null,null,null,null,null,null,null,null,null,null,null,null,null,null,null,null,null,null,null,null,null,null,null,null,null,null,null,null,null,null,null,null,null,null,null,null,null,null,null,null,null,null,null,null,null,null,null,null,null,null,null,null,null,null,null,null,null,null,null,null,null,null,null,null,null,null,null,null,null,null,null,null,null,null,null,null,null,null,null,null,null,null,null,null,null,null,null,null,null,null,null,null,null,null,null,null,null,"Jul22","7/22 Hour 17",4865,4870]
["07/24","04:00:00","2023-07-24T04:00:00",7,24,4,6,null,null,null,null,null,null,null,null,null,null,null,null,null,null,null,null,null,null,null,null,null,null,null,null,null,null,null,null,null,null,null,null,null,null,null,null,null,null,null,null,null,null,null,null,null,null,null,null,null,null,null,null,null,null,null,null,null,null,null,null,null,null,null,null,null,null,null,null,null,null,null,null,null,null,null,null,null,null,null,null,null,null,null,null,null,null,null,null,null,null,null,null,null,null,null,null,null,null,null,null,null,null,null,null,null,null,null,null,null,null,null,null,null,null,"Jul24","7/24 Hour 4",4900,4905]
["07/25","12:00:00","2023-07-25T12:00:00",7,25,12,7,null,null,null,null,null,null,null,null,null,null,null,null,null,null,null,null,null,null,null,null,null,null,null,null,null,null,null,null,null,null,null,null,null,null,null,null,null,null,null,null,null,null,null,null,null,null,null,null,null,null,null,null,null,null,null,null,null,null,null,null,null,null,null,null,null,null,null,null,null,null,null,null,null,null,null,null,null,null,null,null,null,null,null,null,null,null,null,null,null,null,null,null,null,null,null,null,null,null,null,null,null,null,null,null,null,null,null,null,null,null,null,null,null,null,"Jul25","7/25 Hour 12",4932,4937]
["07/26","07:00:00","2023-07-26T07:00:00",7,26,7,1,null,null,null,null,null,null,null,null,null,null,null,null,null,null,null,null,null,null,null,null,null,null,null,null,null,null,null,null,null,null,null,null,null,null,null,null,null,null,null,null,null,null,null,null,null,null,null,null,null,null,null,null,null,null,null,null,null,null,null,null,null,null,null,null,null,null,null,null,null,null,null,null,null,null,null,null,null,null,null,null,null,null,null,null,null,null,null,null,null,null,null,null,null,null,null,null,null,null,null,null,null,null,null,null,null,null,null,null,null,null,null,null,null,null,"Jul26","7/26 Hour 7",4951,4956]
["07/28","10:00:00","2023-07-28T10:00:00",7,28,10,3,null,null,null,null,null,null,null,null,null,null,null,null,null,null,null,null,null,null,null,null,null,null,null,null,null,null,null,null,null,null,null,null,null,null,null,null,null,null,null,null,null,null,null,null,null,null,null,null,null,null,null,null,null,null,null,null,null,null,null,null,null,null,null,null,null,null,null,null,null,null,null,null,null,null,null,null,null,null,null,null,null,null,null,null,null,null,null,null,null,null,null,null,null,null,null,null,null,null,null,null,null,null,null,null,null,null,null,null,null,null,null,null,null,null,"Jul28","7/28 Hour 10",5002,5007]
["07/29","03:00:00","2023-07-29T03:00:00",7,29,3,4,null,null,null,null,null,null,null,null,null,null,null,null,null,null,null,null,null,null,null,null,null,null,null,null,null,null,null,null,null,null,null,null,null,null,null,null,null,null,null,null,null,null,null,null,null,null,null,null,null,null,null,null,null,null,null,null,null,null,null,null,null,null,null,null,null,null,null,null,null,null,null,null,null,null,null,null,null,null,null,null,null,null,null,null,null,null,null,null,null,null,null,null,null,null,null,null,null,null,null,null,null,null,null,null,null,null,null,null,null,null,null,null,null,null,"Jul29","7/29 Hour 3",5019,5024]
["07/30","14:00:00","2023-07-30T14:00:00",7,30,14,5,null,null,null,null,null,null,null,null,null,null,null,null,null,null,null,null,null,null,null,null,null,null,null,null,null,null,null,null,null,null,null,null,null,null,null,null,null,null,null,null,null,null,null,null,null,null,null,null,null,null,null,null,null,null,null,null,null,null,null,null,null,null,null,null,null,null,null,null,null,null,null,null,null,null,null,null,null,null,null,null,null,null,null,null,null,null,null,null,null,null,null,null,null,null,null,null,null,null,null,null,null,null,null,null,null,null,null,null,null,null,null,null,null,null,"Jul30","7/30 Hour 14",5054,5059]
["08/01","18:00:00","2023-08-01T18:00:00",8,1,18,7,null,null,null,null,null,null,null,null,null,null,null,null,null,null,null,null,null,null,null,null,null,null,null,null,null,null,null,null,null,null,null,null,null,null,null,null,null,null,null,null,null,null,null,null,null,null,null,null,null,null,null,null,null,null,null,null,null,null,null,null,null,null,null,null,null,null,null,null,null,null,null,null,null,null,null,null,null,null,null,null,null,null,null,null,null,null,null,null,null,null,null,null,null,null,null,null,null,null,null,null,null,null,null,null,null,null,null,null,null,null,null,null,null,null,"Aug1","8/1 Hour 18",5106,5111]
["08/03","03:00:00","2023-08-03T03:00:00",8,3,3,2,null,null,null,null,null,null,null,null,null,null,null,null,null,null,null,null,null,null,null,null,null,null,null,null,null,null,null,null,null,null,null,null,null,null,null,null,null,null,null,null,null,null,null,null,null,null,null,null,null,null,null,null,null,null,null,null,null,null,null,null,null,null,null,null,null,null,null,null,null,null,null,null,null,null,null,null,null,null,null,null,null,null,null,null,null,null,null,null,null,null,null,null,null,null,null,null,null,null,null,null,null,null,null,null,null,null,null,null,null,null,null,null,null,null,"Aug3","8/3 Hour 3",5139,5144]
["08/03","20:00:00","2023-08-03T20:00:00",8,3,20,2,null,null,null,null,null,null,null,null,null,null,null,null,null,null,null,null,null,null,null,null,null,null,null,null,null,null,null,null,null,null,null,null,null,null,null,null,null,null,null,null,null,null,null,null,null,null,null,null,null,null,null,null,null,null,null,null,null,null,null,null,null,null,null,null,null,null,null,null,null,null,null,null,null,null,null,null,null,null,null,null,null,null,null,null,null,null,null,null,null,null,null,null,null,null,null,null,null,null,null,null,null,null,null,null,null,null,null,null,null,null,null,null,null,null,"Aug3","8/3 Hour 20",5156,5161]
["08/05","23:00:00","2023-08-05T23:00:00",8,5,23,4,null,null,null,null,null,null,null,null,null,null,null,null,null,null,null,null,null,null,null,null,null,null,null,null,null,null,null,null,null,null,null,null,null,null,null,null,null,null,null,null,null,null,null,null,null,null,null,null,null,null,null,null,null,null,null,null,null,null,null,null,null,null,null,null,null,null,null,null,null,null,null,null,null,null,null,null,null,null,null,null,null,null,null,null,null,null,null,null,null,null,null,null,null,null,null,null,null,null,null,null,null,null,null,null,null,null,null,null,null,null,null,null,null,null,"Aug5","8/5 Hour 23",5207,5212]
["08/07","10:00:00","2023-08-07T10:00:00",8,7,10,6,null,null,null,null,null,null,null,null,null,null,null,null,null,null,null,null,null,null,null,null,null,null,null,null,null,null,null,null,null,null,null,null,null,null,null,null,null,null,null,null,null,null,null,null,null,null,null,null,null,null,null,null,null,null,null,null,null,null,null,null,null,null,null,null,null,null,null,null,null,null,null,null,null,null,null,null,null,null,null,null,null,null,null,null,null,null,null,null,null,null,null,null,null,null,null,null,null,null,null,null,null,null,null,null,null,null,null,null,null,null,null,null,null,null,"Aug7","8/7 Hour 10",5242,5247]
["08/08","00:00:00","2023-08-08",8,8,24,7,null,null,null,null,null,null,null,null,null,null,null,null,null,null,null,null,null,null,null,null,null,null,null,null,null,null,null,null,null,null,null,null,null,null,null,null,null,null,null,null,null,null,null,null,null,null,null,null,null,null,null,null,null,null,null,null,null,null,null,null,null,null,null,null,null,null,null,null,null,null,null,null,null,null,null,null,null,null,null,null,null,null,null,null,null,null,null,null,null,null,null,null,null,null,null,null,null,null,null,null,null,null,null,null,null,null,null,null,null,null,null,null,null,null,"Aug8","8/8 Hour 24",5280,5285]
["08/10","05:00:00","2023-08-10T05:00:00",8,10,5,2,null,null,null,null,null,null,null,null,null,null,null,null,null,null,null,null,null,null,null,null,null,null,null,null,null,null,null,null,null,null,null,null,null,null,null,null,null,null,null,null,null,null,null,null,null,null,null,null,null,null,null,null,null,null,null,null,null,null,null,null,null,null,null,null,null,null,null,null,null,null,null,null,null,null,null,null,null,null,null,null,null,null,null,null,null,null,null,null,null,null,null,null,null,null,null,null,null,null,null,null,null,null,null,null,null,null,null,null,null,null,null,null,null,null,"Aug10","8/10 Hour 5",5309,5314]
["08/11","16:00:00","2023-08-11T16:00:00",8,11,16,3,null,null,null,null,null,null,null,null,null,null,null,null,null,null,null,null,null,null,null,null,null,null,null,null,null,null,null,null,null,null,null,null,null,null,null,null,null,null,null,null,null,null,null,null,null,null,null,null,null,null,null,null,null,null,null,null,null,null,null,null,null,null,null,null,null,null,null,null,null,null,null,null,null,null,null,null,null,null,null,null,null,null,null,null,null,null,null,null,null,null,null,null,null,null,null,null,null,null,null,null,null,null,null,null,null,null,null,null,null,null,null,null,null,null,"Aug11","8/11 Hour 16",5344,5349]
["08/12","09:00:00","2023-08-12T09:00:00",8,12,9,4,null,null,null,null,null,null,null,null,null,null,null,null,null,null,null,null,null,null,null,null,null,null,null,null,null,null,null,null,null,null,null,null,null,null,null,null,null,null,null,null,null,null,null,null,null,null,null,null,null,null,null,null,null,null,null,null,null,null,null,null,null,null,null,null,null,null,null,null,null,null,null,null,null,null,null,null,null,null,null,null,null,null,null,null,null,null,null,null,null,null,null,null,null,null,null,null,null,null,null,null,null,null,null,null,null,null,null,null,null,null,null,null,null,null,"Aug12","8/12 Hour 9",5361,5366]
["08/13","20:00:00","2023-08-13T20:00:00",8,13,20,5,null,null,null,null,null,null,null,null,null,null,null,null,null,null,null,null,null,null,null,null,null,null,null,null,null,null,null,null,null,null,null,null,null,null,null,null,null,null,null,null,null,null,null,null,null,null,null,null,null,null,null,null,null,null,null,null,null,null,null,null,null,null,null,null,null,null,null,null,null,null,null,null,null,null,null,null,null,null,null,null,null,null,null,null,null,null,null,null,null,null,null,null,null,null,null,null,null,null,null,null,null,null,null,null,null,null,null,null,null,null,null,null,null,null,"Aug13","8/13 Hour 20",5396,5401]
["08/15","23:00:00","2023-08-15T23:00:00",8,15,23,7,null,null,null,null,null,null,null,null,null,null,null,null,null,null,null,null,null,null,null,null,null,null,null,null,null,null,null,null,null,null,null,null,null,null,null,null,null,null,null,null,null,null,null,null,null,null,null,null,null,null,null,null,null,null,null,null,null,null,null,null,null,null,null,null,null,null,null,null,null,null,null,null,null,null,null,null,null,null,null,null,null,null,null,null,null,null,null,null,null,null,null,null,null,null,null,null,null,null,null,null,null,null,null,null,null,null,null,null,null,null,null,null,null,null,"Aug15","8/15 Hour 23",5447,5452]
["08/16","13:00:00","2023-08-16T13:00:00",8,16,13,1,null,null,null,null,null,null,null,null,null,null,null,null,null,null,null,null,null,null,null,null,null,null,null,null,null,null,null,null,null,null,null,null,null,null,null,null,null,null,null,null,null,null,null,null,null,null,null,null,null,null,null,null,null,null,null,null,null,null,null,null,null,null,null,null,null,null,null,null,null,null,null,null,null,null,null,null,null,null,null,null,null,null,null,null,null,null,null,null,null,null,null,null,null,null,null,null,null,null,null,null,null,null,null,null,null,null,null,null,null,null,null,null,null,null,"Aug16","8/16 Hour 13",5461,5466]
["08/18","02:00:00","2023-08-18T02:00:00",8,18,2,3,null,null,null,null,null,null,null,null,null,null,null,null,null,null,null,null,null,null,null,null,null,null,null,null,null,null,null,null,null,null,null,null,null,null,null,null,null,null,null,null,null,null,null,null,null,null,null,null,null,null,null,null,null,null,null,null,null,null,null,null,null,null,null,null,null,null,null,null,null,null,null,null,null,null,null,null,null,null,null,null,null,null,null,null,null,null,null,null,null,null,null,null,null,null,null,null,null,null,null,null,null,null,null,null,null,null,null,null,null,null,null,null,null,null,"Aug18","8/18 Hour 2",5498,5503]
["08/20","05:00:00","2023-08-20T05:00:00",8,20,5,5,null,null,null,null,null,null,null,null,null,null,null,null,null,null,null,null,null,null,null,null,null,null,null,null,null,null,null,null,null,null,null,null,null,null,null,null,null,null,null,null,null,null,null,null,null,null,null,null,null,null,null,null,null,null,null,null,null,null,null,null,null,null,null,null,null,null,null,null,null,null,null,null,null,null,null,null,null,null,null,null,null,null,null,null,null,null,null,null,null,null,null,null,null,null,null,null,null,null,null,null,null,null,null,null,null,null,null,null,null,null,null,null,null,null,"Aug20","8/20 Hour 5",5549,5554]
["08/20","22:00:00","2023-08-20T22:00:00",8,20,22,5,null,null,null,null,null,null,null,null,null,null,null,null,null,null,null,null,null,null,null,null,null,null,null,null,null,null,null,null,null,null,null,null,null,null,null,null,null,null,null,null,null,null,null,null,null,null,null,null,null,null,null,null,null,null,null,null,null,null,null,null,null,null,null,null,null,null,null,null,null,null,null,null,null,null,null,null,null,null,null,null,null,null,null,null,null,null,null,null,null,null,null,null,null,null,null,null,null,null,null,null,null,null,null,null,null,null,null,null,null,null,null,null,null,null,"Aug20","8/20 Hour 22",5566,5571]
["08/22","09:00:00","2023-08-22T09:00:00",8,22,9,7,null,null,null,null,null,null,null,null,null,null,null,null,null,null,null,null,null,null,null,null,null,null,null,null,null,null,null,null,null,null,null,null,null,null,null,null,null,null,null,null,null,null,null,null,null,null,null,null,null,null,null,null,null,null,null,null,null,null,null,null,null,null,null,null,null,null,null,null,null,null,null,null,null,null,null,null,null,null,null,null,null,null,null,null,null,null,null,null,null,null,null,null,null,null,null,null,null,null,null,null,null,null,null,null,null,null,null,null,null,null,null,null,null,null,"Aug22","8/22 Hour 9",5601,5606]
["08/23","19:00:00","2023-08-23T19:00:00",8,23,19,1,null,null,null,null,null,null,null,null,null,null,null,null,null,null,null,null,null,null,null,null,null,null,null,null,null,null,null,null,null,null,null,null,null,null,null,null,null,null,null,null,null,null,null,null,null,null,null,null,null,null,null,null,null,null,null,null,null,null,null,null,null,null,null,null,null,null,null,null,null,null,null,null,null,null,null,null,null,null,null,null,null,null,null,null,null,null,null,null,null,null,null,null,null,null,null,null,null,null,null,null,null,null,null,null,null,null,null,null,null,null,null,null,null,null,"Aug23","8/23 Hour 19",5635,5640]
["08/25","22:00:00","2023-08-25T22:00:00",8,25,22,3,null,null,null,null,null,null,null,null,null,null,null,null,null,null,null,null,null,null,null,null,null,null,null,null,null,null,null,null,null,null,null,null,null,null,null,null,null,null,null,null,null,null,null,null,null,null,null,null,null,null,null,null,null,null,null,null,null,null,null,null,null,null,null,null,null,null,null,null,null,null,null,null,null,null,null,null,null,null,null,null,null,null,null,null,null,null,null,null,null,null,null,null,null,null,null,null,null,null,null,null,null,null,null,null,null,null,null,null,null,null,null,null,null,null,"Aug25","8/25 Hour 22",5686,5691]
["08/26","15:00:00","2023-08-26T15:00:00",8,26,15,4,null,null,null,null,null,null,null,null,null,null,null,null,null,null,null,null,null,null,null,null,null,null,null,null,null,null,null,null,null,null,null,null,null,null,null,null,null,null,null,null,null,null,null,null,null,null,null,null,null,null,null,null,null,null,null,null,null,null,null,null,null,null,null,null,null,null,null,null,null,null,null,null,null,null,null,null,null,null,null,null,null,null,null,null,null,null,null,null,null,null,null,null,null,null,null,null,null,null,null,null,null,null,null,null,null,null,null,null,null,null,null,null,null,null,"Aug26","8/26 Hour 15",5703,5708]
["08/28","18:00:00","2023-08-28T18:00:00",8,28,18,6,null,null,null,null,null,null,null,null,null,null,null,null,null,null,null,null,null,null,null,null,null,null,null,null,null,null,null,null,null,null,null,null,null,null,null,null,null,null,null,null,null,null,null,null,null,null,null,null,null,null,null,null,null,null,null,null,null,null,null,null,null,null,null,null,null,null,null,null,null,null,null,null,null,null,null,null,null,null,null,null,null,null,null,null,null,null,null,null,null,null,null,null,null,null,null,null,null,null,null,null,null,null,null,null,null,null,null,null,null,null,null,null,null,null,"Aug28","8/28 Hour 18",5754,5759]
["08/30","05:00:00","2023-08-30T05:00:00",8,30,5,1,null,null,null,null,null,null,null,null,null,null,null,null,null,null,null,null,null,null,null,null,null,null,null,null,null,null,null,null,null,null,null,null,null,null,null,null,null,null,null,null,null,null,null,null,null,null,null,null,null,null,null,null,null,null,null,null,null,null,null,null,null,null,null,null,null,null,null,null,null,null,null,null,null,null,null,null,null,null,null,null,null,null,null,null,null,null,null,null,null,null,null,null,null,null,null,null,null,null,null,null,null,null,null,null,null,null,null,null,null,null,null,null,null,null,"Aug30","8/30 Hour 5",5789,5794]
["08/31","01:00:00","2023-08-31T01:00:00",8,31,1,2,null,null,null,null,null,null,null,null,null,null,null,null,null,null,null,null,null,null,null,null,null,null,null,null,null,null,null,null,null,null,null,null,null,null,null,null,null,null,null,null,null,null,null,null,null,null,null,null,null,null,null,null,null,null,null,null,null,null,null,null,null,null,null,null,null,null,null,null,null,null,null,null,null,null,null,null,null,null,null,null,null,null,null,null,null,null,null,null,null,null,null,null,null,null,null,null,null,null,null,null,null,null,null,null,null,null,null,null,null,null,null,null,null,null,"Aug31","8/31 Hour 1",5809,5814]
["09/01","08:00:00","2023-09-01T08:00:00",9,1,8,3,null,null,null,null,null,null,null,null,null,null,null,null,null,null,null,null,null,null,null,null,null,null,null,null,null,null,null,null,null,null,null,null,null,null,null,null,null,null,null,null,null,null,null,null,null,null,null,null,null,null,null,null,null,null,null,null,null,null,null,null,null,null,null,null,null,null,null,null,null,null,null,null,null,null,null,null,null,null,null,null,null,null,null,null,null,null,null,null,null,null,null,null,null,null,null,null,null,null,null,null,null,null,null,null,null,null,null,null,null,null,null,null,null,null,"Sep1","9/1 Hour 8",5840,5845]
["09/03","11:00:00","2023-09-03T11:00:00",9,3,11,5,null,null,null,null,null,null,null,null,null,null,null,null,null,null,null,null,null,null,null,null,null,null,null,null,null,null,null,null,null,null,null,null,null,null,null,null,null,null,null,null,null,null,null,null,null,null,null,null,null,null,null,null,null,null,null,null,null,null,null,null,null,null,null,null,null,null,null,null,null,null,null,null,null,null,null,null,null,null,null,null,null,null,null,null,null,null,null,null,null,null,null,null,null,null,null,null,null,null,null,null,null,null,null,null,null,null,null,null,null,null,null,null,null,null,"Sep3","9/3 Hour 11",5891,5896]
["09/04","04:00:00","2023-09-04T04:00:00",9,4,4,6,null,null,null,null,null,null,null,null,null,null,null,null,null,null,null,null,null,null,null,null,null,null,null,null,null,null,null,null,null,null,null,null,null,null,null,null,null,null,null,null,null,null,null,null,null,null,null,null,null,null,null,null,null,null,null,null,null,null,null,null,null,null,null,null,null,null,null,null,null,null,null,null,null,null,null,null,null,null,null,null,null,null,null,null,null,null,null,null,null,null,null,null,null,null,null,null,null,null,null,null,null,null,null,null,null,null,null,null,null,null,null,null,null,null,"Sep4","9/4 Hour 4",5908,5913]
["09/05","15:00:00","2023-09-05T15:00:00",9,5,15,7,null,null,null,null,null,null,null,null,null,null,null,null,null,null,null,null,null,null,null,null,null,null,null,null,null,null,null,null,null,null,null,null,null,null,null,null,null,null,null,null,null,null,null,null,null,null,null,null,null,null,null,null,null,null,null,null,null,null,null,null,null,null,null,null,null,null,null,null,null,null,null,null,null,null,null,null,null,null,null,null,null,null,null,null,null,null,null,null,null,null,null,null,null,null,null,null,null,null,null,null,null,null,null,null,null,null,null,null,null,null,null,null,null,null,"Sep5","9/5 Hour 15",5943,5948]
["09/06","08:00:00","2023-09-06T08:00:00",9,6,8,8,null,null,null,null,null,null,null,null,null,null,null,null,null,null,null,null,null,null,null,null,null,null,null,null,null,null,null,null,null,null,null,null,null,null,null,null,null,null,null,null,null,null,null,null,null,null,null,null,null,null,null,null,null,null,null,null,null,null,null,null,null,null,null,null,null,null,null,null,null,null,null,null,null,null,null,null,null,null,null,null,null,null,null,null,null,null,null,null,null,null,null,null,null,null,null,null,null,null,null,null,null,null,null,null,null,null,null,null,null,null,null,null,null,null,"Sep6","9/6 Hour 8",5960,5965]
["09/08","23:00:00","2023-09-08T23:00:00",9,8,23,3,null,null,null,null,null,null,null,null,null,null,null,null,null,null,null,null,null,null,null,null,null,null,null,null,null,null,null,null,null,null,null,null,null,null,null,null,null,null,null,null,null,null,null,null,null,null,null,null,null,null,null,null,null,null,null,null,null,null,null,null,null,null,null,null,null,null,null,null,null,null,null,null,null,null,null,null,null,null,null,null,null,null,null,null,null,null,null,null,null,null,null,null,null,null,null,null,null,null,null,null,null,null,null,null,null,null,null,null,null,null,null,null,null,null,"Sep8","9/8 Hour 23",6023,6028]
["09/09","21:00:00","2023-09-09T21:00:00",9,9,21,4,null,null,null,null,null,null,null,null,null,null,null,null,null,null,null,null,null,null,null,null,null,null,null,null,null,null,null,null,null,null,null,null,null,null,null,null,null,null,null,null,null,null,null,null,null,null,null,null,null,null,null,null,null,null,null,null,null,null,null,null,null,null,null,null,null,null,null,null,null,null,null,null,null,null,null,null,null,null,null,null,null,null,null,null,null,null,null,null,null,null,null,null,null,null,null,null,null,null,null,null,null,null,null,null,null,null,null,null,null,null,null,null,null,null,"Sep9","9/9 Hour 21",6045,6050]
["09/10","14:00:00","2023-09-10T14:00:00",9,10,14,5,null,null,null,null,null,null,null,null,null,null,null,null,null,null,null,null,null,null,null,null,null,null,null,null,null,null,null,null,null,null,null,null,null,null,null,null,null,null,null,null,null,null,null,null,null,null,null,null,null,null,null,null,null,null,null,null,null,null,null,null,null,null,null,null,null,null,null,null,null,null,null,null,null,null,null,null,null,null,null,null,null,null,null,null,null,null,null,null,null,null,null,null,null,null,null,null,null,null,null,null,null,null,null,null,null,null,null,null,null,null,null,null,null,null,"Sep10","9/10 Hour 14",6062,6067]
["09/12","01:00:00","2023-09-12T01:00:00",9,12,1,7,null,null,null,null,null,null,null,null,null,null,null,null,null,null,null,null,null,null,null,null,null,null,null,null,null,null,null,null,null,null,null,null,null,null,null,null,null,null,null,null,null,null,null,null,null,null,null,null,null,null,null,null,null,null,null,null,null,null,null,null,null,null,null,null,null,null,null,null,null,null,null,null,null,null,null,null,null,null,null,null,null,null,null,null,null,null,null,null,null,null,null,null,null,null,null,null,null,null,null,null,null,null,null,null,null,null,null,null,null,null,null,null,null,null,"Sep12","9/12 Hour 1",6097,6102]
["09/14","04:00:00","2023-09-14T04:00:00",9,14,4,2,null,null,null,null,null,null,null,null,null,null,null,null,null,null,null,null,null,null,null,null,null,null,null,null,null,null,null,null,null,null,null,null,null,null,null,null,null,null,null,null,null,null,null,null,null,null,null,null,null,null,null,null,null,null,null,null,null,null,null,null,null,null,null,null,null,null,null,null,null,null,null,null,null,null,null,null,null,null,null,null,null,null,null,null,null,null,null,null,null,null,null,null,null,null,null,null,null,null,null,null,null,null,null,null,null,null,null,null,null,null,null,null,null,null,"Sep14","9/14 Hour 4",6148,6153]
["09/14","20:00:00","2023-09-14T20:00:00",9,14,20,2,null,null,null,null,null,null,null,null,null,null,null,null,null,null,null,null,null,null,null,null,null,null,null,null,null,null,null,null,null,null,null,null,null,null,null,null,null,null,null,null,null,null,null,null,null,null,null,null,null,null,null,null,null,null,null,null,null,null,null,null,null,null,null,null,null,null,null,null,null,null,null,null,null,null,null,null,null,null,null,null,null,null,null,null,null,null,null,null,null,null,null,null,null,null,null,null,null,null,null,null,null,null,null,null,null,null,null,null,null,null,null,null,null,null,"Sep14","9/14 Hour 20",6164,6169]
["09/16","07:00:00","2023-09-16T07:00:00",9,16,7,4,null,null,null,null,null,null,null,null,null,null,null,null,null,null,null,null,null,null,null,null,null,null,null,null,null,null,null,null,null,null,null,null,null,null,null,null,null,null,null,null,null,null,null,null,null,null,null,null,null,null,null,null,null,null,null,null,null,null,null,null,null,null,null,null,null,null,null,null,null,null,null,null,null,null,null,null,null,null,null,null,null,null,null,null,null,null,null,null,null,null,null,null,null,null,null,null,null,null,null,null,null,null,null,null,null,null,null,null,null,null,null,null,null,null,"Sep16","9/16 Hour 7",6199,6204]
["09/18","10:00:00","2023-09-18T10:00:00",9,18,10,6,null,null,null,null,null,null,null,null,null,null,null,null,null,null,null,null,null,null,null,null,null,null,null,null,null,null,null,null,null,null,null,null,null,null,null,null,null,null,null,null,null,null,null,null,null,null,null,null,null,null,null,null,null,null,null,null,null,null,null,null,null,null,null,null,null,null,null,null,null,null,null,null,null,null,null,null,null,null,null,null,null,null,null,null,null,null,null,null,null,null,null,null,null,null,null,null,null,null,null,null,null,null,null,null,null,null,null,null,null,null,null,null,null,null,"Sep18","9/18 Hour 10",6250,6255]
["09/19","03:00:00","2023-09-19T03:00:00",9,19,3,7,null,null,null,null,null,null,null,null,null,null,null,null,null,null,null,null,null,null,null,null,null,null,null,null,null,null,null,null,null,null,null,null,null,null,null,null,null,null,null,null,null,null,null,null,null,null,null,null,null,null,null,null,null,null,null,null,null,null,null,null,null,null,null,null,null,null,null,null,null,null,null,null,null,null,null,null,null,null,null,null,null,null,null,null,null,null,null,null,null,null,null,null,null,null,null,null,null,null,null,null,null,null,null,null,null,null,null,null,null,null,null,null,null,null,"Sep19","9/19 Hour 3",6267,6272]
["09/20","14:00:00","2023-09-20T14:00:00",9,20,14,1,null,null,null,null,null,null,null,null,null,null,null,null,null,null,null,null,null,null,null,null,null,null,null,null,null,null,null,null,null,null,null,null,null,null,null,null,null,null,null,null,null,null,null,null,null,null,null,null,null,null,null,null,null,null,null,null,null,null,null,null,null,null,null,null,null,null,null,null,null,null,null,null,null,null,null,null,null,null,null,null,null,null,null,null,null,null,null,null,null,null,null,null,null,null,null,null,null,null,null,null,null,null,null,null,null,null,null,null,null,null,null,null,null,null,"Sep20","9/20 Hour 14",6302,6307]
[{"$f":"TEXT(DATE(,D6343,E6343),\"MM/DD\")","v":"09/22"},{"$f":"TIME(F6343,0,0)","v":"02:00:00"},"2023-09-22T02:00:00",9,22,2,3,null,null,null,null,null,null,null,null,null,null,null,null,null,null,null,null,null,null,null,null,null,null,null,null,null,null,null,null,null,null,null,null,null,null,null,null,null,null,null,null,null,null,null,null,null,null,null,null,null,null,null,null,null,null,null,null,null,null,null,null,null,null,null,null,null,null,null,null,null,null,null,null,null,null,null,null,null,null,null,null,null,null,null,null,null,null,null,null,null,null,null,null,null,null,null,null,null,null,null,null,null,null,null,null,null,null,null,null,null,null,null,null,null,null,{"$f":"TEXT(D6343*29,\"mmm\")&E6343","v":"Sep22"},{"$f":"D6343&\"/\"&E6343&\" Hour \"&F6343","v":"9/22 Hour 2"},{"$f":"ROW()-ROW($DT$5)","v":6338},6343]
["09/24","03:00:00","2023-09-24T03:00:00",9,24,3,5,null,null,null,null,null,null,null,null,null,null,null,null,null,null,null,null,null,null,null,null,null,null,null,null,null,null,null,null,null,null,null,null,null,null,null,null,null,null,null,null,null,null,null,null,null,null,null,null,null,null,null,null,null,null,null,null,null,null,null,null,null,null,null,null,null,null,null,null,null,null,null,null,null,null,null,null,null,null,null,null,null,null,null,null,null,null,null,null,null,null,null,null,null,null,null,null,null,null,null,null,null,null,null,null,null,null,null,null,null,null,null,null,null,null,"Sep24","9/24 Hour 3",6387,6392]
["09/24","20:00:00","2023-09-24T20:00:00",9,24,20,5,null,null,null,null,null,null,null,null,null,null,null,null,null,null,null,null,null,null,null,null,null,null,null,null,null,null,null,null,null,null,null,null,null,null,null,null,null,null,null,null,null,null,null,null,null,null,null,null,null,null,null,null,null,null,null,null,null,null,null,null,null,null,null,null,null,null,null,null,null,null,null,null,null,null,null,null,null,null,null,null,null,null,null,null,null,null,null,null,null,null,null,null,null,null,null,null,null,null,null,null,null,null,null,null,null,null,null,null,null,null,null,null,null,null,"Sep24","9/24 Hour 20",6404,6409]
["09/26","23:00:00","2023-09-26T23:00:00",9,26,23,7,null,null,null,null,null,null,null,null,null,null,null,null,null,null,null,null,null,null,null,null,null,null,null,null,null,null,null,null,null,null,null,null,null,null,null,null,null,null,null,null,null,null,null,null,null,null,null,null,null,null,null,null,null,null,null,null,null,null,null,null,null,null,null,null,null,null,null,null,null,null,null,null,null,null,null,null,null,null,null,null,null,null,null,null,null,null,null,null,null,null,null,null,null,null,null,null,null,null,null,null,null,null,null,null,null,null,null,null,null,null,null,null,null,null,"Sep26","9/26 Hour 23",6455,6460]
["09/28","10:00:00","2023-09-28T10:00:00",9,28,10,2,null,null,null,null,null,null,null,null,null,null,null,null,null,null,null,null,null,null,null,null,null,null,null,null,null,null,null,null,null,null,null,null,null,null,null,null,null,null,null,null,null,null,null,null,null,null,null,null,null,null,null,null,null,null,null,null,null,null,null,null,null,null,null,null,null,null,null,null,null,null,null,null,null,null,null,null,null,null,null,null,null,null,null,null,null,null,null,null,null,null,null,null,null,null,null,null,null,null,null,null,null,null,null,null,null,null,null,null,null,null,null,null,null,null,"Sep28","9/28 Hour 10",6490,6495]
["09/29","03:00:00","2023-09-29T03:00:00",9,29,3,3,null,null,null,null,null,null,null,null,null,null,null,null,null,null,null,null,null,null,null,null,null,null,null,null,null,null,null,null,null,null,null,null,null,null,null,null,null,null,null,null,null,null,null,null,null,null,null,null,null,null,null,null,null,null,null,null,null,null,null,null,null,null,null,null,null,null,null,null,null,null,null,null,null,null,null,null,null,null,null,null,null,null,null,null,null,null,null,null,null,null,null,null,null,null,null,null,null,null,null,null,null,null,null,null,null,null,null,null,null,null,null,null,null,null,"Sep29","9/29 Hour 3",6507,6512]
["10/01","04:00:00","2023-10-01T04:00:00",10,1,4,5,null,null,null,null,null,null,null,null,null,null,null,null,null,null,null,null,null,null,null,null,null,null,null,null,null,null,null,null,null,null,null,null,null,null,null,null,null,null,null,null,null,null,null,null,null,null,null,null,null,null,null,null,null,null,null,null,null,null,null,null,null,null,null,null,null,null,null,null,null,null,null,null,null,null,null,null,null,null,null,null,null,null,null,null,null,null,null,null,null,null,null,null,null,null,null,null,null,null,null,null,null,null,null,null,null,null,null,null,null,null,null,null,null,null,"Oct1","10/1 Hour 4",6556,6561]
["10/02","16:00:00","2023-10-02T16:00:00",10,2,16,6,null,null,null,null,null,null,null,null,null,null,null,null,null,null,null,null,null,null,null,null,null,null,null,null,null,null,null,null,null,null,null,null,null,null,null,null,null,null,null,null,null,null,null,null,null,null,null,null,null,null,null,null,null,null,null,null,null,null,null,null,null,null,null,null,null,null,null,null,null,null,null,null,null,null,null,null,null,null,null,null,null,null,null,null,null,null,null,null,null,null,null,null,null,null,null,null,null,null,null,null,null,null,null,null,null,null,null,null,null,null,null,null,null,null,"Oct2","10/2 Hour 16",6592,6597]
["10/03","09:00:00","2023-10-03T09:00:00",10,3,9,7,null,null,null,null,null,null,null,null,null,null,null,null,null,null,null,null,null,null,null,null,null,null,null,null,null,null,null,null,null,null,null,null,null,null,null,null,null,null,null,null,null,null,null,null,null,null,null,null,null,null,null,null,null,null,null,null,null,null,null,null,null,null,null,null,null,null,null,null,null,null,null,null,null,null,null,null,null,null,null,null,null,null,null,null,null,null,null,null,null,null,null,null,null,null,null,null,null,null,null,null,null,null,null,null,null,null,null,null,null,null,null,null,null,null,"Oct3","10/3 Hour 9",6609,6614]
["10/04","20:00:00","2023-10-04T20:00:00",10,4,20,1,null,null,null,null,null,null,null,null,null,null,null,null,null,null,null,null,null,null,null,null,null,null,null,null,null,null,null,null,null,null,null,null,null,null,null,null,null,null,null,null,null,null,null,null,null,null,null,null,null,null,null,null,null,null,null,null,null,null,null,null,null,null,null,null,null,null,null,null,null,null,null,null,null,null,null,null,null,null,null,null,null,null,null,null,null,null,null,null,null,null,null,null,null,null,null,null,null,null,null,null,null,null,null,null,null,null,null,null,null,null,null,null,null,null,"Oct4","10/4 Hour 20",6644,6649]
["10/06","23:00:00","2023-10-06T23:00:00",10,6,23,3,null,null,null,null,null,null,null,null,null,null,null,null,null,null,null,null,null,null,null,null,null,null,null,null,null,null,null,null,null,null,null,null,null,null,null,null,null,null,null,null,null,null,null,null,null,null,null,null,null,null,null,null,null,null,null,null,null,null,null,null,null,null,null,null,null,null,null,null,null,null,null,null,null,null,null,null,null,null,null,null,null,null,null,null,null,null,null,null,null,null,null,null,null,null,null,null,null,null,null,null,null,null,null,null,null,null,null,null,null,null,null,null,null,null,"Oct6","10/6 Hour 23",6695,6700]
["10/08","06:00:00","2023-10-08T06:00:00",10,8,6,5,null,null,null,null,null,null,null,null,null,null,null,null,null,null,null,null,null,null,null,null,null,null,null,null,null,null,null,null,null,null,null,null,null,null,null,null,null,null,null,null,null,null,null,null,null,null,null,null,null,null,null,null,null,null,null,null,null,null,null,null,null,null,null,null,null,null,null,null,null,null,null,null,null,null,null,null,null,null,null,null,null,null,null,null,null,null,null,null,null,null,null,null,null,null,null,null,null,null,null,null,null,null,null,null,null,null,null,null,null,null,null,null,null,null,"Oct8","10/8 Hour 6",6726,6731]
["10/09","02:00:00","2023-10-09T02:00:00",10,9,2,6,null,null,null,null,null,null,null,null,null,null,null,null,null,null,null,null,null,null,null,null,null,null,null,null,null,null,null,null,null,null,null,null,null,null,null,null,null,null,null,null,null,null,null,null,null,null,null,null,null,null,null,null,null,null,null,null,null,null,null,null,null,null,null,null,null,null,null,null,null,null,null,null,null,null,null,null,null,null,null,null,null,null,null,null,null,null,null,null,null,null,null,null,null,null,null,null,null,null,null,null,null,null,null,null,null,null,null,null,null,null,null,null,null,null,"Oct9","10/9 Hour 2",6746,6751]
["10/11","05:00:00","2023-10-11T05:00:00",10,11,5,8,null,null,null,null,null,null,null,null,null,null,null,null,null,null,null,null,null,null,null,null,null,null,null,null,null,null,null,null,null,null,null,null,null,null,null,null,null,null,null,null,null,null,null,null,null,null,null,null,null,null,null,null,null,null,null,null,null,null,null,null,null,null,null,null,null,null,null,null,null,null,null,null,null,null,null,null,null,null,null,null,null,null,null,null,null,null,null,null,null,null,null,null,null,null,null,null,null,null,null,null,null,null,null,null,null,null,null,null,null,null,null,null,null,null,"Oct11","10/11 Hour 5",6797,6802]
["10/12","16:00:00","2023-10-12T16:00:00",10,12,16,2,null,null,null,null,null,null,null,null,null,null,null,null,null,null,null,null,null,null,null,null,null,null,null,null,null,null,null,null,null,null,null,null,null,null,null,null,null,null,null,null,null,null,null,null,null,null,null,null,null,null,null,null,null,null,null,null,null,null,null,null,null,null,null,null,null,null,null,null,null,null,null,null,null,null,null,null,null,null,null,null,null,null,null,null,null,null,null,null,null,null,null,null,null,null,null,null,null,null,null,null,null,null,null,null,null,null,null,null,null,null,null,null,null,null,"Oct12","10/12 Hour 16",6832,6837]
["10/13","09:00:00",{"$f":"A6854+B6854","v":"2023-10-13T09:00:00"},10,13,9,3,null,null,null,null,null,null,null,null,null,null,null,null,null,null,null,null,null,null,null,null,null,null,null,null,null,null,null,null,null,null,null,null,null,null,null,null,null,null,null,null,null,null,null,null,null,null,null,null,null,null,null,null,null,null,null,null,null,null,null,null,null,null,null,null,null,null,null,null,null,null,null,null,null,null,null,null,null,null,null,null,null,null,null,null,null,null,null,null,null,null,null,null,null,null,null,null,null,null,null,null,null,null,null,null,null,null,null,null,null,null,null,null,null,null,"Oct13","10/13 Hour 9",6849,6854]
["10/15","12:00:00","2023-10-15T12:00:00",10,15,12,5,null,null,null,null,null,null,null,null,null,null,null,null,null,null,null,null,null,null,null,null,null,null,null,null,null,null,null,null,null,null,null,null,null,null,null,null,null,null,null,null,null,null,null,null,null,null,null,null,null,null,null,null,null,null,null,null,null,null,null,null,null,null,null,null,null,null,null,null,null,null,null,null,null,null,null,null,null,null,null,null,null,null,null,null,null,null,null,null,null,null,null,null,null,null,null,null,null,null,null,null,null,null,null,null,null,null,null,null,null,null,null,null,null,null,"Oct15","10/15 Hour 12",6900,6905]
["10/16","22:00:00","2023-10-16T22:00:00",10,16,22,6,null,null,null,null,null,null,null,null,null,null,null,null,null,null,null,null,null,null,null,null,null,null,null,null,null,null,null,null,null,null,null,null,null,null,null,null,null,null,null,null,null,null,null,null,null,null,null,null,null,null,null,null,null,null,null,null,null,null,null,null,null,null,null,null,null,null,null,null,null,null,null,null,null,null,null,null,null,null,null,null,null,null,null,null,null,null,null,null,null,null,null,null,null,null,null,null,null,null,null,null,null,null,null,null,null,null,null,null,null,null,null,null,null,null,"Oct16","10/16 Hour 22",6934,6939]
["10/17","15:00:00","2023-10-17T15:00:00",10,17,15,7,null,null,null,null,null,null,null,null,null,null,null,null,null,null,null,null,null,null,null,null,null,null,null,null,null,null,null,null,null,null,null,null,null,null,null,null,null,null,null,null,null,null,null,null,null,null,null,null,null,null,null,null,null,null,null,null,null,null,null,null,null,null,null,null,null,null,null,null,null,null,null,null,null,null,null,null,null,null,null,null,null,null,null,null,null,null,null,null,null,null,null,null,null,null,null,null,null,null,null,null,null,null,null,null,null,null,null,null,null,null,null,null,null,null,"Oct17","10/17 Hour 15",6951,6956]
["10/19","02:00:00","2023-10-19T02:00:00",10,19,2,2,null,null,null,null,null,null,null,null,null,null,null,null,null,null,null,null,null,null,null,null,null,null,null,null,null,null,null,null,null,null,null,null,null,null,null,null,null,null,null,null,null,null,null,null,null,null,null,null,null,null,null,null,null,null,null,null,null,null,null,null,null,null,null,null,null,null,null,null,null,null,null,null,null,null,null,null,null,null,null,null,null,null,null,null,null,null,null,null,null,null,null,null,null,null,null,null,null,null,null,null,null,null,null,null,null,null,null,null,null,null,null,null,null,null,"Oct19","10/19 Hour 2",6986,6991]
["10/21","05:00:00","2023-10-21T05:00:00",10,21,5,4,null,null,null,null,null,null,null,null,null,null,null,null,null,null,null,null,null,null,null,null,null,null,null,null,null,null,null,null,null,null,null,null,null,null,null,null,null,null,null,null,null,null,null,null,null,null,null,null,null,null,null,null,null,null,null,null,null,null,null,null,null,null,null,null,null,null,null,null,null,null,null,null,null,null,null,null,null,null,null,null,null,null,null,null,null,null,null,null,null,null,null,null,null,null,null,null,null,null,null,null,null,null,null,null,null,null,null,null,null,null,null,null,null,null,"Oct21","10/21 Hour 5",7037,7042]
["10/21","22:00:00","2023-10-21T22:00:00",10,21,22,4,null,null,null,null,null,null,null,null,null,null,null,null,null,null,null,null,null,null,null,null,null,null,null,null,null,null,null,null,null,null,null,null,null,null,null,null,null,null,null,null,null,null,null,null,null,null,null,null,null,null,null,null,null,null,null,null,null,null,null,null,null,null,null,null,null,null,null,null,null,null,null,null,null,null,null,null,null,null,null,null,null,null,null,null,null,null,null,null,null,null,null,null,null,null,null,null,null,null,null,null,null,null,null,null,null,null,null,null,null,null,null,null,null,null,"Oct21","10/21 Hour 22",7054,7059]
["10/23","05:00:00","2023-10-23T05:00:00",10,23,5,6,null,null,null,null,null,null,null,null,null,null,null,null,null,null,null,null,null,null,null,null,null,null,null,null,null,null,null,null,null,null,null,null,null,null,null,null,null,null,null,null,null,null,null,null,null,null,null,null,null,null,null,null,null,null,null,null,null,null,null,null,null,null,null,null,null,null,null,null,null,null,null,null,null,null,null,null,null,null,null,null,null,null,null,null,null,null,null,null,null,null,null,null,null,null,null,null,null,null,null,null,null,null,null,null,null,null,null,null,null,null,null,null,null,null,"Oct23","10/23 Hour 5",7085,7090]
["10/25","11:00:00","2023-10-25T11:00:00",10,25,11,1,null,null,null,null,null,null,null,null,null,null,null,null,null,null,null,null,null,null,null,null,null,null,null,null,null,null,null,null,null,null,null,null,null,null,null,null,null,null,null,null,null,null,null,null,null,null,null,null,null,null,null,null,null,null,null,null,null,null,null,null,null,null,null,null,null,null,null,null,null,null,null,null,null,null,null,null,null,null,null,null,null,null,null,null,null,null,null,null,null,null,null,null,null,null,null,null,null,null,null,null,null,null,null,null,null,null,null,null,null,null,null,null,null,null,"Oct25","10/25 Hour 11",7139,7144]
["10/26","04:00:00","2023-10-26T04:00:00",10,26,4,2,null,null,null,null,null,null,null,null,null,null,null,null,null,null,null,null,null,null,null,null,null,null,null,null,null,null,null,null,null,null,null,null,null,null,null,null,null,null,null,null,null,null,null,null,null,null,null,null,null,null,null,null,null,null,null,null,null,null,null,null,null,null,null,null,null,null,null,null,null,null,null,null,null,null,null,null,null,null,null,null,null,null,null,null,null,null,null,null,null,null,null,null,null,null,null,null,null,null,null,null,null,null,null,null,null,null,null,null,null,null,null,null,null,null,"Oct26","10/26 Hour 4",7156,7161]
["10/27","15:00:00","2023-10-27T15:00:00",10,27,15,3,null,null,null,null,null,null,null,null,null,null,null,null,null,null,null,null,null,null,null,null,null,null,null,null,null,null,null,null,null,null,null,null,null,null,null,null,null,null,null,null,null,null,null,null,null,null,null,null,null,null,null,null,null,null,null,null,null,null,null,null,null,null,null,null,null,null,null,null,null,null,null,null,null,null,null,null,null,null,null,null,null,null,null,null,null,null,null,null,null,null,null,null,null,null,null,null,null,null,null,null,null,null,null,null,null,null,null,null,null,null,null,null,null,null,"Oct27","10/27 Hour 15",7191,7196]
["10/29","18:00:00","2023-10-29T18:00:00",10,29,18,5,null,null,null,null,null,null,null,null,null,null,null,null,null,null,null,null,null,null,null,null,null,null,null,null,null,null,null,null,null,null,null,null,null,null,null,null,null,null,null,null,null,null,null,null,null,null,null,null,null,null,null,null,null,null,null,null,null,null,null,null,null,null,null,null,null,null,null,null,null,null,null,null,null,null,null,null,null,null,null,null,null,null,null,null,null,null,null,null,null,null,null,null,null,null,null,null,null,null,null,null,null,null,null,null,null,null,null,null,null,null,null,null,null,null,"Oct29","10/29 Hour 18",7242,7247]
["10/30","11:00:00","2023-10-30T11:00:00",10,30,11,6,null,null,null,null,null,null,null,null,null,null,null,null,null,null,null,null,null,null,null,null,null,null,null,null,null,null,null,null,null,null,null,null,null,null,null,null,null,null,null,null,null,null,null,null,null,null,null,null,null,null,null,null,null,null,null,null,null,null,null,null,null,null,null,null,null,null,null,null,null,null,null,null,null,null,null,null,null,null,null,null,null,null,null,null,null,null,null,null,null,null,null,null,null,null,null,null,null,null,null,null,null,null,null,null,null,null,null,null,null,null,null,null,null,null,"Oct30","10/30 Hour 11",7259,7264]
["10/31","21:00:00","2023-10-31T21:00:00",10,31,21,7,null,null,null,null,null,null,null,null,null,null,null,null,null,null,null,null,null,null,null,null,null,null,null,null,null,null,null,null,null,null,null,null,null,null,null,null,null,null,null,null,null,null,null,null,null,null,null,null,null,null,null,null,null,null,null,null,null,null,null,null,null,null,null,null,null,null,null,null,null,null,null,null,null,null,null,null,null,null,null,null,null,null,null,null,null,null,null,null,null,null,null,null,null,null,null,null,null,null,null,null,null,null,null,null,null,null,null,null,null,null,null,null,null,null,"Oct31","10/31 Hour 21",7293,7298]
["11/02","00:00:00","2023-11-02",11,2,24,2,null,null,null,null,null,null,null,null,null,null,null,null,null,null,null,null,null,null,null,null,null,null,null,null,null,null,null,null,null,null,null,null,null,null,null,null,null,null,null,null,null,null,null,null,null,null,null,null,null,null,null,null,null,null,null,null,null,null,null,null,null,null,null,null,null,null,null,null,null,null,null,null,null,null,null,null,null,null,null,null,null,null,null,null,null,null,null,null,null,null,null,null,null,null,null,null,null,null,null,null,null,null,null,null,null,null,null,null,null,null,null,null,null,null,"Nov2","11/2 Hour 24",7344,7349]
["11/04","11:00:00","2023-11-04T11:00:00",11,4,11,4,null,null,null,null,null,null,null,null,null,null,null,null,null,null,null,null,null,null,null,null,null,null,null,null,null,null,null,null,null,null,null,null,null,null,null,null,null,null,null,null,null,null,null,null,null,null,null,null,null,null,null,null,null,null,null,null,null,null,null,null,null,null,null,null,null,null,null,null,null,null,null,null,null,null,null,null,null,null,null,null,null,null,null,null,null,null,null,null,null,null,null,null,null,null,null,null,null,null,null,null,null,null,null,null,null,null,null,null,null,null,null,null,null,null,"Nov4","11/4 Hour 11",7379,7384]
["11/05","04:00:00","2023-11-05T04:00:00",11,5,4,5,null,null,null,null,null,null,null,null,null,null,null,null,null,null,null,null,null,null,null,null,null,null,null,null,null,null,null,null,null,null,null,null,null,null,null,null,null,null,null,null,null,null,null,null,null,null,null,null,null,null,null,null,null,null,null,null,null,null,null,null,null,null,null,null,null,null,null,null,null,null,null,null,null,null,null,null,null,null,null,null,null,null,null,null,null,null,null,null,null,null,null,null,null,null,null,null,null,null,null,null,null,null,null,null,null,null,null,null,null,null,null,null,null,null,"Nov5","11/5 Hour 4",7396,7401]
["11/06","13:00:00","2023-11-06T13:00:00",11,6,13,6,null,null,null,null,null,null,null,null,null,null,null,null,null,null,null,null,null,null,null,null,null,null,null,null,null,null,null,null,null,null,null,null,null,null,null,null,null,null,null,null,null,null,null,null,null,null,null,null,null,null,null,null,null,null,null,null,null,null,null,null,null,null,null,null,null,null,null,null,null,null,null,null,null,null,null,null,null,null,null,null,null,null,null,null,null,null,null,null,null,null,null,null,null,null,null,null,null,null,null,null,null,null,null,null,null,null,null,null,null,null,null,null,null,null,"Nov6","11/6 Hour 13",7429,7434]
["11/07","07:00:00","2023-11-07T07:00:00",11,7,7,7,null,null,null,null,null,null,null,null,null,null,null,null,null,null,null,null,null,null,null,null,null,null,null,null,null,null,null,null,null,null,null,null,null,null,null,null,null,null,null,null,null,null,null,null,null,null,null,null,null,null,null,null,null,null,null,null,null,null,null,null,null,null,null,null,null,null,null,null,null,null,null,null,null,null,null,null,null,null,null,null,null,null,null,null,null,null,null,null,null,null,null,null,null,null,null,null,null,null,null,null,null,null,null,null,null,null,null,null,null,null,null,null,null,null,"Nov7","11/7 Hour 7",7447,7452]
["11/09","10:00:00","2023-11-09T10:00:00",11,9,10,2,null,null,null,null,null,null,null,null,null,null,null,null,null,null,null,null,null,null,null,null,null,null,null,null,null,null,null,null,null,null,null,null,null,null,null,null,null,null,null,null,null,null,null,null,null,null,null,null,null,null,null,null,null,null,null,null,null,null,null,null,null,null,null,null,null,null,null,null,null,null,null,null,null,null,null,null,null,null,null,null,null,null,null,null,null,null,null,null,null,null,null,null,null,null,null,null,null,null,null,null,null,null,null,null,null,null,null,null,null,null,null,null,null,null,"Nov9","11/9 Hour 10",7498,7503]
["11/10","21:00:00","2023-11-10T21:00:00",11,10,21,3,null,null,null,null,null,null,null,null,null,null,null,null,null,null,null,null,null,null,null,null,null,null,null,null,null,null,null,null,null,null,null,null,null,null,null,null,null,null,null,null,null,null,null,null,null,null,null,null,null,null,null,null,null,null,null,null,null,null,null,null,null,null,null,null,null,null,null,null,null,null,null,null,null,null,null,null,null,null,null,null,null,null,null,null,null,null,null,null,null,null,null,null,null,null,null,null,null,null,null,null,null,null,null,null,null,null,null,null,null,null,null,null,null,null,"Nov10","11/10 Hour 21",7533,7538]
["11/11","14:00:00","2023-11-11T14:00:00",11,11,14,8,null,null,null,null,null,null,null,null,null,null,null,null,null,null,null,null,null,null,null,null,null,null,null,null,null,null,null,null,null,null,null,null,null,null,null,null,null,null,null,null,null,null,null,null,null,null,null,null,null,null,null,null,null,null,null,null,null,null,null,null,null,null,null,null,null,null,null,null,null,null,null,null,null,null,null,null,null,null,null,null,null,null,null,null,null,null,null,null,null,null,null,null,null,null,null,null,null,null,null,null,null,null,null,null,null,null,null,null,null,null,null,null,null,null,"Nov11","11/11 Hour 14",7550,7555]
["11/13","17:00:00","2023-11-13T17:00:00",11,13,17,6,null,null,null,null,null,null,null,null,null,null,null,null,null,null,null,null,null,null,null,null,null,null,null,null,null,null,null,null,null,null,null,null,null,null,null,null,null,null,null,null,null,null,null,null,null,null,null,null,null,null,null,null,null,null,null,null,null,null,null,null,null,null,null,null,null,null,null,null,null,null,null,null,null,null,null,null,null,null,null,null,null,null,null,null,null,null,null,null,null,null,null,null,null,null,null,null,null,null,null,null,null,null,null,null,null,null,null,null,null,null,null,null,null,null,"Nov13","11/13 Hour 17",7601,7606]
["11/15","15:00:00","2023-11-15T15:00:00",11,15,15,1,null,null,null,null,null,null,null,null,null,null,null,null,null,null,null,null,null,null,null,null,null,null,null,null,null,null,null,null,null,null,null,null,null,null,null,null,null,null,null,null,null,null,null,null,null,null,null,null,null,null,null,null,null,null,null,null,null,null,null,null,null,null,null,null,null,null,null,null,null,null,null,null,null,null,null,null,null,null,null,null,null,null,null,null,null,null,null,null,null,null,null,null,null,null,null,null,null,null,null,null,null,null,null,null,null,null,null,null,null,null,null,null,null,null,"Nov15","11/15 Hour 15",7647,7652]
["11/15","20:00:00","2023-11-15T20:00:00",11,15,20,1,null,null,null,null,null,null,null,null,null,null,null,null,null,null,null,null,null,null,null,null,null,null,null,null,null,null,null,null,null,null,null,null,null,null,null,null,null,null,null,null,null,null,null,null,null,null,null,null,null,null,null,null,null,null,null,null,null,null,null,null,null,null,null,null,null,null,null,null,null,null,null,null,null,null,null,null,null,null,null,null,null,null,null,null,null,null,null,null,null,null,null,null,null,null,null,null,null,null,null,null,null,null,null,null,null,null,null,null,null,null,null,null,null,null,"Nov15","11/15 Hour 20",7652,7657]
["11/17","07:00:00","2023-11-17T07:00:00",11,17,7,3,null,null,null,null,null,null,null,null,null,null,null,null,null,null,null,null,null,null,null,null,null,null,null,null,null,null,null,null,null,null,null,null,null,null,null,null,null,null,null,null,null,null,null,null,null,null,null,null,null,null,null,null,null,null,null,null,null,null,null,null,null,null,null,null,null,null,null,null,null,null,null,null,null,null,null,null,null,null,null,null,null,null,null,null,null,null,null,null,null,null,null,null,null,null,null,null,null,null,null,null,null,null,null,null,null,null,null,null,null,null,null,null,null,null,"Nov17","11/17 Hour 7",7687,7692]
["11/19","10:00:00","2023-11-19T10:00:00",11,19,10,5,null,null,null,null,null,null,null,null,null,null,null,null,null,null,null,null,null,null,null,null,null,null,null,null,null,null,null,null,null,null,null,null,null,null,null,null,null,null,null,null,null,null,null,null,null,null,null,null,null,null,null,null,null,null,null,null,null,null,null,null,null,null,null,null,null,null,null,null,null,null,null,null,null,null,null,null,null,null,null,null,null,null,null,null,null,null,null,null,null,null,null,null,null,null,null,null,null,null,null,null,null,null,null,null,null,null,null,null,null,null,null,null,null,null,"Nov19","11/19 Hour 10",7738,7743]
["11/20","03:00:00","2023-11-20T03:00:00",11,20,3,6,null,null,null,null,null,null,null,null,null,null,null,null,null,null,null,null,null,null,null,null,null,null,null,null,null,null,null,null,null,null,null,null,null,null,null,null,null,null,null,null,null,null,null,null,null,null,null,null,null,null,null,null,null,null,null,null,null,null,null,null,null,null,null,null,null,null,null,null,null,null,null,null,null,null,null,null,null,null,null,null,null,null,null,null,null,null,null,null,null,null,null,null,null,null,null,null,null,null,null,null,null,null,null,null,null,null,null,null,null,null,null,null,null,null,"Nov20","11/20 Hour 3",7755,7760]
["11/21","12:00:00","2023-11-21T12:00:00",11,21,12,7,null,null,null,null,null,null,null,null,null,null,null,null,null,null,null,null,null,null,null,null,null,null,null,null,null,null,null,null,null,null,null,null,null,null,null,null,null,null,null,null,null,null,null,null,null,null,null,null,null,null,null,null,null,null,null,null,null,null,null,null,null,null,null,null,null,null,null,null,null,null,null,null,null,null,null,null,null,null,null,null,null,null,null,null,null,null,null,null,null,null,null,null,null,null,null,null,null,null,null,null,null,null,null,null,null,null,null,null,null,null,null,null,null,null,"Nov21","11/21 Hour 12",7788,7793]
["11/23","16:00:00","2023-11-23T16:00:00",11,23,16,2,null,null,null,null,null,null,null,null,null,null,null,null,null,null,null,null,null,null,null,null,null,null,null,null,null,null,null,null,null,null,null,null,null,null,null,null,null,null,null,null,null,null,null,null,null,null,null,null,null,null,null,null,null,null,null,null,null,null,null,null,null,null,null,null,null,null,null,null,null,null,null,null,null,null,null,null,null,null,null,null,null,null,null,null,null,null,null,null,null,null,null,null,null,null,null,null,null,null,null,null,null,null,null,null,null,null,null,null,null,null,null,null,null,null,"Nov23","11/23 Hour 16",7840,7845]
["11/24","09:00:00","2023-11-24T09:00:00",11,24,9,3,null,null,null,null,null,null,null,null,null,null,null,null,null,null,null,null,null,null,null,null,null,null,null,null,null,null,null,null,null,null,null,null,null,null,null,null,null,null,null,null,null,null,null,null,null,null,null,null,null,null,null,null,null,null,null,null,null,null,null,null,null,null,null,null,null,null,null,null,null,null,null,null,null,null,null,null,null,null,null,null,null,null,null,null,null,null,null,null,null,null,null,null,null,null,null,null,null,null,null,null,null,null,null,null,null,null,null,null,null,null,null,null,null,null,"Nov24","11/24 Hour 9",7857,7862]
["11/25","20:00:00","2023-11-25T20:00:00",11,25,20,8,null,null,null,null,null,null,null,null,null,null,null,null,null,null,null,null,null,null,null,null,null,null,null,null,null,null,null,null,null,null,null,null,null,null,null,null,null,null,null,null,null,null,null,null,null,null,null,null,null,null,null,null,null,null,null,null,null,null,null,null,null,null,null,null,null,null,null,null,null,null,null,null,null,null,null,null,null,null,null,null,null,null,null,null,null,null,null,null,null,null,null,null,null,null,null,null,null,null,null,null,null,null,null,null,null,null,null,null,null,null,null,null,null,null,"Nov25","11/25 Hour 20",7892,7897]
["11/27","23:00:00","2023-11-27T23:00:00",11,27,23,6,null,null,null,null,null,null,null,null,null,null,null,null,null,null,null,null,null,null,null,null,null,null,null,null,null,null,null,null,null,null,null,null,null,null,null,null,null,null,null,null,null,null,null,null,null,null,null,null,null,null,null,null,null,null,null,null,null,null,null,null,null,null,null,null,null,null,null,null,null,null,null,null,null,null,null,null,null,null,null,null,null,null,null,null,null,null,null,null,null,null,null,null,null,null,null,null,null,null,null,null,null,null,null,null,null,null,null,null,null,null,null,null,null,null,"Nov27","11/27 Hour 23",7943,7948]
["11/28","18:00:00","2023-11-28T18:00:00",11,28,18,7,null,null,null,null,null,null,null,null,null,null,null,null,null,null,null,null,null,null,null,null,null,null,null,null,null,null,null,null,null,null,null,null,null,null,null,null,null,null,null,null,null,null,null,null,null,null,null,null,null,null,null,null,null,null,null,null,null,null,null,null,null,null,null,null,null,null,null,null,null,null,null,null,null,null,null,null,null,null,null,null,null,null,null,null,null,null,null,null,null,null,null,null,null,null,null,null,null,null,null,null,null,null,null,null,null,null,null,null,null,null,null,null,null,null,"Nov28","11/28 Hour 18",7962,7967]
["11/30","02:00:00","2023-11-30T02:00:00",11,30,2,2,null,null,null,null,null,null,null,null,null,null,null,null,null,null,null,null,null,null,null,null,null,null,null,null,null,null,null,null,null,null,null,null,null,null,null,null,null,null,null,null,null,null,null,null,null,null,null,null,null,null,null,null,null,null,null,null,null,null,null,null,null,null,null,null,null,null,null,null,null,null,null,null,null,null,null,null,null,null,null,null,null,null,null,null,null,null,null,null,null,null,null,null,null,null,null,null,null,null,null,null,null,null,null,null,null,null,null,null,null,null,null,null,null,null,"Nov30","11/30 Hour 2",7994,7999]
["12/02","05:00:00","2023-12-02T05:00:00",12,2,5,4,null,null,null,null,null,null,null,null,null,null,null,null,null,null,null,null,null,null,null,null,null,null,null,null,null,null,null,null,null,null,null,null,null,null,null,null,null,null,null,null,null,null,null,null,null,null,null,null,null,null,null,null,null,null,null,null,null,null,null,null,null,null,null,null,null,null,null,null,null,null,null,null,null,null,null,null,null,null,null,null,null,null,null,null,null,null,null,null,null,null,null,null,null,null,null,null,null,null,null,null,null,null,null,null,null,null,null,null,null,null,null,null,null,null,"Dec2","12/2 Hour 5",8045,8050]
["12/03","16:00:00","2023-12-03T16:00:00",12,3,16,5,null,null,null,null,null,null,null,null,null,null,null,null,null,null,null,null,null,null,null,null,null,null,null,null,null,null,null,null,null,null,null,null,null,null,null,null,null,null,null,null,null,null,null,null,null,null,null,null,null,null,null,null,null,null,null,null,null,null,null,null,null,null,null,null,null,null,null,null,null,null,null,null,null,null,null,null,null,null,null,null,null,null,null,null,null,null,null,null,null,null,null,null,null,null,null,null,null,null,null,null,null,null,null,null,null,null,null,null,null,null,null,null,null,null,"Dec3","12/3 Hour 16",8080,8085]
["12/04","09:00:00","2023-12-04T09:00:00",12,4,9,6,null,null,null,null,null,null,null,null,null,null,null,null,null,null,null,null,null,null,null,null,null,null,null,null,null,null,null,null,null,null,null,null,null,null,null,null,null,null,null,null,null,null,null,null,null,null,null,null,null,null,null,null,null,null,null,null,null,null,null,null,null,null,null,null,null,null,null,null,null,null,null,null,null,null,null,null,null,null,null,null,null,null,null,null,null,null,null,null,null,null,null,null,null,null,null,null,null,null,null,null,null,null,null,null,null,null,null,null,null,null,null,null,null,null,"Dec4","12/4 Hour 9",8097,8102]
["12/06","12:00:00","2023-12-06T12:00:00",12,6,12,1,null,null,null,null,null,null,null,null,null,null,null,null,null,null,null,null,null,null,null,null,null,null,null,null,null,null,null,null,null,null,null,null,null,null,null,null,null,null,null,null,null,null,null,null,null,null,null,null,null,null,null,null,null,null,null,null,null,null,null,null,null,null,null,null,null,null,null,null,null,null,null,null,null,null,null,null,null,null,null,null,null,null,null,null,null,null,null,null,null,null,null,null,null,null,null,null,null,null,null,null,null,null,null,null,null,null,null,null,null,null,null,null,null,null,"Dec6","12/6 Hour 12",8148,8153]
["12/07","16:00:00","2023-12-07T16:00:00",12,7,16,2,null,null,null,null,null,null,null,null,null,null,null,null,null,null,null,null,null,null,null,null,null,null,null,null,null,null,null,null,null,null,null,null,null,null,null,null,null,null,null,null,null,null,null,null,null,null,null,null,null,null,null,null,null,null,null,null,null,null,null,null,null,null,null,null,null,null,null,null,null,null,null,null,null,null,null,null,null,null,null,null,null,null,null,null,null,null,null,null,null,null,null,null,null,null,null,null,null,null,null,null,null,null,null,null,null,null,null,null,null,null,null,null,null,null,"Dec7","12/7 Hour 16",8176,8181]
["12/08","15:00:00","2023-12-08T15:00:00",12,8,15,3,null,null,null,null,null,null,null,null,null,null,null,null,null,null,null,null,null,null,null,null,null,null,null,null,null,null,null,null,null,null,null,null,null,null,null,null,null,null,null,null,null,null,null,null,null,null,null,null,null,null,null,null,null,null,null,null,null,null,null,null,null,null,null,null,null,null,null,null,null,null,null,null,null,null,null,null,null,null,null,null,null,null,null,null,null,null,null,null,null,null,null,null,null,null,null,null,null,null,null,null,null,null,null,null,null,null,null,null,null,null,null,null,null,null,"Dec8","12/8 Hour 15",8199,8204]
["12/10","02:00:00","2023-12-10T02:00:00",12,10,2,5,null,null,null,null,null,null,null,null,null,null,null,null,null,null,null,null,null,null,null,null,null,null,null,null,null,null,null,null,null,null,null,null,null,null,null,null,null,null,null,null,null,null,null,null,null,null,null,null,null,null,null,null,null,null,null,null,null,null,null,null,null,null,null,null,null,null,null,null,null,null,null,null,null,null,null,null,null,null,null,null,null,null,null,null,null,null,null,null,null,null,null,null,null,null,null,null,null,null,null,null,null,null,null,null,null,null,null,null,null,null,null,null,null,null,"Dec10","12/10 Hour 2",8234,8239]
["12/12","05:00:00","2023-12-12T05:00:00",12,12,5,7,null,null,null,null,null,null,null,null,null,null,null,null,null,null,null,null,null,null,null,null,null,null,null,null,null,null,null,null,null,null,null,null,null,null,null,null,null,null,null,null,null,null,null,null,null,null,null,null,null,null,null,null,null,null,null,null,null,null,null,null,null,null,null,null,null,null,null,null,null,null,null,null,null,null,null,null,null,null,null,null,null,null,null,null,null,null,null,null,null,null,null,null,null,null,null,null,null,null,null,null,null,null,null,null,null,null,null,null,null,null,null,null,null,null,"Dec12","12/12 Hour 5",8285,8290]
["12/12","22:00:00","2023-12-12T22:00:00",12,12,22,7,null,null,null,null,null,null,null,null,null,null,null,null,null,null,null,null,null,null,null,null,null,null,null,null,null,null,null,null,null,null,null,null,null,null,null,null,null,null,null,null,null,null,null,null,null,null,null,null,null,null,null,null,null,null,null,null,null,null,null,null,null,null,null,null,null,null,null,null,null,null,null,null,null,null,null,null,null,null,null,null,null,null,null,null,null,null,null,null,null,null,null,null,null,null,null,null,null,null,null,null,null,null,null,null,null,null,null,null,null,null,null,null,null,null,"Dec12","12/12 Hour 22",8302,8307]
["12/14","22:00:00","2023-12-14T22:00:00",12,14,22,2,null,null,null,null,null,null,null,null,null,null,null,null,null,null,null,null,null,null,null,null,null,null,null,null,null,null,null,null,null,null,null,null,null,null,null,null,null,null,null,null,null,null,null,null,null,null,null,null,null,null,null,null,null,null,null,null,null,null,null,null,null,null,null,null,null,null,null,null,null,null,null,null,null,null,null,null,null,null,null,null,null,null,null,null,null,null,null,null,null,null,null,null,null,null,null,null,null,null,null,null,null,null,null,null,null,null,null,null,null,null,null,null,null,null,"Dec14","12/14 Hour 22",8350,8355]
["12/16","11:00:00","2023-12-16T11:00:00",12,16,11,4,null,null,null,null,null,null,null,null,null,null,null,null,null,null,null,null,null,null,null,null,null,null,null,null,null,null,null,null,null,null,null,null,null,null,null,null,null,null,null,null,null,null,null,null,null,null,null,null,null,null,null,null,null,null,null,null,null,null,null,null,null,null,null,null,null,null,null,null,null,null,null,null,null,null,null,null,null,null,null,null,null,null,null,null,null,null,null,null,null,null,null,null,null,null,null,null,null,null,null,null,null,null,null,null,null,null,null,null,null,null,null,null,null,null,"Dec16","12/16 Hour 11",8387,8392]
["12/17","22:00:00","2023-12-17T22:00:00",12,17,22,5,null,null,null,null,null,null,null,null,null,null,null,null,null,null,null,null,null,null,null,null,null,null,null,null,null,null,null,null,null,null,null,null,null,null,null,null,null,null,null,null,null,null,null,null,null,null,null,null,null,null,null,null,null,null,null,null,null,null,null,null,null,null,null,null,null,null,null,null,null,null,null,null,null,null,null,null,null,null,null,null,null,null,null,null,null,null,null,null,null,null,null,null,null,null,null,null,null,null,null,null,null,null,null,null,null,null,null,null,null,null,null,null,null,null,"Dec17","12/17 Hour 22",8422,8427]
["12/18","15:00:00","2023-12-18T15:00:00",12,18,15,6,null,null,null,null,null,null,null,null,null,null,null,null,null,null,null,null,null,null,null,null,null,null,null,null,null,null,null,null,null,null,null,null,null,null,null,null,null,null,null,null,null,null,null,null,null,null,null,null,null,null,null,null,null,null,null,null,null,null,null,null,null,null,null,null,null,null,null,null,null,null,null,null,null,null,null,null,null,null,null,null,null,null,null,null,null,null,null,null,null,null,null,null,null,null,null,null,null,null,null,null,null,null,null,null,null,null,null,null,null,null,null,null,null,null,"Dec18","12/18 Hour 15",8439,8444]
["12/20","18:00:00","2023-12-20T18:00:00",12,20,18,1,null,null,null,null,null,null,null,null,null,null,null,null,null,null,null,null,null,null,null,null,null,null,null,null,null,null,null,null,null,null,null,null,null,null,null,null,null,null,null,null,null,null,null,null,null,null,null,null,null,null,null,null,null,null,null,null,null,null,null,null,null,null,null,null,null,null,null,null,null,null,null,null,null,null,null,null,null,null,null,null,null,null,null,null,null,null,null,null,null,null,null,null,null,null,null,null,null,null,null,null,null,null,null,null,null,null,null,null,null,null,null,null,null,null,"Dec20","12/20 Hour 18",8490,8495]
["12/22","04:00:00","2023-12-22T04:00:00",12,22,4,3,null,null,null,null,null,null,null,null,null,null,null,null,null,null,null,null,null,null,null,null,null,null,null,null,null,null,null,null,null,null,null,null,null,null,null,null,null,null,null,null,null,null,null,null,null,null,null,null,null,null,null,null,null,null,null,null,null,null,null,null,null,null,null,null,null,null,null,null,null,null,null,null,null,null,null,null,null,null,null,null,null,null,null,null,null,null,null,null,null,null,null,null,null,null,null,null,null,null,null,null,null,null,null,null,null,null,null,null,null,null,null,null,null,null,"Dec22","12/22 Hour 4",8524,8529]
["12/22","21:00:00","2023-12-22T21:00:00",12,22,21,3,null,null,null,null,null,null,null,null,null,null,null,null,null,null,null,null,null,null,null,null,null,null,null,null,null,null,null,null,null,null,null,null,null,null,null,null,null,null,null,null,null,null,null,null,null,null,null,null,null,null,null,null,null,null,null,null,null,null,null,null,null,null,null,null,null,null,null,null,null,null,null,null,null,null,null,null,null,null,null,null,null,null,null,null,null,null,null,null,null,null,null,null,null,null,null,null,null,null,null,null,null,null,null,null,null,null,null,null,null,null,null,null,null,null,"Dec22","12/22 Hour 21",8541,8546]
["12/24","00:00:00","2023-12-24",12,24,24,8,null,null,null,null,null,null,null,null,null,null,null,null,null,null,null,null,null,null,null,null,null,null,null,null,null,null,null,null,null,null,null,null,null,null,null,null,null,null,null,null,null,null,null,null,null,null,null,null,null,null,null,null,null,null,null,null,null,null,null,null,null,null,null,null,null,null,null,null,null,null,null,null,null,null,null,null,null,null,null,null,null,null,null,null,null,null,null,null,null,null,null,null,null,null,null,null,null,null,null,null,null,null,null,null,null,null,null,null,null,null,null,null,null,null,"Dec24","12/24 Hour 24",8592,8597]
["12/26","11:00:00","2023-12-26T11:00:00",12,26,11,7,null,null,null,null,null,null,null,null,null,null,null,null,null,null,null,null,null,null,null,null,null,null,null,null,null,null,null,null,null,null,null,null,null,null,null,null,null,null,null,null,null,null,null,null,null,null,null,null,null,null,null,null,null,null,null,null,null,null,null,null,null,null,null,null,null,null,null,null,null,null,null,null,null,null,null,null,null,null,null,null,null,null,null,null,null,null,null,null,null,null,null,null,null,null,null,null,null,null,null,null,null,null,null,null,null,null,null,null,null,null,null,null,null,null,"Dec26","12/26 Hour 11",8627,8632]
["12/27","04:00:00","2023-12-27T04:00:00",12,27,4,1,null,null,null,null,null,null,null,null,null,null,null,null,null,null,null,null,null,null,null,null,null,null,null,null,null,null,null,null,null,null,null,null,null,null,null,null,null,null,null,null,null,null,null,null,null,null,null,null,null,null,null,null,null,null,null,null,null,null,null,null,null,null,null,null,null,null,null,null,null,null,null,null,null,null,null,null,null,null,null,null,null,null,null,null,null,null,null,null,null,null,null,null,null,null,null,null,null,null,null,null,null,null,null,null,null,null,null,null,null,null,null,null,null,null,"Dec27","12/27 Hour 4",8644,8649]
["12/28","15:00:00","2023-12-28T15:00:00",12,28,15,2,null,null,null,null,null,null,null,null,null,null,null,null,null,null,null,null,null,null,null,null,null,null,null,null,null,null,null,null,null,null,null,null,null,null,null,null,null,null,null,null,null,null,null,null,null,null,null,null,null,null,null,null,null,null,null,null,null,null,null,null,null,null,null,null,null,null,null,null,null,null,null,null,null,null,null,null,null,null,null,null,null,null,null,null,null,null,null,null,null,null,null,null,null,null,null,null,null,null,null,null,null,null,null,null,null,null,null,null,null,null,null,null,null,null,"Dec28","12/28 Hour 15",8679,8684]
["12/29","11:00:00","2023-12-29T11:00:00",12,29,11,3,null,null,null,null,null,null,null,null,null,null,null,null,null,null,null,null,null,null,null,null,null,null,null,null,null,null,null,null,null,null,null,null,null,null,null,null,null,null,null,null,null,null,null,null,null,null,null,null,null,null,null,null,null,null,null,null,null,null,null,null,null,null,null,null,null,null,null,null,null,null,null,null,null,null,null,null,null,null,null,null,null,null,null,null,null,null,null,null,null,null,null,null,null,null,null,null,null,null,null,null,null,null,null,null,null,null,null,null,null,null,null,null,null,null,"Dec29","12/29 Hour 11",8699,8704]
["12/29","12:00:00","2023-12-29T12:00:00",12,29,12,3,null,null,null,null,null,null,null,null,null,null,null,null,null,null,null,null,null,null,null,null,null,null,null,null,null,null,null,null,null,null,null,null,null,null,null,null,null,null,null,null,null,null,null,null,null,null,null,null,null,null,null,null,null,null,null,null,null,null,null,null,null,null,null,null,null,null,null,null,null,null,null,null,null,null,null,null,null,null,null,null,null,null,null,null,null,null,null,null,null,null,null,null,null,null,null,null,null,null,null,null,null,null,null,null,null,null,null,null,null,null,null,null,null,null,"Dec29","12/29 Hour 12",8700,8705]
["12/29","13:00:00","2023-12-29T13:00:00",12,29,13,3,null,null,null,null,null,null,null,null,null,null,null,null,null,null,null,null,null,null,null,null,null,null,null,null,null,null,null,null,null,null,null,null,null,null,null,null,null,null,null,null,null,null,null,null,null,null,null,null,null,null,null,null,null,null,null,null,null,null,null,null,null,null,null,null,null,null,null,null,null,null,null,null,null,null,null,null,null,null,null,null,null,null,null,null,null,null,null,null,null,null,null,null,null,null,null,null,null,null,null,null,null,null,null,null,null,null,null,null,null,null,null,null,null,null,"Dec29","12/29 Hour 13",8701,8706]
["12/29","14:00:00","2023-12-29T14:00:00",12,29,14,3,null,null,null,null,null,null,null,null,null,null,null,null,null,null,null,null,null,null,null,null,null,null,null,null,null,null,null,null,null,null,null,null,null,null,null,null,null,null,null,null,null,null,null,null,null,null,null,null,null,null,null,null,null,null,null,null,null,null,null,null,null,null,null,null,null,null,null,null,null,null,null,null,null,null,null,null,null,null,null,null,null,null,null,null,null,null,null,null,null,null,null,null,null,null,null,null,null,null,null,null,null,null,null,null,null,null,null,null,null,null,null,null,null,null,"Dec29","12/29 Hour 14",8702,8707]
["12/29","15:00:00","2023-12-29T15:00:00",12,29,15,3,null,null,null,null,null,null,null,null,null,null,null,null,null,null,null,null,null,null,null,null,null,null,null,null,null,null,null,null,null,null,null,null,null,null,null,null,null,null,null,null,null,null,null,null,null,null,null,null,null,null,null,null,null,null,null,null,null,null,null,null,null,null,null,null,null,null,null,null,null,null,null,null,null,null,null,null,null,null,null,null,null,null,null,null,null,null,null,null,null,null,null,null,null,null,null,null,null,null,null,null,null,null,null,null,null,null,null,null,null,null,null,null,null,null,"Dec29","12/29 Hour 15",8703,8708]
["12/29","16:00:00","2023-12-29T16:00:00",12,29,16,3,null,null,null,null,null,null,null,null,null,null,null,null,null,null,null,null,null,null,null,null,null,null,null,null,null,null,null,null,null,null,null,null,null,null,null,null,null,null,null,null,null,null,null,null,null,null,null,null,null,null,null,null,null,null,null,null,null,null,null,null,null,null,null,null,null,null,null,null,null,null,null,null,null,null,null,null,null,null,null,null,null,null,null,null,null,null,null,null,null,null,null,null,null,null,null,null,null,null,null,null,null,null,null,null,null,null,null,null,null,null,null,null,null,null,"Dec29","12/29 Hour 16",8704,8709]
["12/29","17:00:00",{"$f":"A8710+B8710","v":"2023-12-29T17:00:00"},12,29,17,3,null,null,null,null,null,null,null,null,null,null,null,null,null,null,null,null,null,null,null,null,null,null,null,null,null,null,null,null,null,null,null,null,null,null,null,null,null,null,null,null,null,null,null,null,null,null,null,null,null,null,null,null,null,null,null,null,null,null,null,null,null,null,null,null,null,null,null,null,null,null,null,null,null,null,null,null,null,null,null,null,null,null,null,null,null,null,null,null,null,null,null,null,null,null,null,null,null,null,null,null,null,null,null,null,null,null,null,null,null,null,null,null,null,null,"Dec29","12/29 Hour 17",8705,8710]
[{"$f":"TEXT(DATE(,D8711,E8711),\"MM/DD\")","v":"12/29"},{"$f":"TIME(F8711,0,0)","v":"18:00:00"},"2023-12-29T18:00:00",12,29,18,3,null,null,null,null,null,null,null,null,null,null,null,null,null,null,null,null,null,null,null,null,null,null,null,null,null,null,null,null,null,null,null,null,null,null,null,null,null,null,null,null,null,null,null,null,null,null,null,null,null,null,null,null,null,null,null,null,null,null,null,null,null,null,null,null,null,null,null,null,null,null,null,null,null,null,null,null,null,null,null,null,null,null,null,null,null,null,null,null,null,null,null,null,null,null,null,null,null,null,null,null,null,null,null,null,null,null,null,null,null,null,null,null,null,null,{"$f":"TEXT(D8711*29,\"mmm\")&E8711","v":"Dec29"},{"$f":"D8711&\"/\"&E8711&\" Hour \"&F8711","v":"12/29 Hour 18"},{"$f":"ROW()-ROW($DT$5)","v":8706},8711]
["12/29","19:00:00","2023-12-29T19:00:00",12,29,19,3,null,null,null,null,null,null,null,null,null,null,null,null,null,null,null,null,null,null,null,null,null,null,null,null,null,null,null,null,null,null,null,null,null,null,null,null,null,null,null,null,null,null,null,null,null,null,null,null,null,null,null,null,null,null,null,null,null,null,null,null,null,null,null,null,null,null,null,null,null,null,null,null,null,null,null,null,null,null,null,null,null,null,null,null,null,null,null,null,null,null,null,null,null,null,null,null,null,null,null,null,null,null,null,null,null,null,null,null,null,null,null,null,null,null,"Dec29","12/29 Hour 19",8707,8712]
["12/29","20:00:00","2023-12-29T20:00:00",12,29,20,3,null,null,null,null,null,null,null,null,null,null,null,null,null,null,null,null,null,null,null,null,null,null,null,null,null,null,null,null,null,null,null,null,null,null,null,null,null,null,null,null,null,null,null,null,null,null,null,null,null,null,null,null,null,null,null,null,null,null,null,null,null,null,null,null,null,null,null,null,null,null,null,null,null,null,null,null,null,null,null,null,null,null,null,null,null,null,null,null,null,null,null,null,null,null,null,null,null,null,null,null,null,null,null,null,null,null,null,null,null,null,null,null,null,null,"Dec29","12/29 Hour 20",8708,8713]
["12/29","21:00:00","2023-12-29T21:00:00",12,29,21,3,null,null,null,null,null,null,null,null,null,null,null,null,null,null,null,null,null,null,null,null,null,null,null,null,null,null,null,null,null,null,null,null,null,null,null,null,null,null,null,null,null,null,null,null,null,null,null,null,null,null,null,null,null,null,null,null,null,null,null,null,null,null,null,null,null,null,null,null,null,null,null,null,null,null,null,null,null,null,null,null,null,null,null,null,null,null,null,null,null,null,null,null,null,null,null,null,null,null,null,null,null,null,null,null,null,null,null,null,null,null,null,null,null,null,"Dec29","12/29 Hour 21",8709,8714]
["12/29","22:00:00","2023-12-29T22:00:00",12,29,22,3,null,null,null,null,null,null,null,null,null,null,null,null,null,null,null,null,null,null,null,null,null,null,null,null,null,null,null,null,null,null,null,null,null,null,null,null,null,null,null,null,null,null,null,null,null,null,null,null,null,null,null,null,null,null,null,null,null,null,null,null,null,null,null,null,null,null,null,null,null,null,null,null,null,null,null,null,null,null,null,null,null,null,null,null,null,null,null,null,null,null,null,null,null,null,null,null,null,null,null,null,null,null,null,null,null,null,null,null,null,null,null,null,null,null,"Dec29","12/29 Hour 22",8710,8715]
["12/29","23:00:00","2023-12-29T23:00:00",12,29,23,3,null,null,null,null,null,null,null,null,null,null,null,null,null,null,null,null,null,null,null,null,null,null,null,null,null,null,null,null,null,null,null,null,null,null,null,null,null,null,null,null,null,null,null,null,null,null,null,null,null,null,null,null,null,null,null,null,null,null,null,null,null,null,null,null,null,null,null,null,null,null,null,null,null,null,null,null,null,null,null,null,null,null,null,null,null,null,null,null,null,null,null,null,null,null,null,null,null,null,null,null,null,null,null,null,null,null,null,null,null,null,null,null,null,null,"Dec29","12/29 Hour 23",8711,8716]
["12/29","00:00:00","2023-12-29",12,29,24,3,null,null,null,null,null,null,null,null,null,null,null,null,null,null,null,null,null,null,null,null,null,null,null,null,null,null,null,null,null,null,null,null,null,null,null,null,null,null,null,null,null,null,null,null,null,null,null,null,null,null,null,null,null,null,null,null,null,null,null,null,null,null,null,null,null,null,null,null,null,null,null,null,null,null,null,null,null,null,null,null,null,null,null,null,null,null,null,null,null,null,null,null,null,null,null,null,null,null,null,null,null,null,null,null,null,null,null,null,null,null,null,null,null,null,"Dec29","12/29 Hour 24",8712,8717]
["12/30","01:00:00","2023-12-30T01:00:00",12,30,1,4,null,null,null,null,null,null,null,null,null,null,null,null,null,null,null,null,null,null,null,null,null,null,null,null,null,null,null,null,null,null,null,null,null,null,null,null,null,null,null,null,null,null,null,null,null,null,null,null,null,null,null,null,null,null,null,null,null,null,null,null,null,null,null,null,null,null,null,null,null,null,null,null,null,null,null,null,null,null,null,null,null,null,null,null,null,null,null,null,null,null,null,null,null,null,null,null,null,null,null,null,null,null,null,null,null,null,null,null,null,null,null,null,null,null,"Dec30","12/30 Hour 1",8713,8718]
["12/30","02:00:00","2023-12-30T02:00:00",12,30,2,4,null,null,null,null,null,null,null,null,null,null,null,null,null,null,null,null,null,null,null,null,null,null,null,null,null,null,null,null,null,null,null,null,null,null,null,null,null,null,null,null,null,null,null,null,null,null,null,null,null,null,null,null,null,null,null,null,null,null,null,null,null,null,null,null,null,null,null,null,null,null,null,null,null,null,null,null,null,null,null,null,null,null,null,null,null,null,null,null,null,null,null,null,null,null,null,null,null,null,null,null,null,null,null,null,null,null,null,null,null,null,null,null,null,null,"Dec30","12/30 Hour 2",8714,8719]
["12/30","03:00:00","2023-12-30T03:00:00",12,30,3,4,null,null,null,null,null,null,null,null,null,null,null,null,null,null,null,null,null,null,null,null,null,null,null,null,null,null,null,null,null,null,null,null,null,null,null,null,null,null,null,null,null,null,null,null,null,null,null,null,null,null,null,null,null,null,null,null,null,null,null,null,null,null,null,null,null,null,null,null,null,null,null,null,null,null,null,null,null,null,null,null,null,null,null,null,null,null,null,null,null,null,null,null,null,null,null,null,null,null,null,null,null,null,null,null,null,null,null,null,null,null,null,null,null,null,"Dec30","12/30 Hour 3",8715,8720]
["12/30","04:00:00","2023-12-30T04:00:00",12,30,4,4,null,null,null,null,null,null,null,null,null,null,null,null,null,null,null,null,null,null,null,null,null,null,null,null,null,null,null,null,null,null,null,null,null,null,null,null,null,null,null,null,null,null,null,null,null,null,null,null,null,null,null,null,null,null,null,null,null,null,null,null,null,null,null,null,null,null,null,null,null,null,null,null,null,null,null,null,null,null,null,null,null,null,null,null,null,null,null,null,null,null,null,null,null,null,null,null,null,null,null,null,null,null,null,null,null,null,null,null,null,null,null,null,null,null,"Dec30","12/30 Hour 4",8716,8721]
["12/30","05:00:00","2023-12-30T05:00:00",12,30,5,4,null,null,null,null,null,null,null,null,null,null,null,null,null,null,null,null,null,null,null,null,null,null,null,null,null,null,null,null,null,null,null,null,null,null,null,null,null,null,null,null,null,null,null,null,null,null,null,null,null,null,null,null,null,null,null,null,null,null,null,null,null,null,null,null,null,null,null,null,null,null,null,null,null,null,null,null,null,null,null,null,null,null,null,null,null,null,null,null,null,null,null,null,null,null,null,null,null,null,null,null,null,null,null,null,null,null,null,null,null,null,null,null,null,null,"Dec30","12/30 Hour 5",8717,8722]
["12/30","06:00:00","2023-12-30T06:00:00",12,30,6,4,null,null,null,null,null,null,null,null,null,null,null,null,null,null,null,null,null,null,null,null,null,null,null,null,null,null,null,null,null,null,null,null,null,null,null,null,null,null,null,null,null,null,null,null,null,null,null,null,null,null,null,null,null,null,null,null,null,null,null,null,null,null,null,null,null,null,null,null,null,null,null,null,null,null,null,null,null,null,null,null,null,null,null,null,null,null,null,null,null,null,null,null,null,null,null,null,null,null,null,null,null,null,null,null,null,null,null,null,null,null,null,null,null,null,"Dec30","12/30 Hour 6",8718,8723]
["12/30","07:00:00","2023-12-30T07:00:00",12,30,7,4,null,null,null,null,null,null,null,null,null,null,null,null,null,null,null,null,null,null,null,null,null,null,null,null,null,null,null,null,null,null,null,null,null,null,null,null,null,null,null,null,null,null,null,null,null,null,null,null,null,null,null,null,null,null,null,null,null,null,null,null,null,null,null,null,null,null,null,null,null,null,null,null,null,null,null,null,null,null,null,null,null,null,null,null,null,null,null,null,null,null,null,null,null,null,null,null,null,null,null,null,null,null,null,null,null,null,null,null,null,null,null,null,null,null,"Dec30","12/30 Hour 7",8719,8724]
["12/30","08:00:00","2023-12-30T08:00:00",12,30,8,4,null,null,null,null,null,null,null,null,null,null,null,null,null,null,null,null,null,null,null,null,null,null,null,null,null,null,null,null,null,null,null,null,null,null,null,null,null,null,null,null,null,null,null,null,null,null,null,null,null,null,null,null,null,null,null,null,null,null,null,null,null,null,null,null,null,null,null,null,null,null,null,null,null,null,null,null,null,null,null,null,null,null,null,null,null,null,null,null,null,null,null,null,null,null,null,null,null,null,null,null,null,null,null,null,null,null,null,null,null,null,null,null,null,null,"Dec30","12/30 Hour 8",8720,8725]
["12/30","09:00:00","2023-12-30T09:00:00",12,30,9,4,null,null,null,null,null,null,null,null,null,null,null,null,null,null,null,null,null,null,null,null,null,null,null,null,null,null,null,null,null,null,null,null,null,null,null,null,null,null,null,null,null,null,null,null,null,null,null,null,null,null,null,null,null,null,null,null,null,null,null,null,null,null,null,null,null,null,null,null,null,null,null,null,null,null,null,null,null,null,null,null,null,null,null,null,null,null,null,null,null,null,null,null,null,null,null,null,null,null,null,null,null,null,null,null,null,null,null,null,null,null,null,null,null,null,"Dec30","12/30 Hour 9",8721,8726]
["12/30","10:00:00","2023-12-30T10:00:00",12,30,10,4,null,null,null,null,null,null,null,null,null,null,null,null,null,null,null,null,null,null,null,null,null,null,null,null,null,null,null,null,null,null,null,null,null,null,null,null,null,null,null,null,null,null,null,null,null,null,null,null,null,null,null,null,null,null,null,null,null,null,null,null,null,null,null,null,null,null,null,null,null,null,null,null,null,null,null,null,null,null,null,null,null,null,null,null,null,null,null,null,null,null,null,null,null,null,null,null,null,null,null,null,null,null,null,null,null,null,null,null,null,null,null,null,null,null,"Dec30","12/30 Hour 10",8722,8727]
["12/30","11:00:00","2023-12-30T11:00:00",12,30,11,4,null,null,null,null,null,null,null,null,null,null,null,null,null,null,null,null,null,null,null,null,null,null,null,null,null,null,null,null,null,null,null,null,null,null,null,null,null,null,null,null,null,null,null,null,null,null,null,null,null,null,null,null,null,null,null,null,null,null,null,null,null,null,null,null,null,null,null,null,null,null,null,null,null,null,null,null,null,null,null,null,null,null,null,null,null,null,null,null,null,null,null,null,null,null,null,null,null,null,null,null,null,null,null,null,null,null,null,null,null,null,null,null,null,null,"Dec30","12/30 Hour 11",8723,8728]
["12/30","12:00:00","2023-12-30T12:00:00",12,30,12,4,null,null,null,null,null,null,null,null,null,null,null,null,null,null,null,null,null,null,null,null,null,null,null,null,null,null,null,null,null,null,null,null,null,null,null,null,null,null,null,null,null,null,null,null,null,null,null,null,null,null,null,null,null,null,null,null,null,null,null,null,null,null,null,null,null,null,null,null,null,null,null,null,null,null,null,null,null,null,null,null,null,null,null,null,null,null,null,null,null,null,null,null,null,null,null,null,null,null,null,null,null,null,null,null,null,null,null,null,null,null,null,null,null,null,"Dec30","12/30 Hour 12",8724,8729]
["12/30","13:00:00","2023-12-30T13:00:00",12,30,13,4,null,null,null,null,null,null,null,null,null,null,null,null,null,null,null,null,null,null,null,null,null,null,null,null,null,null,null,null,null,null,null,null,null,null,null,null,null,null,null,null,null,null,null,null,null,null,null,null,null,null,null,null,null,null,null,null,null,null,null,null,null,null,null,null,null,null,null,null,null,null,null,null,null,null,null,null,null,null,null,null,null,null,null,null,null,null,null,null,null,null,null,null,null,null,null,null,null,null,null,null,null,null,null,null,null,null,null,null,null,null,null,null,null,null,"Dec30","12/30 Hour 13",8725,8730]
["12/30","14:00:00","2023-12-30T14:00:00",12,30,14,4,null,null,null,null,null,null,null,null,null,null,null,null,null,null,null,null,null,null,null,null,null,null,null,null,null,null,null,null,null,null,null,null,null,null,null,null,null,null,null,null,null,null,null,null,null,null,null,null,null,null,null,null,null,null,null,null,null,null,null,null,null,null,null,null,null,null,null,null,null,null,null,null,null,null,null,null,null,null,null,null,null,null,null,null,null,null,null,null,null,null,null,null,null,null,null,null,null,null,null,null,null,null,null,null,null,null,null,null,null,null,null,null,null,null,"Dec30","12/30 Hour 14",8726,8731]
["12/30","15:00:00","2023-12-30T15:00:00",12,30,15,4,null,null,null,null,null,null,null,null,null,null,null,null,null,null,null,null,null,null,null,null,null,null,null,null,null,null,null,null,null,null,null,null,null,null,null,null,null,null,null,null,null,null,null,null,null,null,null,null,null,null,null,null,null,null,null,null,null,null,null,null,null,null,null,null,null,null,null,null,null,null,null,null,null,null,null,null,null,null,null,null,null,null,null,null,null,null,null,null,null,null,null,null,null,null,null,null,null,null,null,null,null,null,null,null,null,null,null,null,null,null,null,null,null,null,"Dec30","12/30 Hour 15",8727,8732]
["12/30","16:00:00","2023-12-30T16:00:00",12,30,16,4,null,null,null,null,null,null,null,null,null,null,null,null,null,null,null,null,null,null,null,null,null,null,null,null,null,null,null,null,null,null,null,null,null,null,null,null,null,null,null,null,null,null,null,null,null,null,null,null,null,null,null,null,null,null,null,null,null,null,null,null,null,null,null,null,null,null,null,null,null,null,null,null,null,null,null,null,null,null,null,null,null,null,null,null,null,null,null,null,null,null,null,null,null,null,null,null,null,null,null,null,null,null,null,null,null,null,null,null,null,null,null,null,null,null,"Dec30","12/30 Hour 16",8728,8733]
["12/30","17:00:00","2023-12-30T17:00:00",12,30,17,4,null,null,null,null,null,null,null,null,null,null,null,null,null,null,null,null,null,null,null,null,null,null,null,null,null,null,null,null,null,null,null,null,null,null,null,null,null,null,null,null,null,null,null,null,null,null,null,null,null,null,null,null,null,null,null,null,null,null,null,null,null,null,null,null,null,null,null,null,null,null,null,null,null,null,null,null,null,null,null,null,null,null,null,null,null,null,null,null,null,null,null,null,null,null,null,null,null,null,null,null,null,null,null,null,null,null,null,null,null,null,null,null,null,null,"Dec30","12/30 Hour 17",8729,8734]
["12/30","18:00:00","2023-12-30T18:00:00",12,30,18,4,null,null,null,null,null,null,null,null,null,null,null,null,null,null,null,null,null,null,null,null,null,null,null,null,null,null,null,null,null,null,null,null,null,null,null,null,null,null,null,null,null,null,null,null,null,null,null,null,null,null,null,null,null,null,null,null,null,null,null,null,null,null,null,null,null,null,null,null,null,null,null,null,null,null,null,null,null,null,null,null,null,null,null,null,null,null,null,null,null,null,null,null,null,null,null,null,null,null,null,null,null,null,null,null,null,null,null,null,null,null,null,null,null,null,"Dec30","12/30 Hour 18",8730,8735]
["12/30","19:00:00","2023-12-30T19:00:00",12,30,19,4,null,null,null,null,null,null,null,null,null,null,null,null,null,null,null,null,null,null,null,null,null,null,null,null,null,null,null,null,null,null,null,null,null,null,null,null,null,null,null,null,null,null,null,null,null,null,null,null,null,null,null,null,null,null,null,null,null,null,null,null,null,null,null,null,null,null,null,null,null,null,null,null,null,null,null,null,null,null,null,null,null,null,null,null,null,null,null,null,null,null,null,null,null,null,null,null,null,null,null,null,null,null,null,null,null,null,null,null,null,null,null,null,null,null,"Dec30","12/30 Hour 19",8731,8736]
["12/30","20:00:00","2023-12-30T20:00:00",12,30,20,4,null,null,null,null,null,null,null,null,null,null,null,null,null,null,null,null,null,null,null,null,null,null,null,null,null,null,null,null,null,null,null,null,null,null,null,null,null,null,null,null,null,null,null,null,null,null,null,null,null,null,null,null,null,null,null,null,null,null,null,null,null,null,null,null,null,null,null,null,null,null,null,null,null,null,null,null,null,null,null,null,null,null,null,null,null,null,null,null,null,null,null,null,null,null,null,null,null,null,null,null,null,null,null,null,null,null,null,null,null,null,null,null,null,null,"Dec30","12/30 Hour 20",8732,8737]
["12/30","21:00:00","2023-12-30T21:00:00",12,30,21,4,null,null,null,null,null,null,null,null,null,null,null,null,null,null,null,null,null,null,null,null,null,null,null,null,null,null,null,null,null,null,null,null,null,null,null,null,null,null,null,null,null,null,null,null,null,null,null,null,null,null,null,null,null,null,null,null,null,null,null,null,null,null,null,null,null,null,null,null,null,null,null,null,null,null,null,null,null,null,null,null,null,null,null,null,null,null,null,null,null,null,null,null,null,null,null,null,null,null,null,null,null,null,null,null,null,null,null,null,null,null,null,null,null,null,"Dec30","12/30 Hour 21",8733,8738]
["12/30","22:00:00","2023-12-30T22:00:00",12,30,22,4,null,null,null,null,null,null,null,null,null,null,null,null,null,null,null,null,null,null,null,null,null,null,null,null,null,null,null,null,null,null,null,null,null,null,null,null,null,null,null,null,null,null,null,null,null,null,null,null,null,null,null,null,null,null,null,null,null,null,null,null,null,null,null,null,null,null,null,null,null,null,null,null,null,null,null,null,null,null,null,null,null,null,null,null,null,null,null,null,null,null,null,null,null,null,null,null,null,null,null,null,null,null,null,null,null,null,null,null,null,null,null,null,null,null,"Dec30","12/30 Hour 22",8734,8739]
["12/30","23:00:00","2023-12-30T23:00:00",12,30,23,4,null,null,null,null,null,null,null,null,null,null,null,null,null,null,null,null,null,null,null,null,null,null,null,null,null,null,null,null,null,null,null,null,null,null,null,null,null,null,null,null,null,null,null,null,null,null,null,null,null,null,null,null,null,null,null,null,null,null,null,null,null,null,null,null,null,null,null,null,null,null,null,null,null,null,null,null,null,null,null,null,null,null,null,null,null,null,null,null,null,null,null,null,null,null,null,null,null,null,null,null,null,null,null,null,null,null,null,null,null,null,null,null,null,null,"Dec30","12/30 Hour 23",8735,8740]
["12/30","00:00:00","2023-12-30",12,30,24,4,null,null,null,null,null,null,null,null,null,null,null,null,null,null,null,null,null,null,null,null,null,null,null,null,null,null,null,null,null,null,null,null,null,null,null,null,null,null,null,null,null,null,null,null,null,null,null,null,null,null,null,null,null,null,null,null,null,null,null,null,null,null,null,null,null,null,null,null,null,null,null,null,null,null,null,null,null,null,null,null,null,null,null,null,null,null,null,null,null,null,null,null,null,null,null,null,null,null,null,null,null,null,null,null,null,null,null,null,null,null,null,null,null,null,"Dec30","12/30 Hour 24",8736,8741]
["12/31","01:00:00","2023-12-31T01:00:00",12,31,1,8,null,null,null,null,null,null,null,null,null,null,null,null,null,null,null,null,null,null,null,null,null,null,null,null,null,null,null,null,null,null,null,null,null,null,null,null,null,null,null,null,null,null,null,null,null,null,null,null,null,null,null,null,null,null,null,null,null,null,null,null,null,null,null,null,null,null,null,null,null,null,null,null,null,null,null,null,null,null,null,null,null,null,null,null,null,null,null,null,null,null,null,null,null,null,null,null,null,null,null,null,null,null,null,null,null,null,null,null,null,null,null,null,null,null,"Dec31","12/31 Hour 1",8737,8742]
["12/31","02:00:00","2023-12-31T02:00:00",12,31,2,8,null,null,null,null,null,null,null,null,null,null,null,null,null,null,null,null,null,null,null,null,null,null,null,null,null,null,null,null,null,null,null,null,null,null,null,null,null,null,null,null,null,null,null,null,null,null,null,null,null,null,null,null,null,null,null,null,null,null,null,null,null,null,null,null,null,null,null,null,null,null,null,null,null,null,null,null,null,null,null,null,null,null,null,null,null,null,null,null,null,null,null,null,null,null,null,null,null,null,null,null,null,null,null,null,null,null,null,null,null,null,null,null,null,null,"Dec31","12/31 Hour 2",8738,8743]
["12/31","03:00:00","2023-12-31T03:00:00",12,31,3,8,null,null,null,null,null,null,null,null,null,null,null,null,null,null,null,null,null,null,null,null,null,null,null,null,null,null,null,null,null,null,null,null,null,null,null,null,null,null,null,null,null,null,null,null,null,null,null,null,null,null,null,null,null,null,null,null,null,null,null,null,null,null,null,null,null,null,null,null,null,null,null,null,null,null,null,null,null,null,null,null,null,null,null,null,null,null,null,null,null,null,null,null,null,null,null,null,null,null,null,null,null,null,null,null,null,null,null,null,null,null,null,null,null,null,"Dec31","12/31 Hour 3",8739,8744]
["12/31","04:00:00","2023-12-31T04:00:00",12,31,4,8,null,null,null,null,null,null,null,null,null,null,null,null,null,null,null,null,null,null,null,null,null,null,null,null,null,null,null,null,null,null,null,null,null,null,null,null,null,null,null,null,null,null,null,null,null,null,null,null,null,null,null,null,null,null,null,null,null,null,null,null,null,null,null,null,null,null,null,null,null,null,null,null,null,null,null,null,null,null,null,null,null,null,null,null,null,null,null,null,null,null,null,null,null,null,null,null,null,null,null,null,null,null,null,null,null,null,null,null,null,null,null,null,null,null,"Dec31","12/31 Hour 4",8740,8745]
["12/31","05:00:00","2023-12-31T05:00:00",12,31,5,8,null,null,null,null,null,null,null,null,null,null,null,null,null,null,null,null,null,null,null,null,null,null,null,null,null,null,null,null,null,null,null,null,null,null,null,null,null,null,null,null,null,null,null,null,null,null,null,null,null,null,null,null,null,null,null,null,null,null,null,null,null,null,null,null,null,null,null,null,null,null,null,null,null,null,null,null,null,null,null,null,null,null,null,null,null,null,null,null,null,null,null,null,null,null,null,null,null,null,null,null,null,null,null,null,null,null,null,null,null,null,null,null,null,null,"Dec31","12/31 Hour 5",8741,8746]
["12/31","06:00:00","2023-12-31T06:00:00",12,31,6,8,null,null,null,null,null,null,null,null,null,null,null,null,null,null,null,null,null,null,null,null,null,null,null,null,null,null,null,null,null,null,null,null,null,null,null,null,null,null,null,null,null,null,null,null,null,null,null,null,null,null,null,null,null,null,null,null,null,null,null,null,null,null,null,null,null,null,null,null,null,null,null,null,null,null,null,null,null,null,null,null,null,null,null,null,null,null,null,null,null,null,null,null,null,null,null,null,null,null,null,null,null,null,null,null,null,null,null,null,null,null,null,null,null,null,"Dec31","12/31 Hour 6",8742,8747]
["12/31","07:00:00","2023-12-31T07:00:00",12,31,7,8,null,null,null,null,null,null,null,null,null,null,null,null,null,null,null,null,null,null,null,null,null,null,null,null,null,null,null,null,null,null,null,null,null,null,null,null,null,null,null,null,null,null,null,null,null,null,null,null,null,null,null,null,null,null,null,null,null,null,null,null,null,null,null,null,null,null,null,null,null,null,null,null,null,null,null,null,null,null,null,null,null,null,null,null,null,null,null,null,null,null,null,null,null,null,null,null,null,null,null,null,null,null,null,null,null,null,null,null,null,null,null,null,null,null,"Dec31","12/31 Hour 7",8743,8748]
["12/31","08:00:00","2023-12-31T08:00:00",12,31,8,8,null,null,null,null,null,null,null,null,null,null,null,null,null,null,null,null,null,null,null,null,null,null,null,null,null,null,null,null,null,null,null,null,null,null,null,null,null,null,null,null,null,null,null,null,null,null,null,null,null,null,null,null,null,null,null,null,null,null,null,null,null,null,null,null,null,null,null,null,null,null,null,null,null,null,null,null,null,null,null,null,null,null,null,null,null,null,null,null,null,null,null,null,null,null,null,null,null,null,null,null,null,null,null,null,null,null,null,null,null,null,null,null,null,null,"Dec31","12/31 Hour 8",8744,8749]
["12/31","09:00:00","2023-12-31T09:00:00",12,31,9,8,null,null,null,null,null,null,null,null,null,null,null,null,null,null,null,null,null,null,null,null,null,null,null,null,null,null,null,null,null,null,null,null,null,null,null,null,null,null,null,null,null,null,null,null,null,null,null,null,null,null,null,null,null,null,null,null,null,null,null,null,null,null,null,null,null,null,null,null,null,null,null,null,null,null,null,null,null,null,null,null,null,null,null,null,null,null,null,null,null,null,null,null,null,null,null,null,null,null,null,null,null,null,null,null,null,null,null,null,null,null,null,null,null,null,"Dec31","12/31 Hour 9",8745,8750]
["12/31","10:00:00","2023-12-31T10:00:00",12,31,10,8,null,null,null,null,null,null,null,null,null,null,null,null,null,null,null,null,null,null,null,null,null,null,null,null,null,null,null,null,null,null,null,null,null,null,null,null,null,null,null,null,null,null,null,null,null,null,null,null,null,null,null,null,null,null,null,null,null,null,null,null,null,null,null,null,null,null,null,null,null,null,null,null,null,null,null,null,null,null,null,null,null,null,null,null,null,null,null,null,null,null,null,null,null,null,null,null,null,null,null,null,null,null,null,null,null,null,null,null,null,null,null,null,null,null,"Dec31","12/31 Hour 10",8746,8751]
["12/31","11:00:00","2023-12-31T11:00:00",12,31,11,8,null,null,null,null,null,null,null,null,null,null,null,null,null,null,null,null,null,null,null,null,null,null,null,null,null,null,null,null,null,null,null,null,null,null,null,null,null,null,null,null,null,null,null,null,null,null,null,null,null,null,null,null,null,null,null,null,null,null,null,null,null,null,null,null,null,null,null,null,null,null,null,null,null,null,null,null,null,null,null,null,null,null,null,null,null,null,null,null,null,null,null,null,null,null,null,null,null,null,null,null,null,null,null,null,null,null,null,null,null,null,null,null,null,null,"Dec31","12/31 Hour 11",8747,8752]
["12/31","12:00:00","2023-12-31T12:00:00",12,31,12,8,null,null,null,null,null,null,null,null,null,null,null,null,null,null,null,null,null,null,null,null,null,null,null,null,null,null,null,null,null,null,null,null,null,null,null,null,null,null,null,null,null,null,null,null,null,null,null,null,null,null,null,null,null,null,null,null,null,null,null,null,null,null,null,null,null,null,null,null,null,null,null,null,null,null,null,null,null,null,null,null,null,null,null,null,null,null,null,null,null,null,null,null,null,null,null,null,null,null,null,null,null,null,null,null,null,null,null,null,null,null,null,null,null,null,"Dec31","12/31 Hour 12",8748,8753]
["12/31","13:00:00","2023-12-31T13:00:00",12,31,13,8,null,null,null,null,null,null,null,null,null,null,null,null,null,null,null,null,null,null,null,null,null,null,null,null,null,null,null,null,null,null,null,null,null,null,null,null,null,null,null,null,null,null,null,null,null,null,null,null,null,null,null,null,null,null,null,null,null,null,null,null,null,null,null,null,null,null,null,null,null,null,null,null,null,null,null,null,null,null,null,null,null,null,null,null,null,null,null,null,null,null,null,null,null,null,null,null,null,null,null,null,null,null,null,null,null,null,null,null,null,null,null,null,null,null,"Dec31","12/31 Hour 13",8749,8754]
["12/31","14:00:00","2023-12-31T14:00:00",12,31,14,8,null,null,null,null,null,null,null,null,null,null,null,null,null,null,null,null,null,null,null,null,null,null,null,null,null,null,null,null,null,null,null,null,null,null,null,null,null,null,null,null,null,null,null,null,null,null,null,null,null,null,null,null,null,null,null,null,null,null,null,null,null,null,null,null,null,null,null,null,null,null,null,null,null,null,null,null,null,null,null,null,null,null,null,null,null,null,null,null,null,null,null,null,null,null,null,null,null,null,null,null,null,null,null,null,null,null,null,null,null,null,null,null,null,null,"Dec31","12/31 Hour 14",8750,8755]
["12/31","15:00:00","2023-12-31T15:00:00",12,31,15,8,null,null,null,null,null,null,null,null,null,null,null,null,null,null,null,null,null,null,null,null,null,null,null,null,null,null,null,null,null,null,null,null,null,null,null,null,null,null,null,null,null,null,null,null,null,null,null,null,null,null,null,null,null,null,null,null,null,null,null,null,null,null,null,null,null,null,null,null,null,null,null,null,null,null,null,null,null,null,null,null,null,null,null,null,null,null,null,null,null,null,null,null,null,null,null,null,null,null,null,null,null,null,null,null,null,null,null,null,null,null,null,null,null,null,"Dec31","12/31 Hour 15",8751,8756]
["12/31","16:00:00","2023-12-31T16:00:00",12,31,16,8,null,null,null,null,null,null,null,null,null,null,null,null,null,null,null,null,null,null,null,null,null,null,null,null,null,null,null,null,null,null,null,null,null,null,null,null,null,null,null,null,null,null,null,null,null,null,null,null,null,null,null,null,null,null,null,null,null,null,null,null,null,null,null,null,null,null,null,null,null,null,null,null,null,null,null,null,null,null,null,null,null,null,null,null,null,null,null,null,null,null,null,null,null,null,null,null,null,null,null,null,null,null,null,null,null,null,null,null,null,null,null,null,null,null,"Dec31","12/31 Hour 16",8752,8757]
["12/31","17:00:00","2023-12-31T17:00:00",12,31,17,8,null,null,null,null,null,null,null,null,null,null,null,null,null,null,null,null,null,null,null,null,null,null,null,null,null,null,null,null,null,null,null,null,null,null,null,null,null,null,null,null,null,null,null,null,null,null,null,null,null,null,null,null,null,null,null,null,null,null,null,null,null,null,null,null,null,null,null,null,null,null,null,null,null,null,null,null,null,null,null,null,null,null,null,null,null,null,null,null,null,null,null,null,null,null,null,null,null,null,null,null,null,null,null,null,null,null,null,null,null,null,null,null,null,null,"Dec31","12/31 Hour 17",8753,8758]
["12/31","18:00:00","2023-12-31T18:00:00",12,31,18,8,null,null,null,null,null,null,null,null,null,null,null,null,null,null,null,null,null,null,null,null,null,null,null,null,null,null,null,null,null,null,null,null,null,null,null,null,null,null,null,null,null,null,null,null,null,null,null,null,null,null,null,null,null,null,null,null,null,null,null,null,null,null,null,null,null,null,null,null,null,null,null,null,null,null,null,null,null,null,null,null,null,null,null,null,null,null,null,null,null,null,null,null,null,null,null,null,null,null,null,null,null,null,null,null,null,null,null,null,null,null,null,null,null,null,"Dec31","12/31 Hour 18",8754,8759]
["12/31","19:00:00","2023-12-31T19:00:00",12,31,19,8,null,null,null,null,null,null,null,null,null,null,null,null,null,null,null,null,null,null,null,null,null,null,null,null,null,null,null,null,null,null,null,null,null,null,null,null,null,null,null,null,null,null,null,null,null,null,null,null,null,null,null,null,null,null,null,null,null,null,null,null,null,null,null,null,null,null,null,null,null,null,null,null,null,null,null,null,null,null,null,null,null,null,null,null,null,null,null,null,null,null,null,null,null,null,null,null,null,null,null,null,null,null,null,null,null,null,null,null,null,null,null,null,null,null,"Dec31","12/31 Hour 19",8755,8760]
["12/31","20:00:00","2023-12-31T20:00:00",12,31,20,8,null,null,null,null,null,null,null,null,null,null,null,null,null,null,null,null,null,null,null,null,null,null,null,null,null,null,null,null,null,null,null,null,null,null,null,null,null,null,null,null,null,null,null,null,null,null,null,null,null,null,null,null,null,null,null,null,null,null,null,null,null,null,null,null,null,null,null,null,null,null,null,null,null,null,null,null,null,null,null,null,null,null,null,null,null,null,null,null,null,null,null,null,null,null,null,null,null,null,null,null,null,null,null,null,null,null,null,null,null,null,null,null,null,null,"Dec31","12/31 Hour 20",8756,8761]
["12/31","21:00:00","2023-12-31T21:00:00",12,31,21,8,null,null,null,null,null,null,null,null,null,null,null,null,null,null,null,null,null,null,null,null,null,null,null,null,null,null,null,null,null,null,null,null,null,null,null,null,null,null,null,null,null,null,null,null,null,null,null,null,null,null,null,null,null,null,null,null,null,null,null,null,null,null,null,null,null,null,null,null,null,null,null,null,null,null,null,null,null,null,null,null,null,null,null,null,null,null,null,null,null,null,null,null,null,null,null,null,null,null,null,null,null,null,null,null,null,null,null,null,null,null,null,null,null,null,"Dec31","12/31 Hour 21",8757,8762]
["12/31","22:00:00","2023-12-31T22:00:00",12,31,22,8,null,null,null,null,null,null,null,null,null,null,null,null,null,null,null,null,null,null,null,null,null,null,null,null,null,null,null,null,null,null,null,null,null,null,null,null,null,null,null,null,null,null,null,null,null,null,null,null,null,null,null,null,null,null,null,null,null,null,null,null,null,null,null,null,null,null,null,null,null,null,null,null,null,null,null,null,null,null,null,null,null,null,null,null,null,null,null,null,null,null,null,null,null,null,null,null,null,null,null,null,null,null,null,null,null,null,null,null,null,null,null,null,null,null,"Dec31","12/31 Hour 22",8758,8763]
["12/31","23:00:00","2023-12-31T23:00:00",12,31,23,8,null,null,null,null,null,null,null,null,null,null,null,null,null,null,null,null,null,null,null,null,null,null,null,null,null,null,null,null,null,null,null,null,null,null,null,null,null,null,null,null,null,null,null,null,null,null,null,null,null,null,null,null,null,null,null,null,null,null,null,null,null,null,null,null,null,null,null,null,null,null,null,null,null,null,null,null,null,null,null,null,null,null,null,null,null,null,null,null,null,null,null,null,null,null,null,null,null,null,null,null,null,null,null,null,null,null,null,null,null,null,null,null,null,null,"Dec31","12/31 Hour 23",8759,8764]
["12/31","00:00:00","2023-12-31",12,31,24,8,null,null,null,null,null,null,null,null,null,null,null,null,null,null,null,null,null,null,null,null,null,null,null,null,null,null,null,null,null,null,null,null,null,null,null,null,null,null,null,null,null,null,null,null,null,null,null,null,null,null,null,null,null,null,null,null,null,null,null,null,null,null,null,null,null,null,null,null,null,null,null,null,null,null,null,null,null,null,null,null,null,null,null,null,null,null,null,null,null,null,null,null,null,null,null,null,null,null,null,null,null,null,null,null,null,null,null,null,null,null,null,null,null,null,"Dec31","12/31 Hour 24",8760,8765]

{"sheet":"Project Performance","index":12,"n_rows":154,"n_cols":74,"rows_kept":154,"cut":false,"hidden":false,"merged":[[102,67,102,70],[102,63,102,66],[34,5,34,6],[24,4,25,4],[24,5,24,7],[24,8,24,9],[24,10,25,10],[29,5,29,6],[30,5,30,6],[24,12,25,12],[25,5,25,6],[26,5,26,6],[87,31,87,36],[86,4,86,16],[24,13,24,16],[102,46,102,57],[102,4,103,10],[42,5,42,6],[43,5,43,6],[102,11,103,11],[81,27,81,34],[78,4,78,16],[72,15,72,16],[73,15,73,16],[4,4,4,16],[5,4,5,16],[8,4,8,16],[9,4,9,16],[10,4,10,16],[7,4,7,16],[6,4,6,16],[65,15,65,16],[66,15,66,16],[28,5,28,6],[27,5,27,6],[24,11,25,11],[55,15,55,16],[56,15,56,16],[57,15,57,16],[58,15,58,16],[59,15,59,16],[60,15,60,16],[61,15,61,16],[70,15,70,16],[39,8,39,9],[39,10,40,10],[39,11,40,11],[39,12,40,12],[40,5,40,6],[41,5,41,6],[49,5,49,6],[50,5,50,6],[13,27,13,32],[11,4,11,16],[67,15,67,16],[68,15,68,16],[69,15,69,16],[17,4,17,5],[17,6,17,7],[16,4,16,16],[21,4,21,16],[31,5,31,6],[32,5,32,6],[33,5,33,6],[35,5,35,6],[36,5,36,6],[13,4,13,16],[39,4,40,4],[39,5,39,7],[64,15,64,16],[44,5,44,6],[45,5,45,6],[112,4,112,10],[102,58,102,62],[125,4,125,15],[105,4,105,10],[107,4,107,10],[104,4,104,10],[111,4,111,10],[113,4,113,10],[119,4,119,10],[120,4,120,10],[115,4,115,10],[124,4,124,15],[114,4,114,10],[116,4,116,10],[117,4,117,10],[118,4,118,10],[71,15,71,16],[62,15,62,16],[63,15,63,16],[46,5,46,6],[47,5,47,6],[48,5,48,6],[140,4,140,15],[141,4,141,15],[138,4,138,15],[127,4,128,10],[127,11,128,11],[127,12,127,15],[134,4,134,10],[135,4,135,10],[136,4,136,10],[132,4,132,10],[131,4,131,10],[133,4,133,10],[129,4,129,10],[130,4,130,10],[122,4,122,15],[108,4,108,10],[109,4,109,10],[110,4,110,10]]}
["D",null,null,null,"Project Performance"]
["D"]
["D"]
["D",null,null,null,"Table of Contents"]
["D",null,null,null,{"$f":"Perf_Program_Selection_Header","v":"Program Selection"}]
[null,null,{"$f":"IF(OR(Lists_Modeling_Protocol=\"Section 11\",Perf_SEEUPF_Calcs=TRUE),5/0,1)","v":{"$error":"#DIV/0!"}},null,{"$f":"Perf_BPF_Summary_Header","v":"Table 1: Building Performance Factor Summary"}]
[null,null,{"$f":"IF(Lists_Modeling_Protocol=\"Section 11\",1,IF(Perf_SEEUPF_Calcs=FALSE,5/0,1))","v":1},null,{"$f":"Perf_Bldg_Areas_Header","v":"Table 1: Building Area Summary"}]
[null,null,{"$f":"IF(Lists_Modeling_Protocol=\"Section 11\", 5/0,IF(Perf_SEEUPF_Calcs=FALSE,5/0,1))","v":1},null,{"$f":"Perf_SEEUPF_Summary_Header","v":"Table 2: Site Energy End Use Performance Factor Summary"}]
["D",null,null,null,{"$f":"IFERROR(Perf_RE_ExCalc_Submitter_Table_Header,\"\")","v":"Table 3: Renewable Energy and Exceptional Calculation Caps"}]
["D",null,null,null,{"$f":"IFERROR(Perf_Conversion_Factors_Submitter_Table_Header,\"\")","v":"Table 4: Conversion Factors"}]
[null,null,{"$f":"IF(Lists_Modeling_Protocol=\"Section 11\", 1, IF(Perf_SEEUPF_Calcs=TRUE,5/0,1))","v":{"$error":"#DIV/0!"}},null,{"$f":"Perf_Compliance_Calculations_Table_Header","v":"Table 4: Compliance Calculations"}]
["D",null,{"$f":"IF(Lists_Modeling_Protocol=\"Section 11\",5/0,IF(Perf_SEEUPF_Calcs=FALSE,5/0,1))","v":1},null,{"$f":"Perf_SEEUPF_Compliance_Calc_Header","v":"Table 5: Compliance Calculations"}]
["D"]
["D",null,null,null,"Instructions: \n1. Fill out the tables and sections on this tab to determine project performance as needed.",null,null,null,null,null,null,null,null,null,null,null,null,null,null,null,null,null,null,null,null,null,null,"hide/unhide additional calc tabs"]
["D",null,null,null,null,null,null,null,null,null,null,null,null,null,null,null,null,null,null,null,null,null,null,null,null,null,null,"savings by fuel","savings by fuel and end use","elec demand","SEEUPF instead of BPF","fuel neutral","PCIt=BPF"]
["D",null,null,null,"Program Selection",null,null,null,null,null,null,null,null,null,null,null,null,null,null,null,null,null,null,null,null,null,null,{"$f":"IFERROR(IF(INDEX(ProgSetup_PerfCalcs_Hide_Unhide,$AG$26+1,MATCH(AB15,INDEX(ProgSetup_PerfCalcs_Hide_Unhide,1,0),0))=0,FALSE,TRUE), FALSE)","v":true},{"$f":"IFERROR(IF(INDEX(ProgSetup_PerfCalcs_Hide_Unhide,$AG$26+1,MATCH(AC15,INDEX(ProgSetup_PerfCalcs_Hide_Unhide,1,0),0))=0,FALSE,TRUE), FALSE)","v":true},{"$f":"IFERROR(IF(INDEX(ProgSetup_PerfCalcs_Hide_Unhide,$AG$26+1,MATCH(AD15,INDEX(ProgSetup_PerfCalcs_Hide_Unhide,1,0),0))=0,FALSE,TRUE), FALSE)","v":false},{"$f":"IFERROR(IF(Perf_Add_Fuel_Neutral=TRUE,FALSE,IF(INDEX(ProgSetup_PerfCalcs_Hide_Unhide,$AG$26+1,MATCH(AE15,INDEX(ProgSetup_PerfCalcs_Hide_Unhide,1,0),0))=0,FALSE,TRUE)), FALSE)","v":true},{"$f":"IFERROR(IF(INDEX(ProgSetup_PerfCalcs_Hide_Unhide,$AG$26+1,MATCH(AF15,INDEX(ProgSetup_PerfCalcs_Hide_Unhide,1,0),0))=0,FALSE,TRUE), FALSE)","v":false},{"$f":"IFERROR(IF(INDEX(ProgSetup_PerfCalcs_Hide_Unhide,$AG$26+1,MATCH(AG15,INDEX(ProgSetup_PerfCalcs_Hide_Unhide,1,0),0))=0,FALSE,TRUE), FALSE)","v":false}]
["D",null,null,null,"Instructions: \n1. Select the applicable program in the dropdown."]
["D",null,null,null,"Program",null,"CT ECB Energy Modeling Path 1 and Path 2"]
["D"]
["D"]
["D",null,{"$f":"IF(OR(Lists_Modeling_Protocol=\"Section 11\",Perf_SEEUPF_Calcs=TRUE,Perf_Add_Fuel_Neutral=TRUE),5/0,1)","v":{"$error":"#DIV/0!"}},null,"Table 1: Building Performance Factor Summary"]
["D",null,{"$f":"IF(OR(Lists_Modeling_Protocol=\"Section 11\",Perf_SEEUPF_Calcs=TRUE,Perf_Add_Fuel_Neutral=TRUE),5/0,1)","v":{"$error":"#DIV/0!"}},null,"Instructions: \n1. If instructed by the AHJ/RA on the Instructions for Submitter tab, enter Building Performance Factors."]
["D",null,{"$f":"IF(OR(Lists_Modeling_Protocol=\"Section 11\",Perf_SEEUPF_Calcs=TRUE,Perf_Add_Fuel_Neutral=TRUE),5/0,1)","v":{"$error":"#DIV/0!"}}]
[null,null,{"$f":"5/0","v":{"$error":"#DIV/0!"}},null,1,2,3,4,5,6,7,8,9,10,11,12,13]
["D",null,{"$f":"IF(OR(Lists_Modeling_Protocol=\"Section 11\",Perf_SEEUPF_Calcs=TRUE,Perf_Add_Fuel_Neutral=TRUE),5/0,1)","v":{"$error":"#DIV/0!"}},null,"Building Area Type(s)","Conditioned Floor Area, ft2",null,null,"Semi-Heated and Unconditioned Floor Area, ft2",null,"Total New Construction (NC) Floor Area, ft2","Total Renovation Floor Area, ft2","Total NC + Renovation Floor Area, ft2","Building Performance Factors",null,null,null,null,null,null,null,null,null,null,null,null,null,"Default Formulas",null,null,null,"CZ","Program #","AHJ Manual Entry","90.1 Methodology","CF Defaults","Submitter Entry","Override","Cost","Site","Source","GHG","App G or Section 11?","CF Defaults No Selection","Conditioned NC sf","Conditioned Ren sf","Uncond NC sf","Uncond Ren","Year"]
["D",null,{"$f":"IF(OR(Lists_Modeling_Protocol=\"Section 11\",Perf_SEEUPF_Calcs=TRUE,Perf_Add_Fuel_Neutral=TRUE),5/0,1)","v":{"$error":"#DIV/0!"}},null,null,"New Construction",null,"Renovation","New Construction","Renovation",null,null,null,"Cost","Site Energy","Source Energy","GHG Emissions",null,null,null,null,null,null,null,null,null,null,"Cost","Site","Source","GHG",{"$f":"INDEX(ImportsingleRowdata,$A27+1,COLUMN(Import!AA$1))","v":0},{"$f":"MATCH(Perf_Submitter_Program_Selection,ProgSetup_Program_List,0)","v":1},{"$f":"INDEX(BPF_Program_Method_Summary_Table,$AG$26+1,MATCH(AH25,INDEX(BPF_Program_Method_Summary_Table,1,0),0))","v":{"$error":"#NAME?"}},{"$f":"INDEX(BPF_Program_Method_Summary_Table,$AG$26+1,MATCH(AI25,INDEX(BPF_Program_Method_Summary_Table,1,0),0))","v":{"$error":"#NAME?"}},{"$f":"INDEX(BPF_Program_Method_Summary_Table,$AG$26+1,MATCH(AJ25,INDEX(BPF_Program_Method_Summary_Table,1,0),0))","v":{"$error":"#NAME?"}},{"$f":"INDEX(BPF_Program_Method_Summary_Table,$AG$26+1,MATCH(AK25,INDEX(BPF_Program_Method_Summary_Table,1,0),0))","v":{"$error":"#NAME?"}},{"$f":"INDEX(BPF_Program_Method_Summary_Table,$AG$26+1,MATCH(AL25,INDEX(BPF_Program_Method_Summary_Table,1,0),0))","v":{"$error":"#NAME?"}},0,"X",0,0,{"$f":"Lists_Modeling_Protocol","v":""},{"$f":"INDEX(BPF_Program_Method_Summary_Table,$AG$26+1,MATCH(AR25,INDEX(BPF_Program_Method_Summary_Table,1,0),0))","v":{"$error":"#NAME?"}},{"$f":"SUM(F27:F36)","v":0},{"$f":"SUM(H27:H36)","v":0},{"$f":"SUM(I27:I36)","v":0},{"$f":"SUM(J27:J36)","v":0},{"$f":"MID(INDEX(ImportsingleRowdata,$A27+1,COLUMN(Import!AB$1)),SEARCH(\"-\",INDEX(ImportsingleRowdata,$A27+1,COLUMN(Import!AB$1)),1)+1,4)","v":{"$error":"#VALUE!"}}]
[1,null,{"$f":"IF(OR(Lists_Modeling_Protocol=\"Section 11\",Perf_SEEUPF_Calcs=TRUE,Perf_Add_Fuel_Neutral=TRUE),5/0,IF(OR(E27=\"\",E27=0),5/0,1))","v":{"$error":"#DIV/0!"}},null,{"$f":"INDEX(ImportBldgAreadata,A27+1,COLUMN(Import!A$1))","v":0},{"$f":"INDEX(ImportBldgAreadata,$A27+1,COLUMN(Import!B$1))","v":0},null,{"$f":"INDEX(ImportBldgAreadata,$A27+1,COLUMN(Import!C$1))","v":0},{"$f":"INDEX(ImportBldgAreadata,$A27+1,COLUMN(Import!D$1))","v":0},{"$f":"INDEX(ImportBldgAreadata,$A27+1,COLUMN(Import!E$1))","v":0},{"$f":"F27+I27","v":0},{"$f":"H27+J27","v":0},{"$f":"K27+L27","v":0},{"$f":"IF(Lists_Modeling_Protocol=\"Section 11\", \"n/a\",IF(AM$26=0,\"n/a\",IF($AK$26=TRUE,\"\",IF(OR($AJ$26=TRUE,$AR$26=TRUE),INDEX(ImportBldgAreadata,$A27+1,COLUMN(Import!J$1)),IF(OR($AH$26=TRUE,$AI$26=TRUE),INDEX(Ref_Program_BPF_Summary,MATCH($AG$26&$AF$26&$AF27,INDEX(Ref_Program_BPF_Summary,,13),0),9),\"\")))))","v":"n/a"},{"$f":"IF(Lists_Modeling_Protocol=\"Section 11\", \"n/a\",IF(AN$26=0,\"n/a\",IF($AK$26=TRUE,\"\",IF(OR($AJ$26=TRUE,$AR$26=TRUE),INDEX(ImportBldgAreadata,$A27+1,COLUMN(Import!K$1)),IF(OR($AH$26=TRUE,$AI$26=TRUE),INDEX(Ref_Program_BPF_Summary,MATCH($AG$26&$AF$26&$AF27,INDEX(Ref_Program_BPF_Summary,,13),0),10),\"\")))))","v":{"$error":"#NAME?"}},{"$f":"IF(Lists_Modeling_Protocol=\"Section 11\", \"n/a\",IF(AO$26=0,\"n/a\",IF($AK$26=TRUE,\"\",IF(OR($AJ$26=TRUE,$AR$26=TRUE),INDEX(ImportBldgAreadata,$A27+1,COLUMN(Import!L$1)),IF(OR($AH$26=TRUE,$AI$26=TRUE),INDEX(Ref_Program_BPF_Summary,MATCH($AG$26&$AF$26&$AF27,INDEX(Ref_Program_BPF_Summary,,13),0),11),\"\")))))","v":"n/a"},{"$f":"IF(Lists_Modeling_Protocol=\"Section 11\", \"n/a\",IF(AP$26=0,\"n/a\",IF($AK$26=TRUE,\"\",IF(OR($AJ$26=TRUE,$AR$26=TRUE),INDEX(ImportBldgAreadata,$A27+1,COLUMN(Import!M$1)),IF(OR($AH$26=TRUE,$AI$26=TRUE),INDEX(Ref_Program_BPF_Summary,MATCH($AG$26&$AF$26&$AF27,INDEX(Ref_Program_BPF_Summary,,13),0),12),\"\")))))","v":"n/a"},null,null,null,null,null,null,null,null,null,null,{"$f":"IF(Lists_Modeling_Protocol=\"Section 11\", \"n/a\",IF(AM$26=0,\"n/a\",IF($AK$26=TRUE,\"\",IF(OR($AJ$26=TRUE,$AR$26=TRUE),INDEX(ImportBldgAreadata,$A27+1,COLUMN(Import!J$1)),IF(OR($AH$26=TRUE,$AI$26=TRUE),INDEX(Ref_Program_BPF_Summary,MATCH($AG$26&$AF$26&$AF27,INDEX(Ref_Program_BPF_Summary,,13),0),9),\"\")))))","v":"n/a"},{"$f":"IF(Lists_Modeling_Protocol=\"Section 11\", \"n/a\",IF(AN$26=0,\"n/a\",IF($AK$26=TRUE,\"\",IF(OR($AJ$26=TRUE,$AR$26=TRUE),INDEX(ImportBldgAreadata,$A27+1,COLUMN(Import!K$1)),IF(OR($AH$26=TRUE,$AI$26=TRUE),INDEX(Ref_Program_BPF_Summary,MATCH($AG$26&$AF$26&$AF27,INDEX(Ref_Program_BPF_Summary,,13),0),10),\"\")))))","v":{"$error":"#NAME?"}},{"$f":"IF(Lists_Modeling_Protocol=\"Section 11\", \"n/a\",IF(AO$26=0,\"n/a\",IF($AK$26=TRUE,\"\",IF(OR($AJ$26=TRUE,$AR$26=TRUE),INDEX(ImportBldgAreadata,$A27+1,COLUMN(Import!L$1)),IF(OR($AH$26=TRUE,$AI$26=TRUE),INDEX(Ref_Program_BPF_Summary,MATCH($AG$26&$AF$26&$AF27,INDEX(Ref_Program_BPF_Summary,,13),0),11),\"\")))))","v":"n/a"},{"$f":"IF(Lists_Modeling_Protocol=\"Section 11\", \"n/a\",IF(AP$26=0,\"n/a\",IF($AK$26=TRUE,\"\",IF(OR($AJ$26=TRUE,$AR$26=TRUE),INDEX(ImportBldgAreadata,$A27+1,COLUMN(Import!M$1)),IF(OR($AH$26=TRUE,$AI$26=TRUE),INDEX(Ref_Program_BPF_Summary,MATCH($AG$26&$AF$26&$AF27,INDEX(Ref_Program_BPF_Summary,,13),0),12),\"\")))))","v":"n/a"},{"$f":"IFERROR(INDEX(Ref_Building_Area_Mapping,MATCH(E27,INDEX(Ref_Building_Area_Mapping,,2),0),1),\"\")","v":""}]
[2,null,{"$error":"#DIV/0!"},null,{"$f":"INDEX(ImportBldgAreadata,A28+1,COLUMN(Import!A$1))","v":0},{"$f":"INDEX(ImportBldgAreadata,$A28+1,COLUMN(Import!B$1))","v":0},null,{"$f":"INDEX(ImportBldgAreadata,$A28+1,COLUMN(Import!C$1))","v":0},{"$f":"INDEX(ImportBldgAreadata,$A28+1,COLUMN(Import!D$1))","v":0},{"$f":"INDEX(ImportBldgAreadata,$A28+1,COLUMN(Import!E$1))","v":0},{"$f":"F28+I28","v":0},{"$f":"H28+J28","v":0},{"$f":"K28+L28","v":0},{"$f":"IF(Lists_Modeling_Protocol=\"Section 11\", \"n/a\",IF(AM$26=0,\"n/a\",IF($AK$26=TRUE,\"\",IF(OR($AJ$26=TRUE,$AR$26=TRUE),INDEX(ImportBldgAreadata,$A28+1,COLUMN(Import!J$1)),IF(OR($AH$26=TRUE,$AI$26=TRUE),INDEX(Ref_Program_BPF_Summary,MATCH($AG$26&$AF$26&$AF28,INDEX(Ref_Program_BPF_Summary,,13),0),9),\"\")))))","v":"n/a"},{"$f":"IF(Lists_Modeling_Protocol=\"Section 11\", \"n/a\",IF(AN$26=0,\"n/a\",IF($AK$26=TRUE,\"\",IF(OR($AJ$26=TRUE,$AR$26=TRUE),INDEX(ImportBldgAreadata,$A28+1,COLUMN(Import!K$1)),IF(OR($AH$26=TRUE,$AI$26=TRUE),INDEX(Ref_Program_BPF_Summary,MATCH($AG$26&$AF$26&$AF28,INDEX(Ref_Program_BPF_Summary,,13),0),10),\"\")))))","v":{"$error":"#NAME?"}},{"$f":"IF(Lists_Modeling_Protocol=\"Section 11\", \"n/a\",IF(AO$26=0,\"n/a\",IF($AK$26=TRUE,\"\",IF(OR($AJ$26=TRUE,$AR$26=TRUE),INDEX(ImportBldgAreadata,$A28+1,COLUMN(Import!L$1)),IF(OR($AH$26=TRUE,$AI$26=TRUE),INDEX(Ref_Program_BPF_Summary,MATCH($AG$26&$AF$26&$AF28,INDEX(Ref_Program_BPF_Summary,,13),0),11),\"\")))))","v":"n/a"},{"$f":"IF(Lists_Modeling_Protocol=\"Section 11\", \"n/a\",IF(AP$26=0,\"n/a\",IF($AK$26=TRUE,\"\",IF(OR($AJ$26=TRUE,$AR$26=TRUE),INDEX(ImportBldgAreadata,$A28+1,COLUMN(Import!M$1)),IF(OR($AH$26=TRUE,$AI$26=TRUE),INDEX(Ref_Program_BPF_Summary,MATCH($AG$26&$AF$26&$AF28,INDEX(Ref_Program_BPF_Summary,,13),0),12),\"\")))))","v":"n/a"},null,null,null,null,null,null,null,null,null,null,{"$f":"IF(Lists_Modeling_Protocol=\"Section 11\", \"n/a\",IF(AM$26=0,\"n/a\",IF($AK$26=TRUE,\"\",IF(OR($AJ$26=TRUE,$AR$26=TRUE),INDEX(ImportBldgAreadata,$A28+1,COLUMN(Import!J$1)),IF(OR($AH$26=TRUE,$AI$26=TRUE),INDEX(Ref_Program_BPF_Summary,MATCH($AG$26&$AF$26&$AF28,INDEX(Ref_Program_BPF_Summary,,13),0),9),\"\")))))","v":"n/a"},{"$f":"IF(Lists_Modeling_Protocol=\"Section 11\", \"n/a\",IF(AN$26=0,\"n/a\",IF($AK$26=TRUE,\"\",IF(OR($AJ$26=TRUE,$AR$26=TRUE),INDEX(ImportBldgAreadata,$A28+1,COLUMN(Import!K$1)),IF(OR($AH$26=TRUE,$AI$26=TRUE),INDEX(Ref_Program_BPF_Summary,MATCH($AG$26&$AF$26&$AF28,INDEX(Ref_Program_BPF_Summary,,13),0),10),\"\")))))","v":{"$error":"#NAME?"}},{"$f":"IF(Lists_Modeling_Protocol=\"Section 11\", \"n/a\",IF(AO$26=0,\"n/a\",IF($AK$26=TRUE,\"\",IF(OR($AJ$26=TRUE,$AR$26=TRUE),INDEX(ImportBldgAreadata,$A28+1,COLUMN(Import!L$1)),IF(OR($AH$26=TRUE,$AI$26=TRUE),INDEX(Ref_Program_BPF_Summary,MATCH($AG$26&$AF$26&$AF28,INDEX(Ref_Program_BPF_Summary,,13),0),11),\"\")))))","v":"n/a"},{"$f":"IF(Lists_Modeling_Protocol=\"Section 11\", \"n/a\",IF(AP$26=0,\"n/a\",IF($AK$26=TRUE,\"\",IF(OR($AJ$26=TRUE,$AR$26=TRUE),INDEX(ImportBldgAreadata,$A28+1,COLUMN(Import!M$1)),IF(OR($AH$26=TRUE,$AI$26=TRUE),INDEX(Ref_Program_BPF_Summary,MATCH($AG$26&$AF$26&$AF28,INDEX(Ref_Program_BPF_Summary,,13),0),12),\"\")))))","v":"n/a"},""]
[3,null,{"$error":"#DIV/0!"},null,{"$f":"INDEX(ImportBldgAreadata,A29+1,COLUMN(Import!A$1))","v":0},{"$f":"INDEX(ImportBldgAreadata,$A29+1,COLUMN(Import!B$1))","v":0},null,{"$f":"INDEX(ImportBldgAreadata,$A29+1,COLUMN(Import!C$1))","v":0},{"$f":"INDEX(ImportBldgAreadata,$A29+1,COLUMN(Import!D$1))","v":0},{"$f":"INDEX(ImportBldgAreadata,$A29+1,COLUMN(Import!E$1))","v":0},0,0,0,{"$f":"IF(Lists_Modeling_Protocol=\"Section 11\", \"n/a\",IF(AM$26=0,\"n/a\",IF($AK$26=TRUE,\"\",IF(OR($AJ$26=TRUE,$AR$26=TRUE),INDEX(ImportBldgAreadata,$A29+1,COLUMN(Import!J$1)),IF(OR($AH$26=TRUE,$AI$26=TRUE),INDEX(Ref_Program_BPF_Summary,MATCH($AG$26&$AF$26&$AF29,INDEX(Ref_Program_BPF_Summary,,13),0),9),\"\")))))","v":"n/a"},{"$f":"IF(Lists_Modeling_Protocol=\"Section 11\", \"n/a\",IF(AN$26=0,\"n/a\",IF($AK$26=TRUE,\"\",IF(OR($AJ$26=TRUE,$AR$26=TRUE),INDEX(ImportBldgAreadata,$A29+1,COLUMN(Import!K$1)),IF(OR($AH$26=TRUE,$AI$26=TRUE),INDEX(Ref_Program_BPF_Summary,MATCH($AG$26&$AF$26&$AF29,INDEX(Ref_Program_BPF_Summary,,13),0),10),\"\")))))","v":{"$error":"#NAME?"}},{"$f":"IF(Lists_Modeling_Protocol=\"Section 11\", \"n/a\",IF(AO$26=0,\"n/a\",IF($AK$26=TRUE,\"\",IF(OR($AJ$26=TRUE,$AR$26=TRUE),INDEX(ImportBldgAreadata,$A29+1,COLUMN(Import!L$1)),IF(OR($AH$26=TRUE,$AI$26=TRUE),INDEX(Ref_Program_BPF_Summary,MATCH($AG$26&$AF$26&$AF29,INDEX(Ref_Program_BPF_Summary,,13),0),11),\"\")))))","v":"n/a"},{"$f":"IF(Lists_Modeling_Protocol=\"Section 11\", \"n/a\",IF(AP$26=0,\"n/a\",IF($AK$26=TRUE,\"\",IF(OR($AJ$26=TRUE,$AR$26=TRUE),INDEX(ImportBldgAreadata,$A29+1,COLUMN(Import!M$1)),IF(OR($AH$26=TRUE,$AI$26=TRUE),INDEX(Ref_Program_BPF_Summary,MATCH($AG$26&$AF$26&$AF29,INDEX(Ref_Program_BPF_Summary,,13),0),12),\"\")))))","v":"n/a"},null,null,null,null,null,null,null,null,null,null,{"$f":"IF(Lists_Modeling_Protocol=\"Section 11\", \"n/a\",IF(AM$26=0,\"n/a\",IF($AK$26=TRUE,\"\",IF(OR($AJ$26=TRUE,$AR$26=TRUE),INDEX(ImportBldgAreadata,$A29+1,COLUMN(Import!J$1)),IF(OR($AH$26=TRUE,$AI$26=TRUE),INDEX(Ref_Program_BPF_Summary,MATCH($AG$26&$AF$26&$AF29,INDEX(Ref_Program_BPF_Summary,,13),0),9),\"\")))))","v":"n/a"},{"$f":"IF(Lists_Modeling_Protocol=\"Section 11\", \"n/a\",IF(AN$26=0,\"n/a\",IF($AK$26=TRUE,\"\",IF(OR($AJ$26=TRUE,$AR$26=TRUE),INDEX(ImportBldgAreadata,$A29+1,COLUMN(Import!K$1)),IF(OR($AH$26=TRUE,$AI$26=TRUE),INDEX(Ref_Program_BPF_Summary,MATCH($AG$26&$AF$26&$AF29,INDEX(Ref_Program_BPF_Summary,,13),0),10),\"\")))))","v":{"$error":"#NAME?"}},{"$f":"IF(Lists_Modeling_Protocol=\"Section 11\", \"n/a\",IF(AO$26=0,\"n/a\",IF($AK$26=TRUE,\"\",IF(OR($AJ$26=TRUE,$AR$26=TRUE),INDEX(ImportBldgAreadata,$A29+1,COLUMN(Import!L$1)),IF(OR($AH$26=TRUE,$AI$26=TRUE),INDEX(Ref_Program_BPF_Summary,MATCH($AG$26&$AF$26&$AF29,INDEX(Ref_Program_BPF_Summary,,13),0),11),\"\")))))","v":"n/a"},{"$f":"IF(Lists_Modeling_Protocol=\"Section 11\", \"n/a\",IF(AP$26=0,\"n/a\",IF($AK$26=TRUE,\"\",IF(OR($AJ$26=TRUE,$AR$26=TRUE),INDEX(ImportBldgAreadata,$A29+1,COLUMN(Import!M$1)),IF(OR($AH$26=TRUE,$AI$26=TRUE),INDEX(Ref_Program_BPF_Summary,MATCH($AG$26&$AF$26&$AF29,INDEX(Ref_Program_BPF_Summary,,13),0),12),\"\")))))","v":"n/a"},""]
[4,null,{"$error":"#DIV/0!"},null,{"$f":"INDEX(ImportBldgAreadata,A30+1,COLUMN(Import!A$1))","v":0},{"$f":"INDEX(ImportBldgAreadata,$A30+1,COLUMN(Import!B$1))","v":0},null,{"$f":"INDEX(ImportBldgAreadata,$A30+1,COLUMN(Import!C$1))","v":0},{"$f":"INDEX(ImportBldgAreadata,$A30+1,COLUMN(Import!D$1))","v":0},{"$f":"INDEX(ImportBldgAreadata,$A30+1,COLUMN(Import!E$1))","v":0},0,0,0,{"$f":"IF(Lists_Modeling_Protocol=\"Section 11\", \"n/a\",IF(AM$26=0,\"n/a\",IF($AK$26=TRUE,\"\",IF(OR($AJ$26=TRUE,$AR$26=TRUE),INDEX(ImportBldgAreadata,$A30+1,COLUMN(Import!J$1)),IF(OR($AH$26=TRUE,$AI$26=TRUE),INDEX(Ref_Program_BPF_Summary,MATCH($AG$26&$AF$26&$AF30,INDEX(Ref_Program_BPF_Summary,,13),0),9),\"\")))))","v":"n/a"},{"$f":"IF(Lists_Modeling_Protocol=\"Section 11\", \"n/a\",IF(AN$26=0,\"n/a\",IF($AK$26=TRUE,\"\",IF(OR($AJ$26=TRUE,$AR$26=TRUE),INDEX(ImportBldgAreadata,$A30+1,COLUMN(Import!K$1)),IF(OR($AH$26=TRUE,$AI$26=TRUE),INDEX(Ref_Program_BPF_Summary,MATCH($AG$26&$AF$26&$AF30,INDEX(Ref_Program_BPF_Summary,,13),0),10),\"\")))))","v":{"$error":"#NAME?"}},{"$f":"IF(Lists_Modeling_Protocol=\"Section 11\", \"n/a\",IF(AO$26=0,\"n/a\",IF($AK$26=TRUE,\"\",IF(OR($AJ$26=TRUE,$AR$26=TRUE),INDEX(ImportBldgAreadata,$A30+1,COLUMN(Import!L$1)),IF(OR($AH$26=TRUE,$AI$26=TRUE),INDEX(Ref_Program_BPF_Summary,MATCH($AG$26&$AF$26&$AF30,INDEX(Ref_Program_BPF_Summary,,13),0),11),\"\")))))","v":"n/a"},{"$f":"IF(Lists_Modeling_Protocol=\"Section 11\", \"n/a\",IF(AP$26=0,\"n/a\",IF($AK$26=TRUE,\"\",IF(OR($AJ$26=TRUE,$AR$26=TRUE),INDEX(ImportBldgAreadata,$A30+1,COLUMN(Import!M$1)),IF(OR($AH$26=TRUE,$AI$26=TRUE),INDEX(Ref_Program_BPF_Summary,MATCH($AG$26&$AF$26&$AF30,INDEX(Ref_Program_BPF_Summary,,13),0),12),\"\")))))","v":"n/a"},null,null,null,null,null,null,null,null,null,null,{"$f":"IF(Lists_Modeling_Protocol=\"Section 11\", \"n/a\",IF(AM$26=0,\"n/a\",IF($AK$26=TRUE,\"\",IF(OR($AJ$26=TRUE,$AR$26=TRUE),INDEX(ImportBldgAreadata,$A30+1,COLUMN(Import!J$1)),IF(OR($AH$26=TRUE,$AI$26=TRUE),INDEX(Ref_Program_BPF_Summary,MATCH($AG$26&$AF$26&$AF30,INDEX(Ref_Program_BPF_Summary,,13),0),9),\"\")))))","v":"n/a"},{"$f":"IF(Lists_Modeling_Protocol=\"Section 11\", \"n/a\",IF(AN$26=0,\"n/a\",IF($AK$26=TRUE,\"\",IF(OR($AJ$26=TRUE,$AR$26=TRUE),INDEX(ImportBldgAreadata,$A30+1,COLUMN(Import!K$1)),IF(OR($AH$26=TRUE,$AI$26=TRUE),INDEX(Ref_Program_BPF_Summary,MATCH($AG$26&$AF$26&$AF30,INDEX(Ref_Program_BPF_Summary,,13),0),10),\"\")))))","v":{"$error":"#NAME?"}},{"$f":"IF(Lists_Modeling_Protocol=\"Section 11\", \"n/a\",IF(AO$26=0,\"n/a\",IF($AK$26=TRUE,\"\",IF(OR($AJ$26=TRUE,$AR$26=TRUE),INDEX(ImportBldgAreadata,$A30+1,COLUMN(Import!L$1)),IF(OR($AH$26=TRUE,$AI$26=TRUE),INDEX(Ref_Program_BPF_Summary,MATCH($AG$26&$AF$26&$AF30,INDEX(Ref_Program_BPF_Summary,,13),0),11),\"\")))))","v":"n/a"},{"$f":"IF(Lists_Modeling_Protocol=\"Section 11\", \"n/a\",IF(AP$26=0,\"n/a\",IF($AK$26=TRUE,\"\",IF(OR($AJ$26=TRUE,$AR$26=TRUE),INDEX(ImportBldgAreadata,$A30+1,COLUMN(Import!M$1)),IF(OR($AH$26=TRUE,$AI$26=TRUE),INDEX(Ref_Program_BPF_Summary,MATCH($AG$26&$AF$26&$AF30,INDEX(Ref_Program_BPF_Summary,,13),0),12),\"\")))))","v":"n/a"},""]
[5,null,{"$error":"#DIV/0!"},null,{"$f":"INDEX(ImportBldgAreadata,A31+1,COLUMN(Import!A$1))","v":0},{"$f":"INDEX(ImportBldgAreadata,$A31+1,COLUMN(Import!B$1))","v":0},null,{"$f":"INDEX(ImportBldgAreadata,$A31+1,COLUMN(Import!C$1))","v":0},{"$f":"INDEX(ImportBldgAreadata,$A31+1,COLUMN(Import!D$1))","v":0},{"$f":"INDEX(ImportBldgAreadata,$A31+1,COLUMN(Import!E$1))","v":0},0,0,0,{"$f":"IF(Lists_Modeling_Protocol=\"Section 11\", \"n/a\",IF(AM$26=0,\"n/a\",IF($AK$26=TRUE,\"\",IF(OR($AJ$26=TRUE,$AR$26=TRUE),INDEX(ImportBldgAreadata,$A31+1,COLUMN(Import!J$1)),IF(OR($AH$26=TRUE,$AI$26=TRUE),INDEX(Ref_Program_BPF_Summary,MATCH($AG$26&$AF$26&$AF31,INDEX(Ref_Program_BPF_Summary,,13),0),9),\"\")))))","v":"n/a"},{"$f":"IF(Lists_Modeling_Protocol=\"Section 11\", \"n/a\",IF(AN$26=0,\"n/a\",IF($AK$26=TRUE,\"\",IF(OR($AJ$26=TRUE,$AR$26=TRUE),INDEX(ImportBldgAreadata,$A31+1,COLUMN(Import!K$1)),IF(OR($AH$26=TRUE,$AI$26=TRUE),INDEX(Ref_Program_BPF_Summary,MATCH($AG$26&$AF$26&$AF31,INDEX(Ref_Program_BPF_Summary,,13),0),10),\"\")))))","v":{"$error":"#NAME?"}},{"$f":"IF(Lists_Modeling_Protocol=\"Section 11\", \"n/a\",IF(AO$26=0,\"n/a\",IF($AK$26=TRUE,\"\",IF(OR($AJ$26=TRUE,$AR$26=TRUE),INDEX(ImportBldgAreadata,$A31+1,COLUMN(Import!L$1)),IF(OR($AH$26=TRUE,$AI$26=TRUE),INDEX(Ref_Program_BPF_Summary,MATCH($AG$26&$AF$26&$AF31,INDEX(Ref_Program_BPF_Summary,,13),0),11),\"\")))))","v":"n/a"},{"$f":"IF(Lists_Modeling_Protocol=\"Section 11\", \"n/a\",IF(AP$26=0,\"n/a\",IF($AK$26=TRUE,\"\",IF(OR($AJ$26=TRUE,$AR$26=TRUE),INDEX(ImportBldgAreadata,$A31+1,COLUMN(Import!M$1)),IF(OR($AH$26=TRUE,$AI$26=TRUE),INDEX(Ref_Program_BPF_Summary,MATCH($AG$26&$AF$26&$AF31,INDEX(Ref_Program_BPF_Summary,,13),0),12),\"\")))))","v":"n/a"},null,null,null,null,null,null,null,null,null,null,{"$f":"IF(Lists_Modeling_Protocol=\"Section 11\", \"n/a\",IF(AM$26=0,\"n/a\",IF($AK$26=TRUE,\"\",IF(OR($AJ$26=TRUE,$AR$26=TRUE),INDEX(ImportBldgAreadata,$A31+1,COLUMN(Import!J$1)),IF(OR($AH$26=TRUE,$AI$26=TRUE),INDEX(Ref_Program_BPF_Summary,MATCH($AG$26&$AF$26&$AF31,INDEX(Ref_Program_BPF_Summary,,13),0),9),\"\")))))","v":"n/a"},{"$f":"IF(Lists_Modeling_Protocol=\"Section 11\", \"n/a\",IF(AN$26=0,\"n/a\",IF($AK$26=TRUE,\"\",IF(OR($AJ$26=TRUE,$AR$26=TRUE),INDEX(ImportBldgAreadata,$A31+1,COLUMN(Import!K$1)),IF(OR($AH$26=TRUE,$AI$26=TRUE),INDEX(Ref_Program_BPF_Summary,MATCH($AG$26&$AF$26&$AF31,INDEX(Ref_Program_BPF_Summary,,13),0),10),\"\")))))","v":{"$error":"#NAME?"}},{"$f":"IF(Lists_Modeling_Protocol=\"Section 11\", \"n/a\",IF(AO$26=0,\"n/a\",IF($AK$26=TRUE,\"\",IF(OR($AJ$26=TRUE,$AR$26=TRUE),INDEX(ImportBldgAreadata,$A31+1,COLUMN(Import!L$1)),IF(OR($AH$26=TRUE,$AI$26=TRUE),INDEX(Ref_Program_BPF_Summary,MATCH($AG$26&$AF$26&$AF31,INDEX(Ref_Program_BPF_Summary,,13),0),11),\"\")))))","v":"n/a"},{"$f":"IF(Lists_Modeling_Protocol=\"Section 11\", \"n/a\",IF(AP$26=0,\"n/a\",IF($AK$26=TRUE,\"\",IF(OR($AJ$26=TRUE,$AR$26=TRUE),INDEX(ImportBldgAreadata,$A31+1,COLUMN(Import!M$1)),IF(OR($AH$26=TRUE,$AI$26=TRUE),INDEX(Ref_Program_BPF_Summary,MATCH($AG$26&$AF$26&$AF31,INDEX(Ref_Program_BPF_Summary,,13),0),12),\"\")))))","v":"n/a"},""]
[6,null,{"$error":"#DIV/0!"},null,{"$f":"INDEX(ImportBldgAreadata,A32+1,COLUMN(Import!A$1))","v":0},{"$f":"INDEX(ImportBldgAreadata,$A32+1,COLUMN(Import!B$1))","v":0},null,{"$f":"INDEX(ImportBldgAreadata,$A32+1,COLUMN(Import!C$1))","v":0},{"$f":"INDEX(ImportBldgAreadata,$A32+1,COLUMN(Import!D$1))","v":0},{"$f":"INDEX(ImportBldgAreadata,$A32+1,COLUMN(Import!E$1))","v":0},0,0,0,{"$f":"IF(Lists_Modeling_Protocol=\"Section 11\", \"n/a\",IF(AM$26=0,\"n/a\",IF($AK$26=TRUE,\"\",IF(OR($AJ$26=TRUE,$AR$26=TRUE),INDEX(ImportBldgAreadata,$A32+1,COLUMN(Import!J$1)),IF(OR($AH$26=TRUE,$AI$26=TRUE),INDEX(Ref_Program_BPF_Summary,MATCH($AG$26&$AF$26&$AF32,INDEX(Ref_Program_BPF_Summary,,13),0),9),\"\")))))","v":"n/a"},{"$f":"IF(Lists_Modeling_Protocol=\"Section 11\", \"n/a\",IF(AN$26=0,\"n/a\",IF($AK$26=TRUE,\"\",IF(OR($AJ$26=TRUE,$AR$26=TRUE),INDEX(ImportBldgAreadata,$A32+1,COLUMN(Import!K$1)),IF(OR($AH$26=TRUE,$AI$26=TRUE),INDEX(Ref_Program_BPF_Summary,MATCH($AG$26&$AF$26&$AF32,INDEX(Ref_Program_BPF_Summary,,13),0),10),\"\")))))","v":{"$error":"#NAME?"}},{"$f":"IF(Lists_Modeling_Protocol=\"Section 11\", \"n/a\",IF(AO$26=0,\"n/a\",IF($AK$26=TRUE,\"\",IF(OR($AJ$26=TRUE,$AR$26=TRUE),INDEX(ImportBldgAreadata,$A32+1,COLUMN(Import!L$1)),IF(OR($AH$26=TRUE,$AI$26=TRUE),INDEX(Ref_Program_BPF_Summary,MATCH($AG$26&$AF$26&$AF32,INDEX(Ref_Program_BPF_Summary,,13),0),11),\"\")))))","v":"n/a"},{"$f":"IF(Lists_Modeling_Protocol=\"Section 11\", \"n/a\",IF(AP$26=0,\"n/a\",IF($AK$26=TRUE,\"\",IF(OR($AJ$26=TRUE,$AR$26=TRUE),INDEX(ImportBldgAreadata,$A32+1,COLUMN(Import!M$1)),IF(OR($AH$26=TRUE,$AI$26=TRUE),INDEX(Ref_Program_BPF_Summary,MATCH($AG$26&$AF$26&$AF32,INDEX(Ref_Program_BPF_Summary,,13),0),12),\"\")))))","v":"n/a"},null,null,null,null,null,null,null,null,null,null,{"$f":"IF(Lists_Modeling_Protocol=\"Section 11\", \"n/a\",IF(AM$26=0,\"n/a\",IF($AK$26=TRUE,\"\",IF(OR($AJ$26=TRUE,$AR$26=TRUE),INDEX(ImportBldgAreadata,$A32+1,COLUMN(Import!J$1)),IF(OR($AH$26=TRUE,$AI$26=TRUE),INDEX(Ref_Program_BPF_Summary,MATCH($AG$26&$AF$26&$AF32,INDEX(Ref_Program_BPF_Summary,,13),0),9),\"\")))))","v":"n/a"},{"$f":"IF(Lists_Modeling_Protocol=\"Section 11\", \"n/a\",IF(AN$26=0,\"n/a\",IF($AK$26=TRUE,\"\",IF(OR($AJ$26=TRUE,$AR$26=TRUE),INDEX(ImportBldgAreadata,$A32+1,COLUMN(Import!K$1)),IF(OR($AH$26=TRUE,$AI$26=TRUE),INDEX(Ref_Program_BPF_Summary,MATCH($AG$26&$AF$26&$AF32,INDEX(Ref_Program_BPF_Summary,,13),0),10),\"\")))))","v":{"$error":"#NAME?"}},{"$f":"IF(Lists_Modeling_Protocol=\"Section 11\", \"n/a\",IF(AO$26=0,\"n/a\",IF($AK$26=TRUE,\"\",IF(OR($AJ$26=TRUE,$AR$26=TRUE),INDEX(ImportBldgAreadata,$A32+1,COLUMN(Import!L$1)),IF(OR($AH$26=TRUE,$AI$26=TRUE),INDEX(Ref_Program_BPF_Summary,MATCH($AG$26&$AF$26&$AF32,INDEX(Ref_Program_BPF_Summary,,13),0),11),\"\")))))","v":"n/a"},{"$f":"IF(Lists_Modeling_Protocol=\"Section 11\", \"n/a\",IF(AP$26=0,\"n/a\",IF($AK$26=TRUE,\"\",IF(OR($AJ$26=TRUE,$AR$26=TRUE),INDEX(ImportBldgAreadata,$A32+1,COLUMN(Import!M$1)),IF(OR($AH$26=TRUE,$AI$26=TRUE),INDEX(Ref_Program_BPF_Summary,MATCH($AG$26&$AF$26&$AF32,INDEX(Ref_Program_BPF_Summary,,13),0),12),\"\")))))","v":"n/a"},""]
[7,null,{"$error":"#DIV/0!"},null,{"$f":"INDEX(ImportBldgAreadata,A33+1,COLUMN(Import!A$1))","v":0},{"$f":"INDEX(ImportBldgAreadata,$A33+1,COLUMN(Import!B$1))","v":0},null,{"$f":"INDEX(ImportBldgAreadata,$A33+1,COLUMN(Import!C$1))","v":0},{"$f":"INDEX(ImportBldgAreadata,$A33+1,COLUMN(Import!D$1))","v":0},{"$f":"INDEX(ImportBldgAreadata,$A33+1,COLUMN(Import!E$1))","v":0},0,0,0,{"$f":"IF(Lists_Modeling_Protocol=\"Section 11\", \"n/a\",IF(AM$26=0,\"n/a\",IF($AK$26=TRUE,\"\",IF(OR($AJ$26=TRUE,$AR$26=TRUE),INDEX(ImportBldgAreadata,$A33+1,COLUMN(Import!J$1)),IF(OR($AH$26=TRUE,$AI$26=TRUE),INDEX(Ref_Program_BPF_Summary,MATCH($AG$26&$AF$26&$AF33,INDEX(Ref_Program_BPF_Summary,,13),0),9),\"\")))))","v":"n/a"},{"$f":"IF(Lists_Modeling_Protocol=\"Section 11\", \"n/a\",IF(AN$26=0,\"n/a\",IF($AK$26=TRUE,\"\",IF(OR($AJ$26=TRUE,$AR$26=TRUE),INDEX(ImportBldgAreadata,$A33+1,COLUMN(Import!K$1)),IF(OR($AH$26=TRUE,$AI$26=TRUE),INDEX(Ref_Program_BPF_Summary,MATCH($AG$26&$AF$26&$AF33,INDEX(Ref_Program_BPF_Summary,,13),0),10),\"\")))))","v":{"$error":"#NAME?"}},{"$f":"IF(Lists_Modeling_Protocol=\"Section 11\", \"n/a\",IF(AO$26=0,\"n/a\",IF($AK$26=TRUE,\"\",IF(OR($AJ$26=TRUE,$AR$26=TRUE),INDEX(ImportBldgAreadata,$A33+1,COLUMN(Import!L$1)),IF(OR($AH$26=TRUE,$AI$26=TRUE),INDEX(Ref_Program_BPF_Summary,MATCH($AG$26&$AF$26&$AF33,INDEX(Ref_Program_BPF_Summary,,13),0),11),\"\")))))","v":"n/a"},{"$f":"IF(Lists_Modeling_Protocol=\"Section 11\", \"n/a\",IF(AP$26=0,\"n/a\",IF($AK$26=TRUE,\"\",IF(OR($AJ$26=TRUE,$AR$26=TRUE),INDEX(ImportBldgAreadata,$A33+1,COLUMN(Import!M$1)),IF(OR($AH$26=TRUE,$AI$26=TRUE),INDEX(Ref_Program_BPF_Summary,MATCH($AG$26&$AF$26&$AF33,INDEX(Ref_Program_BPF_Summary,,13),0),12),\"\")))))","v":"n/a"},null,null,null,null,null,null,null,null,null,null,{"$f":"IF(Lists_Modeling_Protocol=\"Section 11\", \"n/a\",IF(AM$26=0,\"n/a\",IF($AK$26=TRUE,\"\",IF(OR($AJ$26=TRUE,$AR$26=TRUE),INDEX(ImportBldgAreadata,$A33+1,COLUMN(Import!J$1)),IF(OR($AH$26=TRUE,$AI$26=TRUE),INDEX(Ref_Program_BPF_Summary,MATCH($AG$26&$AF$26&$AF33,INDEX(Ref_Program_BPF_Summary,,13),0),9),\"\")))))","v":"n/a"},{"$f":"IF(Lists_Modeling_Protocol=\"Section 11\", \"n/a\",IF(AN$26=0,\"n/a\",IF($AK$26=TRUE,\"\",IF(OR($AJ$26=TRUE,$AR$26=TRUE),INDEX(ImportBldgAreadata,$A33+1,COLUMN(Import!K$1)),IF(OR($AH$26=TRUE,$AI$26=TRUE),INDEX(Ref_Program_BPF_Summary,MATCH($AG$26&$AF$26&$AF33,INDEX(Ref_Program_BPF_Summary,,13),0),10),\"\")))))","v":{"$error":"#NAME?"}},{"$f":"IF(Lists_Modeling_Protocol=\"Section 11\", \"n/a\",IF(AO$26=0,\"n/a\",IF($AK$26=TRUE,\"\",IF(OR($AJ$26=TRUE,$AR$26=TRUE),INDEX(ImportBldgAreadata,$A33+1,COLUMN(Import!L$1)),IF(OR($AH$26=TRUE,$AI$26=TRUE),INDEX(Ref_Program_BPF_Summary,MATCH($AG$26&$AF$26&$AF33,INDEX(Ref_Program_BPF_Summary,,13),0),11),\"\")))))","v":"n/a"},{"$f":"IF(Lists_Modeling_Protocol=\"Section 11\", \"n/a\",IF(AP$26=0,\"n/a\",IF($AK$26=TRUE,\"\",IF(OR($AJ$26=TRUE,$AR$26=TRUE),INDEX(ImportBldgAreadata,$A33+1,COLUMN(Import!M$1)),IF(OR($AH$26=TRUE,$AI$26=TRUE),INDEX(Ref_Program_BPF_Summary,MATCH($AG$26&$AF$26&$AF33,INDEX(Ref_Program_BPF_Summary,,13),0),12),\"\")))))","v":"n/a"},""]
[8,null,{"$error":"#DIV/0!"},null,{"$f":"INDEX(ImportBldgAreadata,A34+1,COLUMN(Import!A$1))","v":0},{"$f":"INDEX(ImportBldgAreadata,$A34+1,COLUMN(Import!B$1))","v":0},null,{"$f":"INDEX(ImportBldgAreadata,$A34+1,COLUMN(Import!C$1))","v":0},{"$f":"INDEX(ImportBldgAreadata,$A34+1,COLUMN(Import!D$1))","v":0},{"$f":"INDEX(ImportBldgAreadata,$A34+1,COLUMN(Import!E$1))","v":0},0,0,0,{"$f":"IF(Lists_Modeling_Protocol=\"Section 11\", \"n/a\",IF(AM$26=0,\"n/a\",IF($AK$26=TRUE,\"\",IF(OR($AJ$26=TRUE,$AR$26=TRUE),INDEX(ImportBldgAreadata,$A34+1,COLUMN(Import!J$1)),IF(OR($AH$26=TRUE,$AI$26=TRUE),INDEX(Ref_Program_BPF_Summary,MATCH($AG$26&$AF$26&$AF34,INDEX(Ref_Program_BPF_Summary,,13),0),9),\"\")))))","v":"n/a"},{"$f":"IF(Lists_Modeling_Protocol=\"Section 11\", \"n/a\",IF(AN$26=0,\"n/a\",IF($AK$26=TRUE,\"\",IF(OR($AJ$26=TRUE,$AR$26=TRUE),INDEX(ImportBldgAreadata,$A34+1,COLUMN(Import!K$1)),IF(OR($AH$26=TRUE,$AI$26=TRUE),INDEX(Ref_Program_BPF_Summary,MATCH($AG$26&$AF$26&$AF34,INDEX(Ref_Program_BPF_Summary,,13),0),10),\"\")))))","v":{"$error":"#NAME?"}},{"$f":"IF(Lists_Modeling_Protocol=\"Section 11\", \"n/a\",IF(AO$26=0,\"n/a\",IF($AK$26=TRUE,\"\",IF(OR($AJ$26=TRUE,$AR$26=TRUE),INDEX(ImportBldgAreadata,$A34+1,COLUMN(Import!L$1)),IF(OR($AH$26=TRUE,$AI$26=TRUE),INDEX(Ref_Program_BPF_Summary,MATCH($AG$26&$AF$26&$AF34,INDEX(Ref_Program_BPF_Summary,,13),0),11),\"\")))))","v":"n/a"},{"$f":"IF(Lists_Modeling_Protocol=\"Section 11\", \"n/a\",IF(AP$26=0,\"n/a\",IF($AK$26=TRUE,\"\",IF(OR($AJ$26=TRUE,$AR$26=TRUE),INDEX(ImportBldgAreadata,$A34+1,COLUMN(Import!M$1)),IF(OR($AH$26=TRUE,$AI$26=TRUE),INDEX(Ref_Program_BPF_Summary,MATCH($AG$26&$AF$26&$AF34,INDEX(Ref_Program_BPF_Summary,,13),0),12),\"\")))))","v":"n/a"},null,null,null,null,null,null,null,null,null,null,{"$f":"IF(Lists_Modeling_Protocol=\"Section 11\", \"n/a\",IF(AM$26=0,\"n/a\",IF($AK$26=TRUE,\"\",IF(OR($AJ$26=TRUE,$AR$26=TRUE),INDEX(ImportBldgAreadata,$A34+1,COLUMN(Import!J$1)),IF(OR($AH$26=TRUE,$AI$26=TRUE),INDEX(Ref_Program_BPF_Summary,MATCH($AG$26&$AF$26&$AF34,INDEX(Ref_Program_BPF_Summary,,13),0),9),\"\")))))","v":"n/a"},{"$f":"IF(Lists_Modeling_Protocol=\"Section 11\", \"n/a\",IF(AN$26=0,\"n/a\",IF($AK$26=TRUE,\"\",IF(OR($AJ$26=TRUE,$AR$26=TRUE),INDEX(ImportBldgAreadata,$A34+1,COLUMN(Import!K$1)),IF(OR($AH$26=TRUE,$AI$26=TRUE),INDEX(Ref_Program_BPF_Summary,MATCH($AG$26&$AF$26&$AF34,INDEX(Ref_Program_BPF_Summary,,13),0),10),\"\")))))","v":{"$error":"#NAME?"}},{"$f":"IF(Lists_Modeling_Protocol=\"Section 11\", \"n/a\",IF(AO$26=0,\"n/a\",IF($AK$26=TRUE,\"\",IF(OR($AJ$26=TRUE,$AR$26=TRUE),INDEX(ImportBldgAreadata,$A34+1,COLUMN(Import!L$1)),IF(OR($AH$26=TRUE,$AI$26=TRUE),INDEX(Ref_Program_BPF_Summary,MATCH($AG$26&$AF$26&$AF34,INDEX(Ref_Program_BPF_Summary,,13),0),11),\"\")))))","v":"n/a"},{"$f":"IF(Lists_Modeling_Protocol=\"Section 11\", \"n/a\",IF(AP$26=0,\"n/a\",IF($AK$26=TRUE,\"\",IF(OR($AJ$26=TRUE,$AR$26=TRUE),INDEX(ImportBldgAreadata,$A34+1,COLUMN(Import!M$1)),IF(OR($AH$26=TRUE,$AI$26=TRUE),INDEX(Ref_Program_BPF_Summary,MATCH($AG$26&$AF$26&$AF34,INDEX(Ref_Program_BPF_Summary,,13),0),12),\"\")))))","v":"n/a"},""]
[9,null,{"$error":"#DIV/0!"},null,{"$f":"INDEX(ImportBldgAreadata,A35+1,COLUMN(Import!A$1))","v":0},{"$f":"INDEX(ImportBldgAreadata,$A35+1,COLUMN(Import!B$1))","v":0},null,{"$f":"INDEX(ImportBldgAreadata,$A35+1,COLUMN(Import!C$1))","v":0},{"$f":"INDEX(ImportBldgAreadata,$A35+1,COLUMN(Import!D$1))","v":0},{"$f":"INDEX(ImportBldgAreadata,$A35+1,COLUMN(Import!E$1))","v":0},0,0,0,{"$f":"IF(Lists_Modeling_Protocol=\"Section 11\", \"n/a\",IF(AM$26=0,\"n/a\",IF($AK$26=TRUE,\"\",IF(OR($AJ$26=TRUE,$AR$26=TRUE),INDEX(ImportBldgAreadata,$A35+1,COLUMN(Import!J$1)),IF(OR($AH$26=TRUE,$AI$26=TRUE),INDEX(Ref_Program_BPF_Summary,MATCH($AG$26&$AF$26&$AF35,INDEX(Ref_Program_BPF_Summary,,13),0),9),\"\")))))","v":"n/a"},{"$f":"IF(Lists_Modeling_Protocol=\"Section 11\", \"n/a\",IF(AN$26=0,\"n/a\",IF($AK$26=TRUE,\"\",IF(OR($AJ$26=TRUE,$AR$26=TRUE),INDEX(ImportBldgAreadata,$A35+1,COLUMN(Import!K$1)),IF(OR($AH$26=TRUE,$AI$26=TRUE),INDEX(Ref_Program_BPF_Summary,MATCH($AG$26&$AF$26&$AF35,INDEX(Ref_Program_BPF_Summary,,13),0),10),\"\")))))","v":{"$error":"#NAME?"}},{"$f":"IF(Lists_Modeling_Protocol=\"Section 11\", \"n/a\",IF(AO$26=0,\"n/a\",IF($AK$26=TRUE,\"\",IF(OR($AJ$26=TRUE,$AR$26=TRUE),INDEX(ImportBldgAreadata,$A35+1,COLUMN(Import!L$1)),IF(OR($AH$26=TRUE,$AI$26=TRUE),INDEX(Ref_Program_BPF_Summary,MATCH($AG$26&$AF$26&$AF35,INDEX(Ref_Program_BPF_Summary,,13),0),11),\"\")))))","v":"n/a"},{"$f":"IF(Lists_Modeling_Protocol=\"Section 11\", \"n/a\",IF(AP$26=0,\"n/a\",IF($AK$26=TRUE,\"\",IF(OR($AJ$26=TRUE,$AR$26=TRUE),INDEX(ImportBldgAreadata,$A35+1,COLUMN(Import!M$1)),IF(OR($AH$26=TRUE,$AI$26=TRUE),INDEX(Ref_Program_BPF_Summary,MATCH($AG$26&$AF$26&$AF35,INDEX(Ref_Program_BPF_Summary,,13),0),12),\"\")))))","v":"n/a"},null,null,null,null,null,null,null,null,null,null,{"$f":"IF(Lists_Modeling_Protocol=\"Section 11\", \"n/a\",IF(AM$26=0,\"n/a\",IF($AK$26=TRUE,\"\",IF(OR($AJ$26=TRUE,$AR$26=TRUE),INDEX(ImportBldgAreadata,$A35+1,COLUMN(Import!J$1)),IF(OR($AH$26=TRUE,$AI$26=TRUE),INDEX(Ref_Program_BPF_Summary,MATCH($AG$26&$AF$26&$AF35,INDEX(Ref_Program_BPF_Summary,,13),0),9),\"\")))))","v":"n/a"},{"$f":"IF(Lists_Modeling_Protocol=\"Section 11\", \"n/a\",IF(AN$26=0,\"n/a\",IF($AK$26=TRUE,\"\",IF(OR($AJ$26=TRUE,$AR$26=TRUE),INDEX(ImportBldgAreadata,$A35+1,COLUMN(Import!K$1)),IF(OR($AH$26=TRUE,$AI$26=TRUE),INDEX(Ref_Program_BPF_Summary,MATCH($AG$26&$AF$26&$AF35,INDEX(Ref_Program_BPF_Summary,,13),0),10),\"\")))))","v":{"$error":"#NAME?"}},{"$f":"IF(Lists_Modeling_Protocol=\"Section 11\", \"n/a\",IF(AO$26=0,\"n/a\",IF($AK$26=TRUE,\"\",IF(OR($AJ$26=TRUE,$AR$26=TRUE),INDEX(ImportBldgAreadata,$A35+1,COLUMN(Import!L$1)),IF(OR($AH$26=TRUE,$AI$26=TRUE),INDEX(Ref_Program_BPF_Summary,MATCH($AG$26&$AF$26&$AF35,INDEX(Ref_Program_BPF_Summary,,13),0),11),\"\")))))","v":"n/a"},{"$f":"IF(Lists_Modeling_Protocol=\"Section 11\", \"n/a\",IF(AP$26=0,\"n/a\",IF($AK$26=TRUE,\"\",IF(OR($AJ$26=TRUE,$AR$26=TRUE),INDEX(ImportBldgAreadata,$A35+1,COLUMN(Import!M$1)),IF(OR($AH$26=TRUE,$AI$26=TRUE),INDEX(Ref_Program_BPF_Summary,MATCH($AG$26&$AF$26&$AF35,INDEX(Ref_Program_BPF_Summary,,13),0),12),\"\")))))","v":"n/a"},""]
[10,null,{"$error":"#DIV/0!"},null,{"$f":"INDEX(ImportBldgAreadata,A36+1,COLUMN(Import!A$1))","v":0},{"$f":"INDEX(ImportBldgAreadata,$A36+1,COLUMN(Import!B$1))","v":0},null,{"$f":"INDEX(ImportBldgAreadata,$A36+1,COLUMN(Import!C$1))","v":0},{"$f":"INDEX(ImportBldgAreadata,$A36+1,COLUMN(Import!D$1))","v":0},{"$f":"INDEX(ImportBldgAreadata,$A36+1,COLUMN(Import!E$1))","v":0},0,0,0,{"$f":"IF(Lists_Modeling_Protocol=\"Section 11\", \"n/a\",IF(AM$26=0,\"n/a\",IF($AK$26=TRUE,\"\",IF(OR($AJ$26=TRUE,$AR$26=TRUE),INDEX(ImportBldgAreadata,$A36+1,COLUMN(Import!J$1)),IF(OR($AH$26=TRUE,$AI$26=TRUE),INDEX(Ref_Program_BPF_Summary,MATCH($AG$26&$AF$26&$AF36,INDEX(Ref_Program_BPF_Summary,,13),0),9),\"\")))))","v":"n/a"},{"$f":"IF(Lists_Modeling_Protocol=\"Section 11\", \"n/a\",IF(AN$26=0,\"n/a\",IF($AK$26=TRUE,\"\",IF(OR($AJ$26=TRUE,$AR$26=TRUE),INDEX(ImportBldgAreadata,$A36+1,COLUMN(Import!K$1)),IF(OR($AH$26=TRUE,$AI$26=TRUE),INDEX(Ref_Program_BPF_Summary,MATCH($AG$26&$AF$26&$AF36,INDEX(Ref_Program_BPF_Summary,,13),0),10),\"\")))))","v":{"$error":"#NAME?"}},{"$f":"IF(Lists_Modeling_Protocol=\"Section 11\", \"n/a\",IF(AO$26=0,\"n/a\",IF($AK$26=TRUE,\"\",IF(OR($AJ$26=TRUE,$AR$26=TRUE),INDEX(ImportBldgAreadata,$A36+1,COLUMN(Import!L$1)),IF(OR($AH$26=TRUE,$AI$26=TRUE),INDEX(Ref_Program_BPF_Summary,MATCH($AG$26&$AF$26&$AF36,INDEX(Ref_Program_BPF_Summary,,13),0),11),\"\")))))","v":"n/a"},{"$f":"IF(Lists_Modeling_Protocol=\"Section 11\", \"n/a\",IF(AP$26=0,\"n/a\",IF($AK$26=TRUE,\"\",IF(OR($AJ$26=TRUE,$AR$26=TRUE),INDEX(ImportBldgAreadata,$A36+1,COLUMN(Import!M$1)),IF(OR($AH$26=TRUE,$AI$26=TRUE),INDEX(Ref_Program_BPF_Summary,MATCH($AG$26&$AF$26&$AF36,INDEX(Ref_Program_BPF_Summary,,13),0),12),\"\")))))","v":"n/a"},null,null,null,null,null,null,null,null,null,null,{"$f":"IF(Lists_Modeling_Protocol=\"Section 11\", \"n/a\",IF(AM$26=0,\"n/a\",IF($AK$26=TRUE,\"\",IF(OR($AJ$26=TRUE,$AR$26=TRUE),INDEX(ImportBldgAreadata,$A36+1,COLUMN(Import!J$1)),IF(OR($AH$26=TRUE,$AI$26=TRUE),INDEX(Ref_Program_BPF_Summary,MATCH($AG$26&$AF$26&$AF36,INDEX(Ref_Program_BPF_Summary,,13),0),9),\"\")))))","v":"n/a"},{"$f":"IF(Lists_Modeling_Protocol=\"Section 11\", \"n/a\",IF(AN$26=0,\"n/a\",IF($AK$26=TRUE,\"\",IF(OR($AJ$26=TRUE,$AR$26=TRUE),INDEX(ImportBldgAreadata,$A36+1,COLUMN(Import!K$1)),IF(OR($AH$26=TRUE,$AI$26=TRUE),INDEX(Ref_Program_BPF_Summary,MATCH($AG$26&$AF$26&$AF36,INDEX(Ref_Program_BPF_Summary,,13),0),10),\"\")))))","v":{"$error":"#NAME?"}},{"$f":"IF(Lists_Modeling_Protocol=\"Section 11\", \"n/a\",IF(AO$26=0,\"n/a\",IF($AK$26=TRUE,\"\",IF(OR($AJ$26=TRUE,$AR$26=TRUE),INDEX(ImportBldgAreadata,$A36+1,COLUMN(Import!L$1)),IF(OR($AH$26=TRUE,$AI$26=TRUE),INDEX(Ref_Program_BPF_Summary,MATCH($AG$26&$AF$26&$AF36,INDEX(Ref_Program_BPF_Summary,,13),0),11),\"\")))))","v":"n/a"},{"$f":"IF(Lists_Modeling_Protocol=\"Section 11\", \"n/a\",IF(AP$26=0,\"n/a\",IF($AK$26=TRUE,\"\",IF(OR($AJ$26=TRUE,$AR$26=TRUE),INDEX(ImportBldgAreadata,$A36+1,COLUMN(Import!M$1)),IF(OR($AH$26=TRUE,$AI$26=TRUE),INDEX(Ref_Program_BPF_Summary,MATCH($AG$26&$AF$26&$AF36,INDEX(Ref_Program_BPF_Summary,,13),0),12),\"\")))))","v":"n/a"},""]
[null,null,{"$f":"IF(OR(Lists_Modeling_Protocol=\"Section 11\",Perf_SEEUPF_Calcs=TRUE,Perf_Add_Fuel_Neutral=TRUE),5/0,1)","v":{"$error":"#DIV/0!"}},null,null,null,null,null,null,null,null,null,"Area - Weighted Average BPF",{"$f":"IFERROR(IF(COUNTIF(N$27:N$36,\"n/a\")=10,\"n/a\",SUMPRODUCT($M$27:$M$36,IFERROR(N$27:N$36,0))/SUM($M$27:$M$36)),\"n/a\")","v":"n/a"},{"$f":"IFERROR(IF(COUNTIF(O$27:O$36,\"n/a\")=10,\"n/a\",SUMPRODUCT($M$27:$M$36,IFERROR(O$27:O$36,0))/SUM($M$27:$M$36)),\"n/a\")","v":"n/a"},{"$f":"IFERROR(IF(COUNTIF(P$27:P$36,\"n/a\")=10,\"n/a\",SUMPRODUCT($M$27:$M$36,IFERROR(P$27:P$36,0))/SUM($M$27:$M$36)),\"n/a\")","v":"n/a"},{"$f":"IFERROR(IF(COUNTIF(Q$27:Q$36,\"n/a\")=10,\"n/a\",SUMPRODUCT($M$27:$M$36,IFERROR(Q$27:Q$36,0))/SUM($M$27:$M$36)),\"n/a\")","v":"n/a"}]
[null,null,{"$f":"IF(OR(Lists_Modeling_Protocol=\"Section 11\",Perf_SEEUPF_Calcs=TRUE,Perf_Add_Fuel_Neutral=TRUE),5/0,1)","v":{"$error":"#DIV/0!"}}]
[null,null,{"$f":"IF(Lists_Modeling_Protocol=\"Section 11\",1,IF(Perf_Add_Fuel_Neutral=TRUE,1,IF(Perf_SEEUPF_Calcs=FALSE,5/0,1)))","v":1},null,"Table 1: Building Area Summary"]
[null,null,{"$f":"IF(Lists_Modeling_Protocol=\"Section 11\",1,IF(Perf_Add_Fuel_Neutral=TRUE,1,IF(Perf_SEEUPF_Calcs=FALSE,5/0,1)))","v":1},null,"Building Area Type(s)","Conditioned Floor Area, ft2",null,null,"Semi-Heated and Unconditioned Floor Area, ft2",null,"Total New Construction (NC) Floor Area, ft2","Total Renovation Floor Area, ft2","Total NC + Renovation Floor Area, ft2"]
[null,null,{"$f":"IF(Lists_Modeling_Protocol=\"Section 11\",1,IF(Perf_Add_Fuel_Neutral=TRUE,1,IF(Perf_SEEUPF_Calcs=FALSE,5/0,1)))","v":1},null,null,"New Construction",null,"Renovation","New Construction","Renovation"]
[1,null,{"$f":"IF(Lists_Modeling_Protocol=\"Section 11\",IF(OR(E42=\"\",E42=0),5/0,1),IF(Perf_Add_Fuel_Neutral=TRUE,IF(OR(E42=\"\",E42=0),5/0,1),IF(Perf_SEEUPF_Calcs=FALSE,5/0,IF(OR(E42=\"\",E42=0),5/0,1))))","v":{"$error":"#DIV/0!"}},null,{"$f":"INDEX(ImportBldgAreadata,A42+1,COLUMN(Import!A$1))","v":0},{"$f":"INDEX(ImportBldgAreadata,$A42+1,COLUMN(Import!B$1))","v":0},null,{"$f":"INDEX(ImportBldgAreadata,$A42+1,COLUMN(Import!C$1))","v":0},{"$f":"INDEX(ImportBldgAreadata,$A42+1,COLUMN(Import!D$1))","v":0},{"$f":"INDEX(ImportBldgAreadata,$A42+1,COLUMN(Import!E$1))","v":0},{"$f":"F42+I42","v":0},{"$f":"H42+J42","v":0},{"$f":"K42+L42","v":0}]
[2,null,{"$error":"#DIV/0!"},null,{"$f":"INDEX(ImportBldgAreadata,A43+1,COLUMN(Import!A$1))","v":0},{"$f":"INDEX(ImportBldgAreadata,$A43+1,COLUMN(Import!B$1))","v":0},null,{"$f":"INDEX(ImportBldgAreadata,$A43+1,COLUMN(Import!C$1))","v":0},{"$f":"INDEX(ImportBldgAreadata,$A43+1,COLUMN(Import!D$1))","v":0},{"$f":"INDEX(ImportBldgAreadata,$A43+1,COLUMN(Import!E$1))","v":0},{"$f":"F43+I43","v":0},{"$f":"H43+J43","v":0},{"$f":"K43+L43","v":0}]
[3,null,{"$error":"#DIV/0!"},null,{"$f":"INDEX(ImportBldgAreadata,A44+1,COLUMN(Import!A$1))","v":0},{"$f":"INDEX(ImportBldgAreadata,$A44+1,COLUMN(Import!B$1))","v":0},null,{"$f":"INDEX(ImportBldgAreadata,$A44+1,COLUMN(Import!C$1))","v":0},{"$f":"INDEX(ImportBldgAreadata,$A44+1,COLUMN(Import!D$1))","v":0},{"$f":"INDEX(ImportBldgAreadata,$A44+1,COLUMN(Import!E$1))","v":0},0,0,0]
[4,null,{"$error":"#DIV/0!"},null,{"$f":"INDEX(ImportBldgAreadata,A45+1,COLUMN(Import!A$1))","v":0},{"$f":"INDEX(ImportBldgAreadata,$A45+1,COLUMN(Import!B$1))","v":0},null,{"$f":"INDEX(ImportBldgAreadata,$A45+1,COLUMN(Import!C$1))","v":0},{"$f":"INDEX(ImportBldgAreadata,$A45+1,COLUMN(Import!D$1))","v":0},{"$f":"INDEX(ImportBldgAreadata,$A45+1,COLUMN(Import!E$1))","v":0},0,0,0]
[5,null,{"$error":"#DIV/0!"},null,{"$f":"INDEX(ImportBldgAreadata,A46+1,COLUMN(Import!A$1))","v":0},{"$f":"INDEX(ImportBldgAreadata,$A46+1,COLUMN(Import!B$1))","v":0},null,{"$f":"INDEX(ImportBldgAreadata,$A46+1,COLUMN(Import!C$1))","v":0},{"$f":"INDEX(ImportBldgAreadata,$A46+1,COLUMN(Import!D$1))","v":0},{"$f":"INDEX(ImportBldgAreadata,$A46+1,COLUMN(Import!E$1))","v":0},0,0,0]
[6,null,{"$error":"#DIV/0!"},null,{"$f":"INDEX(ImportBldgAreadata,A47+1,COLUMN(Import!A$1))","v":0},{"$f":"INDEX(ImportBldgAreadata,$A47+1,COLUMN(Import!B$1))","v":0},null,{"$f":"INDEX(ImportBldgAreadata,$A47+1,COLUMN(Import!C$1))","v":0},{"$f":"INDEX(ImportBldgAreadata,$A47+1,COLUMN(Import!D$1))","v":0},{"$f":"INDEX(ImportBldgAreadata,$A47+1,COLUMN(Import!E$1))","v":0},0,0,0]
[7,null,{"$error":"#DIV/0!"},null,{"$f":"INDEX(ImportBldgAreadata,A48+1,COLUMN(Import!A$1))","v":0},{"$f":"INDEX(ImportBldgAreadata,$A48+1,COLUMN(Import!B$1))","v":0},null,{"$f":"INDEX(ImportBldgAreadata,$A48+1,COLUMN(Import!C$1))","v":0},{"$f":"INDEX(ImportBldgAreadata,$A48+1,COLUMN(Import!D$1))","v":0},{"$f":"INDEX(ImportBldgAreadata,$A48+1,COLUMN(Import!E$1))","v":0},0,0,0]
[8,null,{"$error":"#DIV/0!"},null,{"$f":"INDEX(ImportBldgAreadata,A49+1,COLUMN(Import!A$1))","v":0},{"$f":"INDEX(ImportBldgAreadata,$A49+1,COLUMN(Import!B$1))","v":0},null,{"$f":"INDEX(ImportBldgAreadata,$A49+1,COLUMN(Import!C$1))","v":0},{"$f":"INDEX(ImportBldgAreadata,$A49+1,COLUMN(Import!D$1))","v":0},{"$f":"INDEX(ImportBldgAreadata,$A49+1,COLUMN(Import!E$1))","v":0},0,0,0]
[9,null,{"$error":"#DIV/0!"},null,{"$f":"INDEX(ImportBldgAreadata,A50+1,COLUMN(Import!A$1))","v":0},{"$f":"INDEX(ImportBldgAreadata,$A50+1,COLUMN(Import!B$1))","v":0},null,{"$f":"INDEX(ImportBldgAreadata,$A50+1,COLUMN(Import!C$1))","v":0},{"$f":"INDEX(ImportBldgAreadata,$A50+1,COLUMN(Import!D$1))","v":0},{"$f":"INDEX(ImportBldgAreadata,$A50+1,COLUMN(Import!E$1))","v":0},0,0,0]
[10,null,{"$error":"#DIV/0!"},null,{"$f":"INDEX(ImportBldgAreadata,A51+1,COLUMN(Import!A$1))","v":0},{"$f":"INDEX(ImportBldgAreadata,$A51+1,COLUMN(Import!B$1))","v":0},null,{"$f":"INDEX(ImportBldgAreadata,$A51+1,COLUMN(Import!C$1))","v":0},{"$f":"INDEX(ImportBldgAreadata,$A51+1,COLUMN(Import!D$1))","v":0},{"$f":"INDEX(ImportBldgAreadata,$A51+1,COLUMN(Import!E$1))","v":0},0,0,0]
[null,null,{"$f":"IF(Lists_Modeling_Protocol=\"Section 11\",1,IF(Perf_Add_Fuel_Neutral=TRUE,1,IF(Perf_SEEUPF_Calcs=FALSE,5/0,1)))","v":1}]
[null,null,{"$f":"IF(Lists_Modeling_Protocol=\"Section 11\",5/0,IF(Perf_Add_Fuel_Neutral=TRUE,1,IF(Perf_SEEUPF_Calcs=FALSE,5/0,1)))","v":1},null,"Table 2: Site Energy End Use Performance Factor Summary"]
[null,null,{"$f":"5/0","v":{"$error":"#DIV/0!"}},null,1,2,3,4,5,6,7,8,9,10,11,12,13]
[null,null,{"$f":"5/0","v":{"$error":"#DIV/0!"}},null,null,1,2,3,4,5,6,7,8,9,10,0]
[1,null,{"$f":"IF(Lists_Modeling_Protocol=\"Section 11\",5/0,IF(Perf_Add_Fuel_Neutral=TRUE,1,IF(Perf_SEEUPF_Calcs=FALSE,5/0,1)))","v":1},null,"End Use",{"$f":"IF(INDEX(Perf_BPF_Table,F55,$E$24)=0,0,INDEX(Perf_BPF_Table,F55,$E$24)&\" SEEUPF\")","v":0},{"$f":"IF(INDEX(Perf_BPF_Table,G55,$E$24)=0,0,INDEX(Perf_BPF_Table,G55,$E$24)&\" SEEUPF\")","v":0},{"$f":"IF(INDEX(Perf_BPF_Table,H55,$E$24)=0,0,INDEX(Perf_BPF_Table,H55,$E$24)&\" SEEUPF\")","v":0},{"$f":"IF(INDEX(Perf_BPF_Table,I55,$E$24)=0,0,INDEX(Perf_BPF_Table,I55,$E$24)&\" SEEUPF\")","v":0},{"$f":"IF(INDEX(Perf_BPF_Table,J55,$E$24)=0,0,INDEX(Perf_BPF_Table,J55,$E$24)&\" SEEUPF\")","v":0},{"$f":"IF(INDEX(Perf_BPF_Table,K55,$E$24)=0,0,INDEX(Perf_BPF_Table,K55,$E$24)&\" SEEUPF\")","v":0},{"$f":"IF(INDEX(Perf_BPF_Table,L55,$E$24)=0,0,INDEX(Perf_BPF_Table,L55,$E$24)&\" SEEUPF\")","v":0},{"$f":"IF(INDEX(Perf_BPF_Table,M55,$E$24)=0,0,INDEX(Perf_BPF_Table,M55,$E$24)&\" SEEUPF\")","v":0},{"$f":"IF(INDEX(Perf_BPF_Table,N55,$E$24)=0,0,INDEX(Perf_BPF_Table,N55,$E$24)&\" SEEUPF\")","v":0},{"$f":"IF(INDEX(Perf_BPF_Table,O55,$E$24)=0,0,INDEX(Perf_BPF_Table,O55,$E$24)&\" SEEUPF\")","v":0},"Area Weighted Average SEEUPF"]
[2,null,1,null,"Interior lighting",{"$f":"INDEX(Perf_byEndUse_SEEUPF_Summary_Table,$A57,F$55+1)","v":0},{"$f":"INDEX(Perf_byEndUse_SEEUPF_Summary_Table,$A57,G$55+1)","v":0},{"$f":"INDEX(Perf_byEndUse_SEEUPF_Summary_Table,$A57,H$55+1)","v":0},{"$f":"INDEX(Perf_byEndUse_SEEUPF_Summary_Table,$A57,I$55+1)","v":0},{"$f":"INDEX(Perf_byEndUse_SEEUPF_Summary_Table,$A57,J$55+1)","v":0},{"$f":"INDEX(Perf_byEndUse_SEEUPF_Summary_Table,$A57,K$55+1)","v":0},{"$f":"INDEX(Perf_byEndUse_SEEUPF_Summary_Table,$A57,L$55+1)","v":0},{"$f":"INDEX(Perf_byEndUse_SEEUPF_Summary_Table,$A57,M$55+1)","v":0},{"$f":"INDEX(Perf_byEndUse_SEEUPF_Summary_Table,$A57,N$55+1)","v":0},{"$f":"INDEX(Perf_byEndUse_SEEUPF_Summary_Table,$A57,O$55+1)","v":0},{"$f":"INDEX(Perf_byEndUse_SEEUPF_Summary_Table,$A57,P$55+1)","v":0}]
[3,null,1,null,"Interior lighting (unregulated)",{"$f":"INDEX(Perf_byEndUse_SEEUPF_Summary_Table,$A58,F$55+1)","v":0},{"$f":"INDEX(Perf_byEndUse_SEEUPF_Summary_Table,$A58,G$55+1)","v":0},{"$f":"INDEX(Perf_byEndUse_SEEUPF_Summary_Table,$A58,H$55+1)","v":0},{"$f":"INDEX(Perf_byEndUse_SEEUPF_Summary_Table,$A58,I$55+1)","v":0},{"$f":"INDEX(Perf_byEndUse_SEEUPF_Summary_Table,$A58,J$55+1)","v":0},{"$f":"INDEX(Perf_byEndUse_SEEUPF_Summary_Table,$A58,K$55+1)","v":0},{"$f":"INDEX(Perf_byEndUse_SEEUPF_Summary_Table,$A58,L$55+1)","v":0},{"$f":"INDEX(Perf_byEndUse_SEEUPF_Summary_Table,$A58,M$55+1)","v":0},{"$f":"INDEX(Perf_byEndUse_SEEUPF_Summary_Table,$A58,N$55+1)","v":0},{"$f":"INDEX(Perf_byEndUse_SEEUPF_Summary_Table,$A58,O$55+1)","v":0},{"$f":"INDEX(Perf_byEndUse_SEEUPF_Summary_Table,$A58,P$55+1)","v":0}]
[4,null,1,null,"Exterior lighting",{"$f":"INDEX(Perf_byEndUse_SEEUPF_Summary_Table,$A59,F$55+1)","v":0},{"$f":"INDEX(Perf_byEndUse_SEEUPF_Summary_Table,$A59,G$55+1)","v":0},{"$f":"INDEX(Perf_byEndUse_SEEUPF_Summary_Table,$A59,H$55+1)","v":0},{"$f":"INDEX(Perf_byEndUse_SEEUPF_Summary_Table,$A59,I$55+1)","v":0},{"$f":"INDEX(Perf_byEndUse_SEEUPF_Summary_Table,$A59,J$55+1)","v":0},{"$f":"INDEX(Perf_byEndUse_SEEUPF_Summary_Table,$A59,K$55+1)","v":0},{"$f":"INDEX(Perf_byEndUse_SEEUPF_Summary_Table,$A59,L$55+1)","v":0},{"$f":"INDEX(Perf_byEndUse_SEEUPF_Summary_Table,$A59,M$55+1)","v":0},{"$f":"INDEX(Perf_byEndUse_SEEUPF_Summary_Table,$A59,N$55+1)","v":0},{"$f":"INDEX(Perf_byEndUse_SEEUPF_Summary_Table,$A59,O$55+1)","v":0},{"$f":"INDEX(Perf_byEndUse_SEEUPF_Summary_Table,$A59,P$55+1)","v":0}]
[5,null,1,null,"Space heating",{"$f":"INDEX(Perf_byEndUse_SEEUPF_Summary_Table,$A60,F$55+1)","v":0},{"$f":"INDEX(Perf_byEndUse_SEEUPF_Summary_Table,$A60,G$55+1)","v":0},{"$f":"INDEX(Perf_byEndUse_SEEUPF_Summary_Table,$A60,H$55+1)","v":0},{"$f":"INDEX(Perf_byEndUse_SEEUPF_Summary_Table,$A60,I$55+1)","v":0},{"$f":"INDEX(Perf_byEndUse_SEEUPF_Summary_Table,$A60,J$55+1)","v":0},{"$f":"INDEX(Perf_byEndUse_SEEUPF_Summary_Table,$A60,K$55+1)","v":0},{"$f":"INDEX(Perf_byEndUse_SEEUPF_Summary_Table,$A60,L$55+1)","v":0},{"$f":"INDEX(Perf_byEndUse_SEEUPF_Summary_Table,$A60,M$55+1)","v":0},{"$f":"INDEX(Perf_byEndUse_SEEUPF_Summary_Table,$A60,N$55+1)","v":0},{"$f":"INDEX(Perf_byEndUse_SEEUPF_Summary_Table,$A60,O$55+1)","v":0},{"$f":"INDEX(Perf_byEndUse_SEEUPF_Summary_Table,$A60,P$55+1)","v":0}]
[6,null,1,null,"Heat pump supplemental heater",{"$f":"INDEX(Perf_byEndUse_SEEUPF_Summary_Table,$A61,F$55+1)","v":0},{"$f":"INDEX(Perf_byEndUse_SEEUPF_Summary_Table,$A61,G$55+1)","v":0},{"$f":"INDEX(Perf_byEndUse_SEEUPF_Summary_Table,$A61,H$55+1)","v":0},{"$f":"INDEX(Perf_byEndUse_SEEUPF_Summary_Table,$A61,I$55+1)","v":0},{"$f":"INDEX(Perf_byEndUse_SEEUPF_Summary_Table,$A61,J$55+1)","v":0},{"$f":"INDEX(Perf_byEndUse_SEEUPF_Summary_Table,$A61,K$55+1)","v":0},{"$f":"INDEX(Perf_byEndUse_SEEUPF_Summary_Table,$A61,L$55+1)","v":0},{"$f":"INDEX(Perf_byEndUse_SEEUPF_Summary_Table,$A61,M$55+1)","v":0},{"$f":"INDEX(Perf_byEndUse_SEEUPF_Summary_Table,$A61,N$55+1)","v":0},{"$f":"INDEX(Perf_byEndUse_SEEUPF_Summary_Table,$A61,O$55+1)","v":0},{"$f":"INDEX(Perf_byEndUse_SEEUPF_Summary_Table,$A61,P$55+1)","v":0}]
[7,null,1,null,"Space cooling",{"$f":"INDEX(Perf_byEndUse_SEEUPF_Summary_Table,$A62,F$55+1)","v":0},{"$f":"INDEX(Perf_byEndUse_SEEUPF_Summary_Table,$A62,G$55+1)","v":0},{"$f":"INDEX(Perf_byEndUse_SEEUPF_Summary_Table,$A62,H$55+1)","v":0},{"$f":"INDEX(Perf_byEndUse_SEEUPF_Summary_Table,$A62,I$55+1)","v":0},{"$f":"INDEX(Perf_byEndUse_SEEUPF_Summary_Table,$A62,J$55+1)","v":0},{"$f":"INDEX(Perf_byEndUse_SEEUPF_Summary_Table,$A62,K$55+1)","v":0},{"$f":"INDEX(Perf_byEndUse_SEEUPF_Summary_Table,$A62,L$55+1)","v":0},{"$f":"INDEX(Perf_byEndUse_SEEUPF_Summary_Table,$A62,M$55+1)","v":0},{"$f":"INDEX(Perf_byEndUse_SEEUPF_Summary_Table,$A62,N$55+1)","v":0},{"$f":"INDEX(Perf_byEndUse_SEEUPF_Summary_Table,$A62,O$55+1)","v":0},{"$f":"INDEX(Perf_byEndUse_SEEUPF_Summary_Table,$A62,P$55+1)","v":0}]
[8,null,1,null,"Pumps",{"$f":"INDEX(Perf_byEndUse_SEEUPF_Summary_Table,$A63,F$55+1)","v":0},{"$f":"INDEX(Perf_byEndUse_SEEUPF_Summary_Table,$A63,G$55+1)","v":0},{"$f":"INDEX(Perf_byEndUse_SEEUPF_Summary_Table,$A63,H$55+1)","v":0},{"$f":"INDEX(Perf_byEndUse_SEEUPF_Summary_Table,$A63,I$55+1)","v":0},{"$f":"INDEX(Perf_byEndUse_SEEUPF_Summary_Table,$A63,J$55+1)","v":0},{"$f":"INDEX(Perf_byEndUse_SEEUPF_Summary_Table,$A63,K$55+1)","v":0},{"$f":"INDEX(Perf_byEndUse_SEEUPF_Summary_Table,$A63,L$55+1)","v":0},{"$f":"INDEX(Perf_byEndUse_SEEUPF_Summary_Table,$A63,M$55+1)","v":0},{"$f":"INDEX(Perf_byEndUse_SEEUPF_Summary_Table,$A63,N$55+1)","v":0},{"$f":"INDEX(Perf_byEndUse_SEEUPF_Summary_Table,$A63,O$55+1)","v":0},{"$f":"INDEX(Perf_byEndUse_SEEUPF_Summary_Table,$A63,P$55+1)","v":0}]
[9,null,1,null,"Heat rejection",{"$f":"INDEX(Perf_byEndUse_SEEUPF_Summary_Table,$A64,F$55+1)","v":0},{"$f":"INDEX(Perf_byEndUse_SEEUPF_Summary_Table,$A64,G$55+1)","v":0},{"$f":"INDEX(Perf_byEndUse_SEEUPF_Summary_Table,$A64,H$55+1)","v":0},{"$f":"INDEX(Perf_byEndUse_SEEUPF_Summary_Table,$A64,I$55+1)","v":0},{"$f":"INDEX(Perf_byEndUse_SEEUPF_Summary_Table,$A64,J$55+1)","v":0},{"$f":"INDEX(Perf_byEndUse_SEEUPF_Summary_Table,$A64,K$55+1)","v":0},{"$f":"INDEX(Perf_byEndUse_SEEUPF_Summary_Table,$A64,L$55+1)","v":0},{"$f":"INDEX(Perf_byEndUse_SEEUPF_Summary_Table,$A64,M$55+1)","v":0},{"$f":"INDEX(Perf_byEndUse_SEEUPF_Summary_Table,$A64,N$55+1)","v":0},{"$f":"INDEX(Perf_byEndUse_SEEUPF_Summary_Table,$A64,O$55+1)","v":0},{"$f":"INDEX(Perf_byEndUse_SEEUPF_Summary_Table,$A64,P$55+1)","v":0}]
[10,null,1,null,"Fans - interior ventilation",{"$f":"INDEX(Perf_byEndUse_SEEUPF_Summary_Table,$A65,F$55+1)","v":0},{"$f":"INDEX(Perf_byEndUse_SEEUPF_Summary_Table,$A65,G$55+1)","v":0},{"$f":"INDEX(Perf_byEndUse_SEEUPF_Summary_Table,$A65,H$55+1)","v":0},{"$f":"INDEX(Perf_byEndUse_SEEUPF_Summary_Table,$A65,I$55+1)","v":0},{"$f":"INDEX(Perf_byEndUse_SEEUPF_Summary_Table,$A65,J$55+1)","v":0},{"$f":"INDEX(Perf_byEndUse_SEEUPF_Summary_Table,$A65,K$55+1)","v":0},{"$f":"INDEX(Perf_byEndUse_SEEUPF_Summary_Table,$A65,L$55+1)","v":0},{"$f":"INDEX(Perf_byEndUse_SEEUPF_Summary_Table,$A65,M$55+1)","v":0},{"$f":"INDEX(Perf_byEndUse_SEEUPF_Summary_Table,$A65,N$55+1)","v":0},{"$f":"INDEX(Perf_byEndUse_SEEUPF_Summary_Table,$A65,O$55+1)","v":0},{"$f":"INDEX(Perf_byEndUse_SEEUPF_Summary_Table,$A65,P$55+1)","v":0}]
[11,null,1,null,"Fans - parking garage",{"$f":"INDEX(Perf_byEndUse_SEEUPF_Summary_Table,$A66,F$55+1)","v":0},{"$f":"INDEX(Perf_byEndUse_SEEUPF_Summary_Table,$A66,G$55+1)","v":0},{"$f":"INDEX(Perf_byEndUse_SEEUPF_Summary_Table,$A66,H$55+1)","v":0},{"$f":"INDEX(Perf_byEndUse_SEEUPF_Summary_Table,$A66,I$55+1)","v":0},{"$f":"INDEX(Perf_byEndUse_SEEUPF_Summary_Table,$A66,J$55+1)","v":0},{"$f":"INDEX(Perf_byEndUse_SEEUPF_Summary_Table,$A66,K$55+1)","v":0},{"$f":"INDEX(Perf_byEndUse_SEEUPF_Summary_Table,$A66,L$55+1)","v":0},{"$f":"INDEX(Perf_byEndUse_SEEUPF_Summary_Table,$A66,M$55+1)","v":0},{"$f":"INDEX(Perf_byEndUse_SEEUPF_Summary_Table,$A66,N$55+1)","v":0},{"$f":"INDEX(Perf_byEndUse_SEEUPF_Summary_Table,$A66,O$55+1)","v":0},{"$f":"INDEX(Perf_byEndUse_SEEUPF_Summary_Table,$A66,P$55+1)","v":0}]
[12,null,1,null,"Service water heating",{"$f":"INDEX(Perf_byEndUse_SEEUPF_Summary_Table,$A67,F$55+1)","v":0},{"$f":"INDEX(Perf_byEndUse_SEEUPF_Summary_Table,$A67,G$55+1)","v":0},{"$f":"INDEX(Perf_byEndUse_SEEUPF_Summary_Table,$A67,H$55+1)","v":0},{"$f":"INDEX(Perf_byEndUse_SEEUPF_Summary_Table,$A67,I$55+1)","v":0},{"$f":"INDEX(Perf_byEndUse_SEEUPF_Summary_Table,$A67,J$55+1)","v":0},{"$f":"INDEX(Perf_byEndUse_SEEUPF_Summary_Table,$A67,K$55+1)","v":0},{"$f":"INDEX(Perf_byEndUse_SEEUPF_Summary_Table,$A67,L$55+1)","v":0},{"$f":"INDEX(Perf_byEndUse_SEEUPF_Summary_Table,$A67,M$55+1)","v":0},{"$f":"INDEX(Perf_byEndUse_SEEUPF_Summary_Table,$A67,N$55+1)","v":0},{"$f":"INDEX(Perf_byEndUse_SEEUPF_Summary_Table,$A67,O$55+1)","v":0},{"$f":"INDEX(Perf_byEndUse_SEEUPF_Summary_Table,$A67,P$55+1)","v":0}]
[13,null,1,null,"Misc equipment",{"$f":"INDEX(Perf_byEndUse_SEEUPF_Summary_Table,$A68,F$55+1)","v":0},{"$f":"INDEX(Perf_byEndUse_SEEUPF_Summary_Table,$A68,G$55+1)","v":0},{"$f":"INDEX(Perf_byEndUse_SEEUPF_Summary_Table,$A68,H$55+1)","v":0},{"$f":"INDEX(Perf_byEndUse_SEEUPF_Summary_Table,$A68,I$55+1)","v":0},{"$f":"INDEX(Perf_byEndUse_SEEUPF_Summary_Table,$A68,J$55+1)","v":0},{"$f":"INDEX(Perf_byEndUse_SEEUPF_Summary_Table,$A68,K$55+1)","v":0},{"$f":"INDEX(Perf_byEndUse_SEEUPF_Summary_Table,$A68,L$55+1)","v":0},{"$f":"INDEX(Perf_byEndUse_SEEUPF_Summary_Table,$A68,M$55+1)","v":0},{"$f":"INDEX(Perf_byEndUse_SEEUPF_Summary_Table,$A68,N$55+1)","v":0},{"$f":"INDEX(Perf_byEndUse_SEEUPF_Summary_Table,$A68,O$55+1)","v":0},{"$f":"INDEX(Perf_byEndUse_SEEUPF_Summary_Table,$A68,P$55+1)","v":0}]
[14,null,1,null,"Industrial process",{"$f":"INDEX(Perf_byEndUse_SEEUPF_Summary_Table,$A69,F$55+1)","v":0},{"$f":"INDEX(Perf_byEndUse_SEEUPF_Summary_Table,$A69,G$55+1)","v":0},{"$f":"INDEX(Perf_byEndUse_SEEUPF_Summary_Table,$A69,H$55+1)","v":0},{"$f":"INDEX(Perf_byEndUse_SEEUPF_Summary_Table,$A69,I$55+1)","v":0},{"$f":"INDEX(Perf_byEndUse_SEEUPF_Summary_Table,$A69,J$55+1)","v":0},{"$f":"INDEX(Perf_byEndUse_SEEUPF_Summary_Table,$A69,K$55+1)","v":0},{"$f":"INDEX(Perf_byEndUse_SEEUPF_Summary_Table,$A69,L$55+1)","v":0},{"$f":"INDEX(Perf_byEndUse_SEEUPF_Summary_Table,$A69,M$55+1)","v":0},{"$f":"INDEX(Perf_byEndUse_SEEUPF_Summary_Table,$A69,N$55+1)","v":0},{"$f":"INDEX(Perf_byEndUse_SEEUPF_Summary_Table,$A69,O$55+1)","v":0},{"$f":"INDEX(Perf_byEndUse_SEEUPF_Summary_Table,$A69,P$55+1)","v":0}]
[15,null,1,null,"Refrigeration equipment (regulated)",{"$f":"INDEX(Perf_byEndUse_SEEUPF_Summary_Table,$A70,F$55+1)","v":0},{"$f":"INDEX(Perf_byEndUse_SEEUPF_Summary_Table,$A70,G$55+1)","v":0},{"$f":"INDEX(Perf_byEndUse_SEEUPF_Summary_Table,$A70,H$55+1)","v":0},{"$f":"INDEX(Perf_byEndUse_SEEUPF_Summary_Table,$A70,I$55+1)","v":0},{"$f":"INDEX(Perf_byEndUse_SEEUPF_Summary_Table,$A70,J$55+1)","v":0},{"$f":"INDEX(Perf_byEndUse_SEEUPF_Summary_Table,$A70,K$55+1)","v":0},{"$f":"INDEX(Perf_byEndUse_SEEUPF_Summary_Table,$A70,L$55+1)","v":0},{"$f":"INDEX(Perf_byEndUse_SEEUPF_Summary_Table,$A70,M$55+1)","v":0},{"$f":"INDEX(Perf_byEndUse_SEEUPF_Summary_Table,$A70,N$55+1)","v":0},{"$f":"INDEX(Perf_byEndUse_SEEUPF_Summary_Table,$A70,O$55+1)","v":0},{"$f":"INDEX(Perf_byEndUse_SEEUPF_Summary_Table,$A70,P$55+1)","v":0}]
[16,null,1,null,"Refrigeration equipment (unregulated)",{"$f":"INDEX(Perf_byEndUse_SEEUPF_Summary_Table,$A71,F$55+1)","v":0},{"$f":"INDEX(Perf_byEndUse_SEEUPF_Summary_Table,$A71,G$55+1)","v":0},{"$f":"INDEX(Perf_byEndUse_SEEUPF_Summary_Table,$A71,H$55+1)","v":0},{"$f":"INDEX(Perf_byEndUse_SEEUPF_Summary_Table,$A71,I$55+1)","v":0},{"$f":"INDEX(Perf_byEndUse_SEEUPF_Summary_Table,$A71,J$55+1)","v":0},{"$f":"INDEX(Perf_byEndUse_SEEUPF_Summary_Table,$A71,K$55+1)","v":0},{"$f":"INDEX(Perf_byEndUse_SEEUPF_Summary_Table,$A71,L$55+1)","v":0},{"$f":"INDEX(Perf_byEndUse_SEEUPF_Summary_Table,$A71,M$55+1)","v":0},{"$f":"INDEX(Perf_byEndUse_SEEUPF_Summary_Table,$A71,N$55+1)","v":0},{"$f":"INDEX(Perf_byEndUse_SEEUPF_Summary_Table,$A71,O$55+1)","v":0},{"$f":"INDEX(Perf_byEndUse_SEEUPF_Summary_Table,$A71,P$55+1)","v":0}]
[17,null,1,null,"Elevators and escalators",{"$f":"INDEX(Perf_byEndUse_SEEUPF_Summary_Table,$A72,F$55+1)","v":0},{"$f":"INDEX(Perf_byEndUse_SEEUPF_Summary_Table,$A72,G$55+1)","v":0},{"$f":"INDEX(Perf_byEndUse_SEEUPF_Summary_Table,$A72,H$55+1)","v":0},{"$f":"INDEX(Perf_byEndUse_SEEUPF_Summary_Table,$A72,I$55+1)","v":0},{"$f":"INDEX(Perf_byEndUse_SEEUPF_Summary_Table,$A72,J$55+1)","v":0},{"$f":"INDEX(Perf_byEndUse_SEEUPF_Summary_Table,$A72,K$55+1)","v":0},{"$f":"INDEX(Perf_byEndUse_SEEUPF_Summary_Table,$A72,L$55+1)","v":0},{"$f":"INDEX(Perf_byEndUse_SEEUPF_Summary_Table,$A72,M$55+1)","v":0},{"$f":"INDEX(Perf_byEndUse_SEEUPF_Summary_Table,$A72,N$55+1)","v":0},{"$f":"INDEX(Perf_byEndUse_SEEUPF_Summary_Table,$A72,O$55+1)","v":0},{"$f":"INDEX(Perf_byEndUse_SEEUPF_Summary_Table,$A72,P$55+1)","v":0}]
[18,null,1,null,"Other regulated",{"$f":"INDEX(Perf_byEndUse_SEEUPF_Summary_Table,$A73,F$55+1)","v":0},{"$f":"INDEX(Perf_byEndUse_SEEUPF_Summary_Table,$A73,G$55+1)","v":0},{"$f":"INDEX(Perf_byEndUse_SEEUPF_Summary_Table,$A73,H$55+1)","v":0},{"$f":"INDEX(Perf_byEndUse_SEEUPF_Summary_Table,$A73,I$55+1)","v":0},{"$f":"INDEX(Perf_byEndUse_SEEUPF_Summary_Table,$A73,J$55+1)","v":0},{"$f":"INDEX(Perf_byEndUse_SEEUPF_Summary_Table,$A73,K$55+1)","v":0},{"$f":"INDEX(Perf_byEndUse_SEEUPF_Summary_Table,$A73,L$55+1)","v":0},{"$f":"INDEX(Perf_byEndUse_SEEUPF_Summary_Table,$A73,M$55+1)","v":0},{"$f":"INDEX(Perf_byEndUse_SEEUPF_Summary_Table,$A73,N$55+1)","v":0},{"$f":"INDEX(Perf_byEndUse_SEEUPF_Summary_Table,$A73,O$55+1)","v":0},{"$f":"INDEX(Perf_byEndUse_SEEUPF_Summary_Table,$A73,P$55+1)","v":0}]
[19,null,1,null,"Other unregulated",{"$f":"INDEX(Perf_byEndUse_SEEUPF_Summary_Table,$A74,F$55+1)","v":0},{"$f":"INDEX(Perf_byEndUse_SEEUPF_Summary_Table,$A74,G$55+1)","v":0},{"$f":"INDEX(Perf_byEndUse_SEEUPF_Summary_Table,$A74,H$55+1)","v":0},{"$f":"INDEX(Perf_byEndUse_SEEUPF_Summary_Table,$A74,I$55+1)","v":0},{"$f":"INDEX(Perf_byEndUse_SEEUPF_Summary_Table,$A74,J$55+1)","v":0},{"$f":"INDEX(Perf_byEndUse_SEEUPF_Summary_Table,$A74,K$55+1)","v":0},{"$f":"INDEX(Perf_byEndUse_SEEUPF_Summary_Table,$A74,L$55+1)","v":0},{"$f":"INDEX(Perf_byEndUse_SEEUPF_Summary_Table,$A74,M$55+1)","v":0},{"$f":"INDEX(Perf_byEndUse_SEEUPF_Summary_Table,$A74,N$55+1)","v":0},{"$f":"INDEX(Perf_byEndUse_SEEUPF_Summary_Table,$A74,O$55+1)","v":0},{"$f":"INDEX(Perf_byEndUse_SEEUPF_Summary_Table,$A74,P$55+1)","v":0}]
[null,null,1]
[null,null,{"$f":"5/0","v":{"$error":"#DIV/0!"}}]
[null,null,{"$f":"IF(OR(Lists_Modeling_Protocol=\"Section 11\",Perf_SEEUPF_Calcs=TRUE),5/0,1)","v":{"$error":"#DIV/0!"}}]
[null,null,null,null,{"$f":"IFERROR(\"Table \"&IF(Lists_Modeling_Protocol=\"Section 11\",2,IF(Perf_SEEUPF_Calcs=FALSE,2,3))&\": Renewable Energy and Exceptional Calculation Caps\",\"TBD\")","v":"Table 3: Renewable Energy and Exceptional Calculation Caps"},null,null,null,null,null,null,null,null,null,null,null,null,null,null,null,null,null,null,null,null,null,null,null,null,null,null,null,null,null,null,null,null,null,null,null,null,null,"End Use List"]
[null,null,{"$f":"5/0","v":{"$error":"#DIV/0!"}},null,null,null,null,null,null,null,null,null,null,null,null,null,null,null,null,null,null,null,null,null,null,null,null,null,null,null,null,null,null,null,null,null,null,null,null,null,null,null,"Interior lighting"]
[null,null,{"$f":"5/0","v":{"$error":"#DIV/0!"}},null,1,2,3,4,5,6,7,8,null,null,null,null,null,null,null,null,null,null,null,null,null,null,null,null,null,null,null,null,null,null,null,null,null,null,null,null,null,null,"Interior lighting (unregulated)"]
[null,null,null,null,"Renewable Energy Caps",null,null,null,"Exceptional Calculation Caps",null,null,null,null,null,null,null,null,null,null,null,null,null,null,null,null,null,null,null,null,null,null,null,null,null,null,null,null,null,null,null,null,null,"Exterior lighting"]
[null,null,null,null,"Cost","Site Energy","Source Energy","GHG","Cost","Site Energy","Source Energy","GHG",null,null,null,null,null,null,null,null,null,null,null,null,null,null,null,"Default formulas",null,null,null,null,null,null,null,null,null,null,null,null,null,null,"Space heating"]
[null,null,{"$f":"IF(COUNTIF(Perf_RE_EXCalcs_Table_Submitter,FALSE)=8,5/0,1)","v":{"$error":"#DIV/0!"}},null,{"$f":"IF(Lists_Modeling_Protocol=\"Section 11\", IF(INDEX(RE_EC_Caps_Table_AHJ,$AG$26,'Miscellaneous Customizations'!F14)=\"\",Ref_General!D5,INDEX(RE_EC_Caps_Table_AHJ,$AG$26,'Miscellaneous Customizations'!F14)),IF(Lists_Modeling_Protocol=\"Appendix G\",IF(INDEX(RE_EC_Caps_Table_AHJ,$AG$26,'Miscellaneous Customizations'!N14)=\"\",Ref_General!L5,INDEX(RE_EC_Caps_Table_AHJ,$AG$26,'Miscellaneous Customizations'!N14))))","v":false},{"$f":"IF(Lists_Modeling_Protocol=\"Section 11\", IF(INDEX(RE_EC_Caps_Table_AHJ,$AG$26,'Miscellaneous Customizations'!G14)=\"\",Ref_General!E5,INDEX(RE_EC_Caps_Table_AHJ,$AG$26,'Miscellaneous Customizations'!G14)),IF(Lists_Modeling_Protocol=\"Appendix G\",IF(INDEX(RE_EC_Caps_Table_AHJ,$AG$26,'Miscellaneous Customizations'!O14)=\"\",Ref_General!M5,INDEX(RE_EC_Caps_Table_AHJ,$AG$26,'Miscellaneous Customizations'!O14))))","v":false},{"$f":"IF(Lists_Modeling_Protocol=\"Section 11\", IF(INDEX(RE_EC_Caps_Table_AHJ,$AG$26,'Miscellaneous Customizations'!H14)=\"\",Ref_General!F5,INDEX(RE_EC_Caps_Table_AHJ,$AG$26,'Miscellaneous Customizations'!H14)),IF(Lists_Modeling_Protocol=\"Appendix G\",IF(INDEX(RE_EC_Caps_Table_AHJ,$AG$26,'Miscellaneous Customizations'!P14)=\"\",Ref_General!N5,INDEX(RE_EC_Caps_Table_AHJ,$AG$26,'Miscellaneous Customizations'!P14))))","v":false},{"$f":"IF(Lists_Modeling_Protocol=\"Section 11\", IF(INDEX(RE_EC_Caps_Table_AHJ,$AG$26,'Miscellaneous Customizations'!I14)=\"\",Ref_General!G5,INDEX(RE_EC_Caps_Table_AHJ,$AG$26,'Miscellaneous Customizations'!I14)),IF(Lists_Modeling_Protocol=\"Appendix G\",IF(INDEX(RE_EC_Caps_Table_AHJ,$AG$26,'Miscellaneous Customizations'!Q14)=\"\",Ref_General!O5,INDEX(RE_EC_Caps_Table_AHJ,$AG$26,'Miscellaneous Customizations'!Q14))))","v":false},{"$f":"IF(Lists_Modeling_Protocol=\"Section 11\", IF(INDEX(RE_EC_Caps_Table_AHJ,$AG$26,'Miscellaneous Customizations'!J14)=\"\",\"None\",INDEX(RE_EC_Caps_Table_AHJ,$AG$26,'Miscellaneous Customizations'!J14)),IF(Lists_Modeling_Protocol=\"Appendix G\",IF(INDEX(RE_EC_Caps_Table_AHJ,$AG$26,'Miscellaneous Customizations'!R14)=\"\",50%,INDEX(RE_EC_Caps_Table_AHJ,$AG$26,'Miscellaneous Customizations'!R14))))","v":false},{"$f":"IF(Lists_Modeling_Protocol=\"Section 11\", IF(INDEX(RE_EC_Caps_Table_AHJ,$AG$26,'Miscellaneous Customizations'!K14)=\"\",\"None\",INDEX(RE_EC_Caps_Table_AHJ,$AG$26,'Miscellaneous Customizations'!K14)),IF(Lists_Modeling_Protocol=\"Appendix G\",IF(INDEX(RE_EC_Caps_Table_AHJ,$AG$26,'Miscellaneous Customizations'!S14)=\"\",50%,INDEX(RE_EC_Caps_Table_AHJ,$AG$26,'Miscellaneous Customizations'!S14))))","v":false},{"$f":"IF(Lists_Modeling_Protocol=\"Section 11\", IF(INDEX(RE_EC_Caps_Table_AHJ,$AG$26,'Miscellaneous Customizations'!L14)=\"\",\"None\",INDEX(RE_EC_Caps_Table_AHJ,$AG$26,'Miscellaneous Customizations'!L14)),IF(Lists_Modeling_Protocol=\"Appendix G\",IF(INDEX(RE_EC_Caps_Table_AHJ,$AG$26,'Miscellaneous Customizations'!T14)=\"\",50%,INDEX(RE_EC_Caps_Table_AHJ,$AG$26,'Miscellaneous Customizations'!T14))))","v":false},{"$f":"IF(Lists_Modeling_Protocol=\"Section 11\", IF(INDEX(RE_EC_Caps_Table_AHJ,$AG$26,'Miscellaneous Customizations'!M14)=\"\",\"None\",INDEX(RE_EC_Caps_Table_AHJ,$AG$26,'Miscellaneous Customizations'!M14)),IF(Lists_Modeling_Protocol=\"Appendix G\",IF(INDEX(RE_EC_Caps_Table_AHJ,$AG$26,'Miscellaneous Customizations'!U14)=\"\",50%,INDEX(RE_EC_Caps_Table_AHJ,$AG$26,'Miscellaneous Customizations'!U14))))","v":false},null,null,null,null,null,null,null,null,null,null,null,null,null,null,null,{"$f":"IF(Lists_Modeling_Protocol=\"Section 11\", IF(INDEX(RE_EC_Caps_Table_AHJ,$AG$26,'Miscellaneous Customizations'!F14)=\"\",Ref_General!D5,INDEX(RE_EC_Caps_Table_AHJ,$AG$26,'Miscellaneous Customizations'!F14)),IF(Lists_Modeling_Protocol=\"Appendix G\",IF(INDEX(RE_EC_Caps_Table_AHJ,$AG$26,'Miscellaneous Customizations'!N14)=\"\",Ref_General!L5,INDEX(RE_EC_Caps_Table_AHJ,$AG$26,'Miscellaneous Customizations'!N14))))","v":false},{"$f":"IF(Lists_Modeling_Protocol=\"Section 11\", IF(INDEX(RE_EC_Caps_Table_AHJ,$AG$26,'Miscellaneous Customizations'!G14)=\"\",Ref_General!E5,INDEX(RE_EC_Caps_Table_AHJ,$AG$26,'Miscellaneous Customizations'!G14)),IF(Lists_Modeling_Protocol=\"Appendix G\",IF(INDEX(RE_EC_Caps_Table_AHJ,$AG$26,'Miscellaneous Customizations'!O14)=\"\",Ref_General!M5,INDEX(RE_EC_Caps_Table_AHJ,$AG$26,'Miscellaneous Customizations'!O14))))","v":false},{"$f":"IF(Lists_Modeling_Protocol=\"Section 11\", IF(INDEX(RE_EC_Caps_Table_AHJ,$AG$26,'Miscellaneous Customizations'!H14)=\"\",Ref_General!F5,INDEX(RE_EC_Caps_Table_AHJ,$AG$26,'Miscellaneous Customizations'!H14)),IF(Lists_Modeling_Protocol=\"Appendix G\",IF(INDEX(RE_EC_Caps_Table_AHJ,$AG$26,'Miscellaneous Customizations'!P14)=\"\",Ref_General!N5,INDEX(RE_EC_Caps_Table_AHJ,$AG$26,'Miscellaneous Customizations'!P14))))","v":false},{"$f":"IF(Lists_Modeling_Protocol=\"Section 11\", IF(INDEX(RE_EC_Caps_Table_AHJ,$AG$26,'Miscellaneous Customizations'!I14)=\"\",Ref_General!G5,INDEX(RE_EC_Caps_Table_AHJ,$AG$26,'Miscellaneous Customizations'!I14)),IF(Lists_Modeling_Protocol=\"Appendix G\",IF(INDEX(RE_EC_Caps_Table_AHJ,$AG$26,'Miscellaneous Customizations'!Q14)=\"\",Ref_General!O5,INDEX(RE_EC_Caps_Table_AHJ,$AG$26,'Miscellaneous Customizations'!Q14))))","v":false},{"$f":"IF(Lists_Modeling_Protocol=\"Section 11\", IF(INDEX(RE_EC_Caps_Table_AHJ,$AG$26,'Miscellaneous Customizations'!J14)=\"\",\"None\",INDEX(RE_EC_Caps_Table_AHJ,$AG$26,'Miscellaneous Customizations'!J14)),IF(Lists_Modeling_Protocol=\"Appendix G\",IF(INDEX(RE_EC_Caps_Table_AHJ,$AG$26,'Miscellaneous Customizations'!R14)=\"\",50%,INDEX(RE_EC_Caps_Table_AHJ,$AG$26,'Miscellaneous Customizations'!R14))))","v":false},{"$f":"IF(Lists_Modeling_Protocol=\"Section 11\", IF(INDEX(RE_EC_Caps_Table_AHJ,$AG$26,'Miscellaneous Customizations'!K14)=\"\",\"None\",INDEX(RE_EC_Caps_Table_AHJ,$AG$26,'Miscellaneous Customizations'!K14)),IF(Lists_Modeling_Protocol=\"Appendix G\",IF(INDEX(RE_EC_Caps_Table_AHJ,$AG$26,'Miscellaneous Customizations'!S14)=\"\",50%,INDEX(RE_EC_Caps_Table_AHJ,$AG$26,'Miscellaneous Customizations'!S14))))","v":false},{"$f":"IF(Lists_Modeling_Protocol=\"Section 11\", IF(INDEX(RE_EC_Caps_Table_AHJ,$AG$26,'Miscellaneous Customizations'!L14)=\"\",\"None\",INDEX(RE_EC_Caps_Table_AHJ,$AG$26,'Miscellaneous Customizations'!L14)),IF(Lists_Modeling_Protocol=\"Appendix G\",IF(INDEX(RE_EC_Caps_Table_AHJ,$AG$26,'Miscellaneous Customizations'!T14)=\"\",50%,INDEX(RE_EC_Caps_Table_AHJ,$AG$26,'Miscellaneous Customizations'!T14))))","v":false},{"$f":"IF(Lists_Modeling_Protocol=\"Section 11\", IF(INDEX(RE_EC_Caps_Table_AHJ,$AG$26,'Miscellaneous Customizations'!M14)=\"\",\"None\",INDEX(RE_EC_Caps_Table_AHJ,$AG$26,'Miscellaneous Customizations'!M14)),IF(Lists_Modeling_Protocol=\"Appendix G\",IF(INDEX(RE_EC_Caps_Table_AHJ,$AG$26,'Miscellaneous Customizations'!U14)=\"\",50%,INDEX(RE_EC_Caps_Table_AHJ,$AG$26,'Miscellaneous Customizations'!U14))))","v":false},null,null,null,null,null,null,null,"Heat pump supplemental heater"]
[null,null,{"$f":"5/0","v":{"$error":"#DIV/0!"}},null,null,null,null,null,null,null,null,null,null,null,null,null,null,null,null,null,null,null,null,null,null,null,null,null,null,null,null,null,null,null,null,null,null,null,null,null,null,null,"Space cooling"]
[null,null,null,null,null,null,null,null,null,null,null,null,null,null,null,null,null,null,null,null,null,null,null,null,null,null,null,null,null,null,null,null,null,null,null,null,null,null,null,null,null,null,"Pumps"]
[null,null,null,null,{"$f":"IFERROR(\"Table \"&IF(Lists_Modeling_Protocol=\"Section 11\",3,IF(Perf_SEEUPF_Calcs=FALSE,3,4))&\": Conversion Factors\",\"TBD\")","v":"Table 4: Conversion Factors"},null,null,null,null,null,null,null,null,null,null,null,null,null,null,null,null,null,null,null,null,null,null,null,null,null,null,null,null,null,null,null,null,null,null,null,null,null,"Heat rejection"]
[null,null,null,null,"Instructions: \n1. As required by the AHJ/RA per the \"Instructions for Submitter\" tab modify the energy cost, CO2 emission factor, and site-to-source ratios. If needed, use the \"Restore default values\" button to restore the default values for this program. If cells are white filled, modifications are not allowed.",null,null,null,null,null,null,null,null,null,null,null,null,null,null,null,null,null,null,null,null,null,null,null,null,null,null,null,null,null,null,null,null,null,null,null,null,null,"Fans - interior ventilation"]
[null,null,{"$f":"5/0","v":{"$error":"#DIV/0!"}},null,1,2,3,4,5,6,7,null,null,null,null,null,null,null,null,null,null,null,null,null,null,null,null,"Cost","CO2","S2S","EnCont","CF Imports",null,null,null,null,null,null,null,null,null,null,"Fans - parking garage"]
[null,null,null,null,"Energy Type","Energy Unit","Baseline Cost ($/energy unit)","Proposed Cost ($/energy unit)","CO2 Factor (metric ton CO2/MMBtu)","Site to Source Ratio (source kBtu/site kBtu)","Energy Content (kBtu/energy unit)",null,null,null,null,null,null,null,null,null,null,null,null,null,null,null,"default baseline cost formula","default formula cost","default formula CO2","default formula site to source","default formula energy content","Energy Type","Proposed cost in dollars/energy unit from CF","energy unit","GHG factor","Site to source","Energy content kBtu/energy unit from CF","Sub override?","energy units from AHJ","Conversion factor","Energy units","Baseline cost in dollars/energy unit from CF","Service water heating"]
[1,null,{"$f":"IF(E90=0,5/0,1)","v":{"$error":"#DIV/0!"}},null,{"$f":"IFERROR(INDEX(ImportCostdata,A90+1,COLUMN(Import!$A$1)),0)","v":0},{"$f":"AO90","v":0},{"$f":"IFERROR(IF(COUNTIF(INDEX(RE_EC_EnergyTypes,,1),$E90)>0,IF(INDEX(RE_EC_CustomConversionFactors_Table,$AG$26+1,MATCH($E90&AB$88,RE_EC_CustomConversionFactors_Helper,0))<>\"\",INDEX(RE_EC_CustomConversionFactors_Table,$AG$26+1,MATCH($E90&AB$88,RE_EC_CustomConversionFactors_Helper,0)),AP90/AN90),AP90),0)","v":0},{"$f":"IFERROR(IF(COUNTIF(INDEX(RE_EC_EnergyTypes,,1),$E90)>0,IF(INDEX(RE_EC_CustomConversionFactors_Table,$AG$26+1,MATCH($E90&AB$88,RE_EC_CustomConversionFactors_Helper,0))<>\"\",INDEX(RE_EC_CustomConversionFactors_Table,$AG$26+1,MATCH($E90&AB$88,RE_EC_CustomConversionFactors_Helper,0)),AG90/AN90),AG90),0)","v":0},{"$f":"IFERROR(IF(COUNTIF(INDEX(RE_EC_EnergyTypes,,1),$E90)>0,IF(INDEX(RE_EC_CustomConversionFactors_Table,$AG$26+1,MATCH($E90&AC$88,RE_EC_CustomConversionFactors_Helper,0))<>\"\",INDEX(RE_EC_CustomConversionFactors_Table,$AG$26+1,MATCH($E90&AC$88,RE_EC_CustomConversionFactors_Helper,0)),AI90),AI90),0)","v":0},{"$f":"IFERROR(IF(COUNTIF(INDEX(RE_EC_EnergyTypes,,1),$E90)>0,IF(INDEX(RE_EC_CustomConversionFactors_Table,$AG$26+1,MATCH($E90&AD$88,RE_EC_CustomConversionFactors_Helper,0))<>\"\",INDEX(RE_EC_CustomConversionFactors_Table,$AG$26+1,MATCH($E90&AD$88,RE_EC_CustomConversionFactors_Helper,0)),AJ90),AJ90),0)","v":0},{"$f":"IFERROR(IF(COUNTIF(INDEX(RE_EC_EnergyTypes,,1),$E90)>0,IF(INDEX(RE_EC_CustomConversionFactors_Table,$AG$26+1,MATCH($E90&AE$88,RE_EC_CustomConversionFactors_Helper,0))<>\"\",INDEX(RE_EC_CustomConversionFactors_Table,$AG$26+1,MATCH($E90&AE$88,RE_EC_CustomConversionFactors_Helper,0)),AK90/AN90),AK90),0)","v":0},null,null,null,null,null,null,null,null,null,null,null,null,null,null,null,{"$f":"IFERROR(IF(COUNTIF(INDEX(RE_EC_EnergyTypes,,1),$E90)>0,IF(INDEX(RE_EC_CustomConversionFactors_Table,$AG$26+1,MATCH($E90&AB$88,RE_EC_CustomConversionFactors_Helper,0))<>\"\",INDEX(RE_EC_CustomConversionFactors_Table,$AG$26+1,MATCH($E90&AB$88,RE_EC_CustomConversionFactors_Helper,0)),AP90/AN90),AP90),0)","v":0},{"$f":"IFERROR(IF(COUNTIF(INDEX(RE_EC_EnergyTypes,,1),$E90)>0,IF(INDEX(RE_EC_CustomConversionFactors_Table,$AG$26+1,MATCH($E90&AB$88,RE_EC_CustomConversionFactors_Helper,0))<>\"\",INDEX(RE_EC_CustomConversionFactors_Table,$AG$26+1,MATCH($E90&AB$88,RE_EC_CustomConversionFactors_Helper,0)),AG90/AN90),AG90),0)","v":0},{"$f":"IFERROR(IF(COUNTIF(INDEX(RE_EC_EnergyTypes,,1),$E90)>0,IF(INDEX(RE_EC_CustomConversionFactors_Table,$AG$26+1,MATCH($E90&AC$88,RE_EC_CustomConversionFactors_Helper,0))<>\"\",INDEX(RE_EC_CustomConversionFactors_Table,$AG$26+1,MATCH($E90&AC$88,RE_EC_CustomConversionFactors_Helper,0)),AI90),AI90),0)","v":0},{"$f":"IFERROR(IF(COUNTIF(INDEX(RE_EC_EnergyTypes,,1),$E90)>0,IF(INDEX(RE_EC_CustomConversionFactors_Table,$AG$26+1,MATCH($E90&AD$88,RE_EC_CustomConversionFactors_Helper,0))<>\"\",INDEX(RE_EC_CustomConversionFactors_Table,$AG$26+1,MATCH($E90&AD$88,RE_EC_CustomConversionFactors_Helper,0)),AJ90),AJ90),0)","v":0},{"$f":"IFERROR(IF(COUNTIF(INDEX(RE_EC_EnergyTypes,,1),$E90)>0,IF(INDEX(RE_EC_CustomConversionFactors_Table,$AG$26+1,MATCH($E90&AE$88,RE_EC_CustomConversionFactors_Helper,0))<>\"\",INDEX(RE_EC_CustomConversionFactors_Table,$AG$26+1,MATCH($E90&AE$88,RE_EC_CustomConversionFactors_Helper,0)),AK90/AN90),AK90),0)","v":0},{"$f":"IFERROR(INDEX(ImportCostdata,A90+1,COLUMN(Import!$A$1)),0)","v":0},{"$f":"_xlfn.SWITCH(INDEX(ImportCostdata,MATCH(AF90,INDEX(ImportCostdata,,1),0),COLUMN(Import!$D$1)),0,INDEX(ImportCostdata,MATCH(AF90,INDEX(ImportCostdata,,1),0),COLUMN(Import!$C$1)),INDEX(ImportCostdata,MATCH(AF90,INDEX(ImportCostdata,,1),0),COLUMN(Import!$D$1)))","v":{"$error":"#N/A"}},{"$f":"IFERROR(INDEX(ImportCostdata,A90+1,COLUMN(Import!$B$2)),0)","v":0},{"$f":"INDEX(ImportCostdata,MATCH(AF90,INDEX(ImportCostdata,,1),0),COLUMN(Import!I1))","v":{"$error":"#N/A"}},{"$f":"INDEX(ImportCostdata,MATCH(AF90,INDEX(ImportCostdata,,1),0),COLUMN(Import!F1))","v":{"$error":"#N/A"}},{"$f":"IFERROR(IFERROR(INDEX(Ref_UnitConversions_Energy_Content_kBtu_Unit, MATCH(AF90&AH90,Ref_UnitConversions_Energy_Units_Lookup,0),),INDEX(Ref_UnitConversions_Energy_Content_kBtu_Unit, MATCH(\"All\"&AH90,Ref_UnitConversions_Energy_Units_Lookup,0),)),0)","v":0},{"$f":"INDEX(RE_EC_CustomConversions_SubOverride,$AG$26,)","v":0},{"$f":"IFERROR(INDEX(RE_EC_EnergyTypes,MATCH(AF90,INDEX(RE_EC_EnergyTypes,,'Miscellaneous Customizations'!$E$52),0),'Miscellaneous Customizations'!$F$52),\"\")","v":""},{"$f":"INDEX(Ref_UnitConversions_Energy_Content_kBtu_Unit,IFERROR(MATCH(E90&AH90,Ref_UnitConversions_Energy_Units_Lookup,0),MATCH(\"All\"&AH90,Ref_UnitConversions_Energy_Units_Lookup,0)),)/INDEX(Ref_UnitConversions_Energy_Content_kBtu_Unit,IFERROR(MATCH(E90&AM90,Ref_UnitConversions_Energy_Units_Lookup,0),MATCH(\"All\"&AM90,Ref_UnitConversions_Energy_Units_Lookup,0)),)","v":{"$error":"#N/A"}},{"$f":"IF(AM90=\"\",AH90,AM90)","v":0},{"$f":"_xlfn.SWITCH(INDEX(ImportCostdata,MATCH(AF90,INDEX(ImportCostdata,,1),0),COLUMN(Import!$C$1)),0,INDEX(ImportCostdata,MATCH(AF90,INDEX(ImportCostdata,,1),0),COLUMN(Import!$D$1)),INDEX(ImportCostdata,MATCH(AF90,INDEX(ImportCostdata,,1),0),COLUMN(Import!$C$1)))","v":{"$error":"#N/A"}},"Misc equipment"]
[2,null,{"$f":"IF(E91=0,5/0,1)","v":{"$error":"#DIV/0!"}},null,{"$f":"IFERROR(INDEX(ImportCostdata,A91+1,COLUMN(Import!$A$1)),0)","v":0},{"$f":"AO91","v":0},{"$f":"IFERROR(IF(COUNTIF(INDEX(RE_EC_EnergyTypes,,1),$E91)>0,IF(INDEX(RE_EC_CustomConversionFactors_Table,$AG$26+1,MATCH($E91&AB$88,RE_EC_CustomConversionFactors_Helper,0))<>\"\",INDEX(RE_EC_CustomConversionFactors_Table,$AG$26+1,MATCH($E91&AB$88,RE_EC_CustomConversionFactors_Helper,0)),AP91/AN91),AP91),0)","v":0},{"$f":"IFERROR(IF(COUNTIF(INDEX(RE_EC_EnergyTypes,,1),$E91)>0,IF(INDEX(RE_EC_CustomConversionFactors_Table,$AG$26+1,MATCH($E91&AB$88,RE_EC_CustomConversionFactors_Helper,0))<>\"\",INDEX(RE_EC_CustomConversionFactors_Table,$AG$26+1,MATCH($E91&AB$88,RE_EC_CustomConversionFactors_Helper,0)),AG91/AN91),AG91),0)","v":0},{"$f":"IFERROR(IF(COUNTIF(INDEX(RE_EC_EnergyTypes,,1),$E91)>0,IF(INDEX(RE_EC_CustomConversionFactors_Table,$AG$26+1,MATCH($E91&AC$88,RE_EC_CustomConversionFactors_Helper,0))<>\"\",INDEX(RE_EC_CustomConversionFactors_Table,$AG$26+1,MATCH($E91&AC$88,RE_EC_CustomConversionFactors_Helper,0)),AI91),AI91),0)","v":0},{"$f":"IFERROR(IF(COUNTIF(INDEX(RE_EC_EnergyTypes,,1),$E91)>0,IF(INDEX(RE_EC_CustomConversionFactors_Table,$AG$26+1,MATCH($E91&AD$88,RE_EC_CustomConversionFactors_Helper,0))<>\"\",INDEX(RE_EC_CustomConversionFactors_Table,$AG$26+1,MATCH($E91&AD$88,RE_EC_CustomConversionFactors_Helper,0)),AJ91),AJ91),0)","v":0},{"$f":"IFERROR(IF(COUNTIF(INDEX(RE_EC_EnergyTypes,,1),$E91)>0,IF(INDEX(RE_EC_CustomConversionFactors_Table,$AG$26+1,MATCH($E91&AE$88,RE_EC_CustomConversionFactors_Helper,0))<>\"\",INDEX(RE_EC_CustomConversionFactors_Table,$AG$26+1,MATCH($E91&AE$88,RE_EC_CustomConversionFactors_Helper,0)),AK91/AN91),AK91),0)","v":0},null,null,null,null,null,null,null,null,null,null,null,null,null,null,null,{"$f":"IFERROR(IF(COUNTIF(INDEX(RE_EC_EnergyTypes,,1),$E91)>0,IF(INDEX(RE_EC_CustomConversionFactors_Table,$AG$26+1,MATCH($E91&AB$88,RE_EC_CustomConversionFactors_Helper,0))<>\"\",INDEX(RE_EC_CustomConversionFactors_Table,$AG$26+1,MATCH($E91&AB$88,RE_EC_CustomConversionFactors_Helper,0)),AP91/AN91),AP91),0)","v":0},{"$f":"IFERROR(IF(COUNTIF(INDEX(RE_EC_EnergyTypes,,1),$E91)>0,IF(INDEX(RE_EC_CustomConversionFactors_Table,$AG$26+1,MATCH($E91&AB$88,RE_EC_CustomConversionFactors_Helper,0))<>\"\",INDEX(RE_EC_CustomConversionFactors_Table,$AG$26+1,MATCH($E91&AB$88,RE_EC_CustomConversionFactors_Helper,0)),AG91/AN91),AG91),0)","v":0},{"$f":"IFERROR(IF(COUNTIF(INDEX(RE_EC_EnergyTypes,,1),$E91)>0,IF(INDEX(RE_EC_CustomConversionFactors_Table,$AG$26+1,MATCH($E91&AC$88,RE_EC_CustomConversionFactors_Helper,0))<>\"\",INDEX(RE_EC_CustomConversionFactors_Table,$AG$26+1,MATCH($E91&AC$88,RE_EC_CustomConversionFactors_Helper,0)),AI91),AI91),0)","v":0},{"$f":"IFERROR(IF(COUNTIF(INDEX(RE_EC_EnergyTypes,,1),$E91)>0,IF(INDEX(RE_EC_CustomConversionFactors_Table,$AG$26+1,MATCH($E91&AD$88,RE_EC_CustomConversionFactors_Helper,0))<>\"\",INDEX(RE_EC_CustomConversionFactors_Table,$AG$26+1,MATCH($E91&AD$88,RE_EC_CustomConversionFactors_Helper,0)),AJ91),AJ91),0)","v":0},{"$f":"IFERROR(IF(COUNTIF(INDEX(RE_EC_EnergyTypes,,1),$E91)>0,IF(INDEX(RE_EC_CustomConversionFactors_Table,$AG$26+1,MATCH($E91&AE$88,RE_EC_CustomConversionFactors_Helper,0))<>\"\",INDEX(RE_EC_CustomConversionFactors_Table,$AG$26+1,MATCH($E91&AE$88,RE_EC_CustomConversionFactors_Helper,0)),AK91/AN91),AK91),0)","v":0},{"$f":"IFERROR(INDEX(ImportCostdata,A91+1,COLUMN(Import!$A$1)),0)","v":0},{"$f":"_xlfn.SWITCH(INDEX(ImportCostdata,MATCH(AF91,INDEX(ImportCostdata,,1),0),COLUMN(Import!$D$1)),0,INDEX(ImportCostdata,MATCH(AF91,INDEX(ImportCostdata,,1),0),COLUMN(Import!$C$1)),INDEX(ImportCostdata,MATCH(AF91,INDEX(ImportCostdata,,1),0),COLUMN(Import!$D$1)))","v":{"$error":"#N/A"}},{"$f":"IFERROR(INDEX(ImportCostdata,A91+1,COLUMN(Import!$B$2)),0)","v":0},{"$f":"INDEX(ImportCostdata,MATCH(AF91,INDEX(ImportCostdata,,1),0),COLUMN(Import!I2))","v":{"$error":"#N/A"}},{"$f":"INDEX(ImportCostdata,MATCH(AF91,INDEX(ImportCostdata,,1),0),COLUMN(Import!F2))","v":{"$error":"#N/A"}},{"$f":"IFERROR(IFERROR(INDEX(Ref_UnitConversions_Energy_Content_kBtu_Unit, MATCH(AF91&AH91,Ref_UnitConversions_Energy_Units_Lookup,0),),INDEX(Ref_UnitConversions_Energy_Content_kBtu_Unit, MATCH(\"All\"&AH91,Ref_UnitConversions_Energy_Units_Lookup,0),)),0)","v":0},null,{"$f":"IFERROR(INDEX(RE_EC_EnergyTypes,MATCH(AF91,INDEX(RE_EC_EnergyTypes,,'Miscellaneous Customizations'!$E$52),0),'Miscellaneous Customizations'!$F$52),\"\")","v":""},{"$f":"INDEX(Ref_UnitConversions_Energy_Content_kBtu_Unit,IFERROR(MATCH(E91&AH91,Ref_UnitConversions_Energy_Units_Lookup,0),MATCH(\"All\"&AH91,Ref_UnitConversions_Energy_Units_Lookup,0)),)/INDEX(Ref_UnitConversions_Energy_Content_kBtu_Unit,IFERROR(MATCH(E91&AM91,Ref_UnitConversions_Energy_Units_Lookup,0),MATCH(\"All\"&AM91,Ref_UnitConversions_Energy_Units_Lookup,0)),)","v":{"$error":"#N/A"}},{"$f":"IF(AM91=\"\",AH91,AM91)","v":0},{"$f":"_xlfn.SWITCH(INDEX(ImportCostdata,MATCH(AF91,INDEX(ImportCostdata,,1),0),COLUMN(Import!$C$1)),0,INDEX(ImportCostdata,MATCH(AF91,INDEX(ImportCostdata,,1),0),COLUMN(Import!$D$1)),INDEX(ImportCostdata,MATCH(AF91,INDEX(ImportCostdata,,1),0),COLUMN(Import!$C$1)))","v":{"$error":"#N/A"}},"Industrial process"]
[3,null,{"$error":"#DIV/0!"},null,{"$f":"IFERROR(INDEX(ImportCostdata,A92+1,COLUMN(Import!$A$1)),0)","v":0},0,{"$f":"IFERROR(IF(COUNTIF(INDEX(RE_EC_EnergyTypes,,1),$E92)>0,IF(INDEX(RE_EC_CustomConversionFactors_Table,$AG$26+1,MATCH($E92&AB$88,RE_EC_CustomConversionFactors_Helper,0))<>\"\",INDEX(RE_EC_CustomConversionFactors_Table,$AG$26+1,MATCH($E92&AB$88,RE_EC_CustomConversionFactors_Helper,0)),AP92/AN92),AP92),0)","v":0},{"$f":"IFERROR(IF(COUNTIF(INDEX(RE_EC_EnergyTypes,,1),$E92)>0,IF(INDEX(RE_EC_CustomConversionFactors_Table,$AG$26+1,MATCH($E92&AB$88,RE_EC_CustomConversionFactors_Helper,0))<>\"\",INDEX(RE_EC_CustomConversionFactors_Table,$AG$26+1,MATCH($E92&AB$88,RE_EC_CustomConversionFactors_Helper,0)),AG92/AN92),AG92),0)","v":0},{"$f":"IFERROR(IF(COUNTIF(INDEX(RE_EC_EnergyTypes,,1),$E92)>0,IF(INDEX(RE_EC_CustomConversionFactors_Table,$AG$26+1,MATCH($E92&AC$88,RE_EC_CustomConversionFactors_Helper,0))<>\"\",INDEX(RE_EC_CustomConversionFactors_Table,$AG$26+1,MATCH($E92&AC$88,RE_EC_CustomConversionFactors_Helper,0)),AI92),AI92),0)","v":0},{"$f":"IFERROR(IF(COUNTIF(INDEX(RE_EC_EnergyTypes,,1),$E92)>0,IF(INDEX(RE_EC_CustomConversionFactors_Table,$AG$26+1,MATCH($E92&AD$88,RE_EC_CustomConversionFactors_Helper,0))<>\"\",INDEX(RE_EC_CustomConversionFactors_Table,$AG$26+1,MATCH($E92&AD$88,RE_EC_CustomConversionFactors_Helper,0)),AJ92),AJ92),0)","v":0},{"$f":"IFERROR(IF(COUNTIF(INDEX(RE_EC_EnergyTypes,,1),$E92)>0,IF(INDEX(RE_EC_CustomConversionFactors_Table,$AG$26+1,MATCH($E92&AE$88,RE_EC_CustomConversionFactors_Helper,0))<>\"\",INDEX(RE_EC_CustomConversionFactors_Table,$AG$26+1,MATCH($E92&AE$88,RE_EC_CustomConversionFactors_Helper,0)),AK92/AN92),AK92),0)","v":0},null,null,null,null,null,null,null,null,null,null,null,null,null,null,null,{"$f":"IFERROR(IF(COUNTIF(INDEX(RE_EC_EnergyTypes,,1),$E92)>0,IF(INDEX(RE_EC_CustomConversionFactors_Table,$AG$26+1,MATCH($E92&AB$88,RE_EC_CustomConversionFactors_Helper,0))<>\"\",INDEX(RE_EC_CustomConversionFactors_Table,$AG$26+1,MATCH($E92&AB$88,RE_EC_CustomConversionFactors_Helper,0)),AP92/AN92),AP92),0)","v":0},{"$f":"IFERROR(IF(COUNTIF(INDEX(RE_EC_EnergyTypes,,1),$E92)>0,IF(INDEX(RE_EC_CustomConversionFactors_Table,$AG$26+1,MATCH($E92&AB$88,RE_EC_CustomConversionFactors_Helper,0))<>\"\",INDEX(RE_EC_CustomConversionFactors_Table,$AG$26+1,MATCH($E92&AB$88,RE_EC_CustomConversionFactors_Helper,0)),AG92/AN92),AG92),0)","v":0},{"$f":"IFERROR(IF(COUNTIF(INDEX(RE_EC_EnergyTypes,,1),$E92)>0,IF(INDEX(RE_EC_CustomConversionFactors_Table,$AG$26+1,MATCH($E92&AC$88,RE_EC_CustomConversionFactors_Helper,0))<>\"\",INDEX(RE_EC_CustomConversionFactors_Table,$AG$26+1,MATCH($E92&AC$88,RE_EC_CustomConversionFactors_Helper,0)),AI92),AI92),0)","v":0},{"$f":"IFERROR(IF(COUNTIF(INDEX(RE_EC_EnergyTypes,,1),$E92)>0,IF(INDEX(RE_EC_CustomConversionFactors_Table,$AG$26+1,MATCH($E92&AD$88,RE_EC_CustomConversionFactors_Helper,0))<>\"\",INDEX(RE_EC_CustomConversionFactors_Table,$AG$26+1,MATCH($E92&AD$88,RE_EC_CustomConversionFactors_Helper,0)),AJ92),AJ92),0)","v":0},{"$f":"IFERROR(IF(COUNTIF(INDEX(RE_EC_EnergyTypes,,1),$E92)>0,IF(INDEX(RE_EC_CustomConversionFactors_Table,$AG$26+1,MATCH($E92&AE$88,RE_EC_CustomConversionFactors_Helper,0))<>\"\",INDEX(RE_EC_CustomConversionFactors_Table,$AG$26+1,MATCH($E92&AE$88,RE_EC_CustomConversionFactors_Helper,0)),AK92/AN92),AK92),0)","v":0},{"$f":"IFERROR(INDEX(ImportCostdata,A92+1,COLUMN(Import!$A$1)),0)","v":0},{"$f":"_xlfn.SWITCH(INDEX(ImportCostdata,MATCH(AF92,INDEX(ImportCostdata,,1),0),COLUMN(Import!$D$1)),0,INDEX(ImportCostdata,MATCH(AF92,INDEX(ImportCostdata,,1),0),COLUMN(Import!$C$1)),INDEX(ImportCostdata,MATCH(AF92,INDEX(ImportCostdata,,1),0),COLUMN(Import!$D$1)))","v":{"$error":"#N/A"}},{"$f":"IFERROR(INDEX(ImportCostdata,A92+1,COLUMN(Import!$B$2)),0)","v":0},{"$f":"INDEX(ImportCostdata,MATCH(AF92,INDEX(ImportCostdata,,1),0),COLUMN(Import!I3))","v":{"$error":"#N/A"}},{"$f":"INDEX(ImportCostdata,MATCH(AF92,INDEX(ImportCostdata,,1),0),COLUMN(Import!F3))","v":{"$error":"#N/A"}},{"$f":"IFERROR(IFERROR(INDEX(Ref_UnitConversions_Energy_Content_kBtu_Unit, MATCH(AF92&AH92,Ref_UnitConversions_Energy_Units_Lookup,0),),INDEX(Ref_UnitConversions_Energy_Content_kBtu_Unit, MATCH(\"All\"&AH92,Ref_UnitConversions_Energy_Units_Lookup,0),)),0)","v":0},null,{"$f":"IFERROR(INDEX(RE_EC_EnergyTypes,MATCH(AF92,INDEX(RE_EC_EnergyTypes,,'Miscellaneous Customizations'!$E$52),0),'Miscellaneous Customizations'!$F$52),\"\")","v":""},{"$f":"INDEX(Ref_UnitConversions_Energy_Content_kBtu_Unit,IFERROR(MATCH(E92&AH92,Ref_UnitConversions_Energy_Units_Lookup,0),MATCH(\"All\"&AH92,Ref_UnitConversions_Energy_Units_Lookup,0)),)/INDEX(Ref_UnitConversions_Energy_Content_kBtu_Unit,IFERROR(MATCH(E92&AM92,Ref_UnitConversions_Energy_Units_Lookup,0),MATCH(\"All\"&AM92,Ref_UnitConversions_Energy_Units_Lookup,0)),)","v":{"$error":"#N/A"}},0,{"$f":"_xlfn.SWITCH(INDEX(ImportCostdata,MATCH(AF92,INDEX(ImportCostdata,,1),0),COLUMN(Import!$C$1)),0,INDEX(ImportCostdata,MATCH(AF92,INDEX(ImportCostdata,,1),0),COLUMN(Import!$D$1)),INDEX(ImportCostdata,MATCH(AF92,INDEX(ImportCostdata,,1),0),COLUMN(Import!$C$1)))","v":{"$error":"#N/A"}},"Refrigeration equipment (regulated)"]
[4,null,{"$error":"#DIV/0!"},null,{"$f":"IFERROR(INDEX(ImportCostdata,A93+1,COLUMN(Import!$A$1)),0)","v":0},0,{"$f":"IFERROR(IF(COUNTIF(INDEX(RE_EC_EnergyTypes,,1),$E93)>0,IF(INDEX(RE_EC_CustomConversionFactors_Table,$AG$26+1,MATCH($E93&AB$88,RE_EC_CustomConversionFactors_Helper,0))<>\"\",INDEX(RE_EC_CustomConversionFactors_Table,$AG$26+1,MATCH($E93&AB$88,RE_EC_CustomConversionFactors_Helper,0)),AP93/AN93),AP93),0)","v":0},{"$f":"IFERROR(IF(COUNTIF(INDEX(RE_EC_EnergyTypes,,1),$E93)>0,IF(INDEX(RE_EC_CustomConversionFactors_Table,$AG$26+1,MATCH($E93&AB$88,RE_EC_CustomConversionFactors_Helper,0))<>\"\",INDEX(RE_EC_CustomConversionFactors_Table,$AG$26+1,MATCH($E93&AB$88,RE_EC_CustomConversionFactors_Helper,0)),AG93/AN93),AG93),0)","v":0},{"$f":"IFERROR(IF(COUNTIF(INDEX(RE_EC_EnergyTypes,,1),$E93)>0,IF(INDEX(RE_EC_CustomConversionFactors_Table,$AG$26+1,MATCH($E93&AC$88,RE_EC_CustomConversionFactors_Helper,0))<>\"\",INDEX(RE_EC_CustomConversionFactors_Table,$AG$26+1,MATCH($E93&AC$88,RE_EC_CustomConversionFactors_Helper,0)),AI93),AI93),0)","v":0},{"$f":"IFERROR(IF(COUNTIF(INDEX(RE_EC_EnergyTypes,,1),$E93)>0,IF(INDEX(RE_EC_CustomConversionFactors_Table,$AG$26+1,MATCH($E93&AD$88,RE_EC_CustomConversionFactors_Helper,0))<>\"\",INDEX(RE_EC_CustomConversionFactors_Table,$AG$26+1,MATCH($E93&AD$88,RE_EC_CustomConversionFactors_Helper,0)),AJ93),AJ93),0)","v":0},{"$f":"IFERROR(IF(COUNTIF(INDEX(RE_EC_EnergyTypes,,1),$E93)>0,IF(INDEX(RE_EC_CustomConversionFactors_Table,$AG$26+1,MATCH($E93&AE$88,RE_EC_CustomConversionFactors_Helper,0))<>\"\",INDEX(RE_EC_CustomConversionFactors_Table,$AG$26+1,MATCH($E93&AE$88,RE_EC_CustomConversionFactors_Helper,0)),AK93/AN93),AK93),0)","v":0},null,null,null,null,null,null,null,null,null,null,null,null,null,null,null,{"$f":"IFERROR(IF(COUNTIF(INDEX(RE_EC_EnergyTypes,,1),$E93)>0,IF(INDEX(RE_EC_CustomConversionFactors_Table,$AG$26+1,MATCH($E93&AB$88,RE_EC_CustomConversionFactors_Helper,0))<>\"\",INDEX(RE_EC_CustomConversionFactors_Table,$AG$26+1,MATCH($E93&AB$88,RE_EC_CustomConversionFactors_Helper,0)),AP93/AN93),AP93),0)","v":0},{"$f":"IFERROR(IF(COUNTIF(INDEX(RE_EC_EnergyTypes,,1),$E93)>0,IF(INDEX(RE_EC_CustomConversionFactors_Table,$AG$26+1,MATCH($E93&AB$88,RE_EC_CustomConversionFactors_Helper,0))<>\"\",INDEX(RE_EC_CustomConversionFactors_Table,$AG$26+1,MATCH($E93&AB$88,RE_EC_CustomConversionFactors_Helper,0)),AG93/AN93),AG93),0)","v":0},{"$f":"IFERROR(IF(COUNTIF(INDEX(RE_EC_EnergyTypes,,1),$E93)>0,IF(INDEX(RE_EC_CustomConversionFactors_Table,$AG$26+1,MATCH($E93&AC$88,RE_EC_CustomConversionFactors_Helper,0))<>\"\",INDEX(RE_EC_CustomConversionFactors_Table,$AG$26+1,MATCH($E93&AC$88,RE_EC_CustomConversionFactors_Helper,0)),AI93),AI93),0)","v":0},{"$f":"IFERROR(IF(COUNTIF(INDEX(RE_EC_EnergyTypes,,1),$E93)>0,IF(INDEX(RE_EC_CustomConversionFactors_Table,$AG$26+1,MATCH($E93&AD$88,RE_EC_CustomConversionFactors_Helper,0))<>\"\",INDEX(RE_EC_CustomConversionFactors_Table,$AG$26+1,MATCH($E93&AD$88,RE_EC_CustomConversionFactors_Helper,0)),AJ93),AJ93),0)","v":0},{"$f":"IFERROR(IF(COUNTIF(INDEX(RE_EC_EnergyTypes,,1),$E93)>0,IF(INDEX(RE_EC_CustomConversionFactors_Table,$AG$26+1,MATCH($E93&AE$88,RE_EC_CustomConversionFactors_Helper,0))<>\"\",INDEX(RE_EC_CustomConversionFactors_Table,$AG$26+1,MATCH($E93&AE$88,RE_EC_CustomConversionFactors_Helper,0)),AK93/AN93),AK93),0)","v":0},{"$f":"IFERROR(INDEX(ImportCostdata,A93+1,COLUMN(Import!$A$1)),0)","v":0},{"$f":"_xlfn.SWITCH(INDEX(ImportCostdata,MATCH(AF93,INDEX(ImportCostdata,,1),0),COLUMN(Import!$D$1)),0,INDEX(ImportCostdata,MATCH(AF93,INDEX(ImportCostdata,,1),0),COLUMN(Import!$C$1)),INDEX(ImportCostdata,MATCH(AF93,INDEX(ImportCostdata,,1),0),COLUMN(Import!$D$1)))","v":{"$error":"#N/A"}},{"$f":"IFERROR(INDEX(ImportCostdata,A93+1,COLUMN(Import!$B$2)),0)","v":0},{"$f":"INDEX(ImportCostdata,MATCH(AF93,INDEX(ImportCostdata,,1),0),COLUMN(Import!I4))","v":{"$error":"#N/A"}},{"$f":"INDEX(ImportCostdata,MATCH(AF93,INDEX(ImportCostdata,,1),0),COLUMN(Import!F4))","v":{"$error":"#N/A"}},{"$f":"IFERROR(IFERROR(INDEX(Ref_UnitConversions_Energy_Content_kBtu_Unit, MATCH(AF93&AH93,Ref_UnitConversions_Energy_Units_Lookup,0),),INDEX(Ref_UnitConversions_Energy_Content_kBtu_Unit, MATCH(\"All\"&AH93,Ref_UnitConversions_Energy_Units_Lookup,0),)),0)","v":0},null,{"$f":"IFERROR(INDEX(RE_EC_EnergyTypes,MATCH(AF93,INDEX(RE_EC_EnergyTypes,,'Miscellaneous Customizations'!$E$52),0),'Miscellaneous Customizations'!$F$52),\"\")","v":""},{"$f":"INDEX(Ref_UnitConversions_Energy_Content_kBtu_Unit,IFERROR(MATCH(E93&AH93,Ref_UnitConversions_Energy_Units_Lookup,0),MATCH(\"All\"&AH93,Ref_UnitConversions_Energy_Units_Lookup,0)),)/INDEX(Ref_UnitConversions_Energy_Content_kBtu_Unit,IFERROR(MATCH(E93&AM93,Ref_UnitConversions_Energy_Units_Lookup,0),MATCH(\"All\"&AM93,Ref_UnitConversions_Energy_Units_Lookup,0)),)","v":{"$error":"#N/A"}},0,{"$f":"_xlfn.SWITCH(INDEX(ImportCostdata,MATCH(AF93,INDEX(ImportCostdata,,1),0),COLUMN(Import!$C$1)),0,INDEX(ImportCostdata,MATCH(AF93,INDEX(ImportCostdata,,1),0),COLUMN(Import!$D$1)),INDEX(ImportCostdata,MATCH(AF93,INDEX(ImportCostdata,,1),0),COLUMN(Import!$C$1)))","v":{"$error":"#N/A"}},"Refrigeration equipment (unregulated)"]
[5,null,{"$error":"#DIV/0!"},null,{"$f":"IFERROR(INDEX(ImportCostdata,A94+1,COLUMN(Import!$A$1)),0)","v":0},0,{"$f":"IFERROR(IF(COUNTIF(INDEX(RE_EC_EnergyTypes,,1),$E94)>0,IF(INDEX(RE_EC_CustomConversionFactors_Table,$AG$26+1,MATCH($E94&AB$88,RE_EC_CustomConversionFactors_Helper,0))<>\"\",INDEX(RE_EC_CustomConversionFactors_Table,$AG$26+1,MATCH($E94&AB$88,RE_EC_CustomConversionFactors_Helper,0)),AP94/AN94),AP94),0)","v":0},{"$f":"IFERROR(IF(COUNTIF(INDEX(RE_EC_EnergyTypes,,1),$E94)>0,IF(INDEX(RE_EC_CustomConversionFactors_Table,$AG$26+1,MATCH($E94&AB$88,RE_EC_CustomConversionFactors_Helper,0))<>\"\",INDEX(RE_EC_CustomConversionFactors_Table,$AG$26+1,MATCH($E94&AB$88,RE_EC_CustomConversionFactors_Helper,0)),AG94/AN94),AG94),0)","v":0},{"$f":"IFERROR(IF(COUNTIF(INDEX(RE_EC_EnergyTypes,,1),$E94)>0,IF(INDEX(RE_EC_CustomConversionFactors_Table,$AG$26+1,MATCH($E94&AC$88,RE_EC_CustomConversionFactors_Helper,0))<>\"\",INDEX(RE_EC_CustomConversionFactors_Table,$AG$26+1,MATCH($E94&AC$88,RE_EC_CustomConversionFactors_Helper,0)),AI94),AI94),0)","v":0},{"$f":"IFERROR(IF(COUNTIF(INDEX(RE_EC_EnergyTypes,,1),$E94)>0,IF(INDEX(RE_EC_CustomConversionFactors_Table,$AG$26+1,MATCH($E94&AD$88,RE_EC_CustomConversionFactors_Helper,0))<>\"\",INDEX(RE_EC_CustomConversionFactors_Table,$AG$26+1,MATCH($E94&AD$88,RE_EC_CustomConversionFactors_Helper,0)),AJ94),AJ94),0)","v":0},{"$f":"IFERROR(IF(COUNTIF(INDEX(RE_EC_EnergyTypes,,1),$E94)>0,IF(INDEX(RE_EC_CustomConversionFactors_Table,$AG$26+1,MATCH($E94&AE$88,RE_EC_CustomConversionFactors_Helper,0))<>\"\",INDEX(RE_EC_CustomConversionFactors_Table,$AG$26+1,MATCH($E94&AE$88,RE_EC_CustomConversionFactors_Helper,0)),AK94/AN94),AK94),0)","v":0},null,null,null,null,null,null,null,null,null,null,null,null,null,null,null,{"$f":"IFERROR(IF(COUNTIF(INDEX(RE_EC_EnergyTypes,,1),$E94)>0,IF(INDEX(RE_EC_CustomConversionFactors_Table,$AG$26+1,MATCH($E94&AB$88,RE_EC_CustomConversionFactors_Helper,0))<>\"\",INDEX(RE_EC_CustomConversionFactors_Table,$AG$26+1,MATCH($E94&AB$88,RE_EC_CustomConversionFactors_Helper,0)),AP94/AN94),AP94),0)","v":0},{"$f":"IFERROR(IF(COUNTIF(INDEX(RE_EC_EnergyTypes,,1),$E94)>0,IF(INDEX(RE_EC_CustomConversionFactors_Table,$AG$26+1,MATCH($E94&AB$88,RE_EC_CustomConversionFactors_Helper,0))<>\"\",INDEX(RE_EC_CustomConversionFactors_Table,$AG$26+1,MATCH($E94&AB$88,RE_EC_CustomConversionFactors_Helper,0)),AG94/AN94),AG94),0)","v":0},{"$f":"IFERROR(IF(COUNTIF(INDEX(RE_EC_EnergyTypes,,1),$E94)>0,IF(INDEX(RE_EC_CustomConversionFactors_Table,$AG$26+1,MATCH($E94&AC$88,RE_EC_CustomConversionFactors_Helper,0))<>\"\",INDEX(RE_EC_CustomConversionFactors_Table,$AG$26+1,MATCH($E94&AC$88,RE_EC_CustomConversionFactors_Helper,0)),AI94),AI94),0)","v":0},{"$f":"IFERROR(IF(COUNTIF(INDEX(RE_EC_EnergyTypes,,1),$E94)>0,IF(INDEX(RE_EC_CustomConversionFactors_Table,$AG$26+1,MATCH($E94&AD$88,RE_EC_CustomConversionFactors_Helper,0))<>\"\",INDEX(RE_EC_CustomConversionFactors_Table,$AG$26+1,MATCH($E94&AD$88,RE_EC_CustomConversionFactors_Helper,0)),AJ94),AJ94),0)","v":0},{"$f":"IFERROR(IF(COUNTIF(INDEX(RE_EC_EnergyTypes,,1),$E94)>0,IF(INDEX(RE_EC_CustomConversionFactors_Table,$AG$26+1,MATCH($E94&AE$88,RE_EC_CustomConversionFactors_Helper,0))<>\"\",INDEX(RE_EC_CustomConversionFactors_Table,$AG$26+1,MATCH($E94&AE$88,RE_EC_CustomConversionFactors_Helper,0)),AK94/AN94),AK94),0)","v":0},{"$f":"IFERROR(INDEX(ImportCostdata,A94+1,COLUMN(Import!$A$1)),0)","v":0},{"$f":"_xlfn.SWITCH(INDEX(ImportCostdata,MATCH(AF94,INDEX(ImportCostdata,,1),0),COLUMN(Import!$D$1)),0,INDEX(ImportCostdata,MATCH(AF94,INDEX(ImportCostdata,,1),0),COLUMN(Import!$C$1)),INDEX(ImportCostdata,MATCH(AF94,INDEX(ImportCostdata,,1),0),COLUMN(Import!$D$1)))","v":{"$error":"#N/A"}},{"$f":"IFERROR(INDEX(ImportCostdata,A94+1,COLUMN(Import!$B$2)),0)","v":0},{"$f":"INDEX(ImportCostdata,MATCH(AF94,INDEX(ImportCostdata,,1),0),COLUMN(Import!I5))","v":{"$error":"#N/A"}},{"$f":"INDEX(ImportCostdata,MATCH(AF94,INDEX(ImportCostdata,,1),0),COLUMN(Import!F5))","v":{"$error":"#N/A"}},{"$f":"IFERROR(IFERROR(INDEX(Ref_UnitConversions_Energy_Content_kBtu_Unit, MATCH(AF94&AH94,Ref_UnitConversions_Energy_Units_Lookup,0),),INDEX(Ref_UnitConversions_Energy_Content_kBtu_Unit, MATCH(\"All\"&AH94,Ref_UnitConversions_Energy_Units_Lookup,0),)),0)","v":0},null,{"$f":"IFERROR(INDEX(RE_EC_EnergyTypes,MATCH(AF94,INDEX(RE_EC_EnergyTypes,,'Miscellaneous Customizations'!$E$52),0),'Miscellaneous Customizations'!$F$52),\"\")","v":""},{"$f":"INDEX(Ref_UnitConversions_Energy_Content_kBtu_Unit,IFERROR(MATCH(E94&AH94,Ref_UnitConversions_Energy_Units_Lookup,0),MATCH(\"All\"&AH94,Ref_UnitConversions_Energy_Units_Lookup,0)),)/INDEX(Ref_UnitConversions_Energy_Content_kBtu_Unit,IFERROR(MATCH(E94&AM94,Ref_UnitConversions_Energy_Units_Lookup,0),MATCH(\"All\"&AM94,Ref_UnitConversions_Energy_Units_Lookup,0)),)","v":{"$error":"#N/A"}},0,{"$f":"_xlfn.SWITCH(INDEX(ImportCostdata,MATCH(AF94,INDEX(ImportCostdata,,1),0),COLUMN(Import!$C$1)),0,INDEX(ImportCostdata,MATCH(AF94,INDEX(ImportCostdata,,1),0),COLUMN(Import!$D$1)),INDEX(ImportCostdata,MATCH(AF94,INDEX(ImportCostdata,,1),0),COLUMN(Import!$C$1)))","v":{"$error":"#N/A"}},"Elevators and escalators"]
[6,null,{"$error":"#DIV/0!"},null,{"$f":"IFERROR(INDEX(ImportCostdata,A95+1,COLUMN(Import!$A$1)),0)","v":0},0,{"$f":"IFERROR(IF(COUNTIF(INDEX(RE_EC_EnergyTypes,,1),$E95)>0,IF(INDEX(RE_EC_CustomConversionFactors_Table,$AG$26+1,MATCH($E95&AB$88,RE_EC_CustomConversionFactors_Helper,0))<>\"\",INDEX(RE_EC_CustomConversionFactors_Table,$AG$26+1,MATCH($E95&AB$88,RE_EC_CustomConversionFactors_Helper,0)),AP95/AN95),AP95),0)","v":0},{"$f":"IFERROR(IF(COUNTIF(INDEX(RE_EC_EnergyTypes,,1),$E95)>0,IF(INDEX(RE_EC_CustomConversionFactors_Table,$AG$26+1,MATCH($E95&AB$88,RE_EC_CustomConversionFactors_Helper,0))<>\"\",INDEX(RE_EC_CustomConversionFactors_Table,$AG$26+1,MATCH($E95&AB$88,RE_EC_CustomConversionFactors_Helper,0)),AG95/AN95),AG95),0)","v":0},{"$f":"IFERROR(IF(COUNTIF(INDEX(RE_EC_EnergyTypes,,1),$E95)>0,IF(INDEX(RE_EC_CustomConversionFactors_Table,$AG$26+1,MATCH($E95&AC$88,RE_EC_CustomConversionFactors_Helper,0))<>\"\",INDEX(RE_EC_CustomConversionFactors_Table,$AG$26+1,MATCH($E95&AC$88,RE_EC_CustomConversionFactors_Helper,0)),AI95),AI95),0)","v":0},{"$f":"IFERROR(IF(COUNTIF(INDEX(RE_EC_EnergyTypes,,1),$E95)>0,IF(INDEX(RE_EC_CustomConversionFactors_Table,$AG$26+1,MATCH($E95&AD$88,RE_EC_CustomConversionFactors_Helper,0))<>\"\",INDEX(RE_EC_CustomConversionFactors_Table,$AG$26+1,MATCH($E95&AD$88,RE_EC_CustomConversionFactors_Helper,0)),AJ95),AJ95),0)","v":0},{"$f":"IFERROR(IF(COUNTIF(INDEX(RE_EC_EnergyTypes,,1),$E95)>0,IF(INDEX(RE_EC_CustomConversionFactors_Table,$AG$26+1,MATCH($E95&AE$88,RE_EC_CustomConversionFactors_Helper,0))<>\"\",INDEX(RE_EC_CustomConversionFactors_Table,$AG$26+1,MATCH($E95&AE$88,RE_EC_CustomConversionFactors_Helper,0)),AK95/AN95),AK95),0)","v":0},null,null,null,null,null,null,null,null,null,null,null,null,null,null,null,{"$f":"IFERROR(IF(COUNTIF(INDEX(RE_EC_EnergyTypes,,1),$E95)>0,IF(INDEX(RE_EC_CustomConversionFactors_Table,$AG$26+1,MATCH($E95&AB$88,RE_EC_CustomConversionFactors_Helper,0))<>\"\",INDEX(RE_EC_CustomConversionFactors_Table,$AG$26+1,MATCH($E95&AB$88,RE_EC_CustomConversionFactors_Helper,0)),AP95/AN95),AP95),0)","v":0},{"$f":"IFERROR(IF(COUNTIF(INDEX(RE_EC_EnergyTypes,,1),$E95)>0,IF(INDEX(RE_EC_CustomConversionFactors_Table,$AG$26+1,MATCH($E95&AB$88,RE_EC_CustomConversionFactors_Helper,0))<>\"\",INDEX(RE_EC_CustomConversionFactors_Table,$AG$26+1,MATCH($E95&AB$88,RE_EC_CustomConversionFactors_Helper,0)),AG95/AN95),AG95),0)","v":0},{"$f":"IFERROR(IF(COUNTIF(INDEX(RE_EC_EnergyTypes,,1),$E95)>0,IF(INDEX(RE_EC_CustomConversionFactors_Table,$AG$26+1,MATCH($E95&AC$88,RE_EC_CustomConversionFactors_Helper,0))<>\"\",INDEX(RE_EC_CustomConversionFactors_Table,$AG$26+1,MATCH($E95&AC$88,RE_EC_CustomConversionFactors_Helper,0)),AI95),AI95),0)","v":0},{"$f":"IFERROR(IF(COUNTIF(INDEX(RE_EC_EnergyTypes,,1),$E95)>0,IF(INDEX(RE_EC_CustomConversionFactors_Table,$AG$26+1,MATCH($E95&AD$88,RE_EC_CustomConversionFactors_Helper,0))<>\"\",INDEX(RE_EC_CustomConversionFactors_Table,$AG$26+1,MATCH($E95&AD$88,RE_EC_CustomConversionFactors_Helper,0)),AJ95),AJ95),0)","v":0},{"$f":"IFERROR(IF(COUNTIF(INDEX(RE_EC_EnergyTypes,,1),$E95)>0,IF(INDEX(RE_EC_CustomConversionFactors_Table,$AG$26+1,MATCH($E95&AE$88,RE_EC_CustomConversionFactors_Helper,0))<>\"\",INDEX(RE_EC_CustomConversionFactors_Table,$AG$26+1,MATCH($E95&AE$88,RE_EC_CustomConversionFactors_Helper,0)),AK95/AN95),AK95),0)","v":0},{"$f":"IFERROR(INDEX(ImportCostdata,A95+1,COLUMN(Import!$A$1)),0)","v":0},{"$f":"_xlfn.SWITCH(INDEX(ImportCostdata,MATCH(AF95,INDEX(ImportCostdata,,1),0),COLUMN(Import!$D$1)),0,INDEX(ImportCostdata,MATCH(AF95,INDEX(ImportCostdata,,1),0),COLUMN(Import!$C$1)),INDEX(ImportCostdata,MATCH(AF95,INDEX(ImportCostdata,,1),0),COLUMN(Import!$D$1)))","v":{"$error":"#N/A"}},{"$f":"IFERROR(INDEX(ImportCostdata,A95+1,COLUMN(Import!$B$2)),0)","v":0},{"$f":"INDEX(ImportCostdata,MATCH(AF95,INDEX(ImportCostdata,,1),0),COLUMN(Import!I6))","v":{"$error":"#N/A"}},{"$f":"INDEX(ImportCostdata,MATCH(AF95,INDEX(ImportCostdata,,1),0),COLUMN(Import!F6))","v":{"$error":"#N/A"}},{"$f":"IFERROR(IFERROR(INDEX(Ref_UnitConversions_Energy_Content_kBtu_Unit, MATCH(AF95&AH95,Ref_UnitConversions_Energy_Units_Lookup,0),),INDEX(Ref_UnitConversions_Energy_Content_kBtu_Unit, MATCH(\"All\"&AH95,Ref_UnitConversions_Energy_Units_Lookup,0),)),0)","v":0},null,{"$f":"IFERROR(INDEX(RE_EC_EnergyTypes,MATCH(AF95,INDEX(RE_EC_EnergyTypes,,'Miscellaneous Customizations'!$E$52),0),'Miscellaneous Customizations'!$F$52),\"\")","v":""},{"$f":"INDEX(Ref_UnitConversions_Energy_Content_kBtu_Unit,IFERROR(MATCH(E95&AH95,Ref_UnitConversions_Energy_Units_Lookup,0),MATCH(\"All\"&AH95,Ref_UnitConversions_Energy_Units_Lookup,0)),)/INDEX(Ref_UnitConversions_Energy_Content_kBtu_Unit,IFERROR(MATCH(E95&AM95,Ref_UnitConversions_Energy_Units_Lookup,0),MATCH(\"All\"&AM95,Ref_UnitConversions_Energy_Units_Lookup,0)),)","v":{"$error":"#N/A"}},0,{"$f":"_xlfn.SWITCH(INDEX(ImportCostdata,MATCH(AF95,INDEX(ImportCostdata,,1),0),COLUMN(Import!$C$1)),0,INDEX(ImportCostdata,MATCH(AF95,INDEX(ImportCostdata,,1),0),COLUMN(Import!$D$1)),INDEX(ImportCostdata,MATCH(AF95,INDEX(ImportCostdata,,1),0),COLUMN(Import!$C$1)))","v":{"$error":"#N/A"}},"Other regulated"]
[7,null,{"$error":"#DIV/0!"},null,{"$f":"IFERROR(INDEX(ImportCostdata,A96+1,COLUMN(Import!$A$1)),0)","v":0},0,{"$f":"IFERROR(IF(COUNTIF(INDEX(RE_EC_EnergyTypes,,1),$E96)>0,IF(INDEX(RE_EC_CustomConversionFactors_Table,$AG$26+1,MATCH($E96&AB$88,RE_EC_CustomConversionFactors_Helper,0))<>\"\",INDEX(RE_EC_CustomConversionFactors_Table,$AG$26+1,MATCH($E96&AB$88,RE_EC_CustomConversionFactors_Helper,0)),AP96/AN96),AP96),0)","v":0},{"$f":"IFERROR(IF(COUNTIF(INDEX(RE_EC_EnergyTypes,,1),$E96)>0,IF(INDEX(RE_EC_CustomConversionFactors_Table,$AG$26+1,MATCH($E96&AB$88,RE_EC_CustomConversionFactors_Helper,0))<>\"\",INDEX(RE_EC_CustomConversionFactors_Table,$AG$26+1,MATCH($E96&AB$88,RE_EC_CustomConversionFactors_Helper,0)),AG96/AN96),AG96),0)","v":0},{"$f":"IFERROR(IF(COUNTIF(INDEX(RE_EC_EnergyTypes,,1),$E96)>0,IF(INDEX(RE_EC_CustomConversionFactors_Table,$AG$26+1,MATCH($E96&AC$88,RE_EC_CustomConversionFactors_Helper,0))<>\"\",INDEX(RE_EC_CustomConversionFactors_Table,$AG$26+1,MATCH($E96&AC$88,RE_EC_CustomConversionFactors_Helper,0)),AI96),AI96),0)","v":0},{"$f":"IFERROR(IF(COUNTIF(INDEX(RE_EC_EnergyTypes,,1),$E96)>0,IF(INDEX(RE_EC_CustomConversionFactors_Table,$AG$26+1,MATCH($E96&AD$88,RE_EC_CustomConversionFactors_Helper,0))<>\"\",INDEX(RE_EC_CustomConversionFactors_Table,$AG$26+1,MATCH($E96&AD$88,RE_EC_CustomConversionFactors_Helper,0)),AJ96),AJ96),0)","v":0},{"$f":"IFERROR(IF(COUNTIF(INDEX(RE_EC_EnergyTypes,,1),$E96)>0,IF(INDEX(RE_EC_CustomConversionFactors_Table,$AG$26+1,MATCH($E96&AE$88,RE_EC_CustomConversionFactors_Helper,0))<>\"\",INDEX(RE_EC_CustomConversionFactors_Table,$AG$26+1,MATCH($E96&AE$88,RE_EC_CustomConversionFactors_Helper,0)),AK96/AN96),AK96),0)","v":0},null,null,null,null,null,null,null,null,null,null,null,null,null,null,null,{"$f":"IFERROR(IF(COUNTIF(INDEX(RE_EC_EnergyTypes,,1),$E96)>0,IF(INDEX(RE_EC_CustomConversionFactors_Table,$AG$26+1,MATCH($E96&AB$88,RE_EC_CustomConversionFactors_Helper,0))<>\"\",INDEX(RE_EC_CustomConversionFactors_Table,$AG$26+1,MATCH($E96&AB$88,RE_EC_CustomConversionFactors_Helper,0)),AP96/AN96),AP96),0)","v":0},{"$f":"IFERROR(IF(COUNTIF(INDEX(RE_EC_EnergyTypes,,1),$E96)>0,IF(INDEX(RE_EC_CustomConversionFactors_Table,$AG$26+1,MATCH($E96&AB$88,RE_EC_CustomConversionFactors_Helper,0))<>\"\",INDEX(RE_EC_CustomConversionFactors_Table,$AG$26+1,MATCH($E96&AB$88,RE_EC_CustomConversionFactors_Helper,0)),AG96/AN96),AG96),0)","v":0},{"$f":"IFERROR(IF(COUNTIF(INDEX(RE_EC_EnergyTypes,,1),$E96)>0,IF(INDEX(RE_EC_CustomConversionFactors_Table,$AG$26+1,MATCH($E96&AC$88,RE_EC_CustomConversionFactors_Helper,0))<>\"\",INDEX(RE_EC_CustomConversionFactors_Table,$AG$26+1,MATCH($E96&AC$88,RE_EC_CustomConversionFactors_Helper,0)),AI96),AI96),0)","v":0},{"$f":"IFERROR(IF(COUNTIF(INDEX(RE_EC_EnergyTypes,,1),$E96)>0,IF(INDEX(RE_EC_CustomConversionFactors_Table,$AG$26+1,MATCH($E96&AD$88,RE_EC_CustomConversionFactors_Helper,0))<>\"\",INDEX(RE_EC_CustomConversionFactors_Table,$AG$26+1,MATCH($E96&AD$88,RE_EC_CustomConversionFactors_Helper,0)),AJ96),AJ96),0)","v":0},{"$f":"IFERROR(IF(COUNTIF(INDEX(RE_EC_EnergyTypes,,1),$E96)>0,IF(INDEX(RE_EC_CustomConversionFactors_Table,$AG$26+1,MATCH($E96&AE$88,RE_EC_CustomConversionFactors_Helper,0))<>\"\",INDEX(RE_EC_CustomConversionFactors_Table,$AG$26+1,MATCH($E96&AE$88,RE_EC_CustomConversionFactors_Helper,0)),AK96/AN96),AK96),0)","v":0},{"$f":"IFERROR(INDEX(ImportCostdata,A96+1,COLUMN(Import!$A$1)),0)","v":0},{"$f":"_xlfn.SWITCH(INDEX(ImportCostdata,MATCH(AF96,INDEX(ImportCostdata,,1),0),COLUMN(Import!$D$1)),0,INDEX(ImportCostdata,MATCH(AF96,INDEX(ImportCostdata,,1),0),COLUMN(Import!$C$1)),INDEX(ImportCostdata,MATCH(AF96,INDEX(ImportCostdata,,1),0),COLUMN(Import!$D$1)))","v":{"$error":"#N/A"}},{"$f":"IFERROR(INDEX(ImportCostdata,A96+1,COLUMN(Import!$B$2)),0)","v":0},{"$f":"INDEX(ImportCostdata,MATCH(AF96,INDEX(ImportCostdata,,1),0),COLUMN(Import!I7))","v":{"$error":"#N/A"}},{"$f":"INDEX(ImportCostdata,MATCH(AF96,INDEX(ImportCostdata,,1),0),COLUMN(Import!F7))","v":{"$error":"#N/A"}},{"$f":"IFERROR(IFERROR(INDEX(Ref_UnitConversions_Energy_Content_kBtu_Unit, MATCH(AF96&AH96,Ref_UnitConversions_Energy_Units_Lookup,0),),INDEX(Ref_UnitConversions_Energy_Content_kBtu_Unit, MATCH(\"All\"&AH96,Ref_UnitConversions_Energy_Units_Lookup,0),)),0)","v":0},null,{"$f":"IFERROR(INDEX(RE_EC_EnergyTypes,MATCH(AF96,INDEX(RE_EC_EnergyTypes,,'Miscellaneous Customizations'!$E$52),0),'Miscellaneous Customizations'!$F$52),\"\")","v":""},{"$f":"INDEX(Ref_UnitConversions_Energy_Content_kBtu_Unit,IFERROR(MATCH(E96&AH96,Ref_UnitConversions_Energy_Units_Lookup,0),MATCH(\"All\"&AH96,Ref_UnitConversions_Energy_Units_Lookup,0)),)/INDEX(Ref_UnitConversions_Energy_Content_kBtu_Unit,IFERROR(MATCH(E96&AM96,Ref_UnitConversions_Energy_Units_Lookup,0),MATCH(\"All\"&AM96,Ref_UnitConversions_Energy_Units_Lookup,0)),)","v":{"$error":"#N/A"}},0,{"$f":"_xlfn.SWITCH(INDEX(ImportCostdata,MATCH(AF96,INDEX(ImportCostdata,,1),0),COLUMN(Import!$C$1)),0,INDEX(ImportCostdata,MATCH(AF96,INDEX(ImportCostdata,,1),0),COLUMN(Import!$D$1)),INDEX(ImportCostdata,MATCH(AF96,INDEX(ImportCostdata,,1),0),COLUMN(Import!$C$1)))","v":{"$error":"#N/A"}},"Other unregulated"]
[8,null,{"$error":"#DIV/0!"},null,{"$f":"IFERROR(INDEX(ImportCostdata,A97+1,COLUMN(Import!$A$1)),0)","v":0},0,{"$f":"IFERROR(IF(COUNTIF(INDEX(RE_EC_EnergyTypes,,1),$E97)>0,IF(INDEX(RE_EC_CustomConversionFactors_Table,$AG$26+1,MATCH($E97&AB$88,RE_EC_CustomConversionFactors_Helper,0))<>\"\",INDEX(RE_EC_CustomConversionFactors_Table,$AG$26+1,MATCH($E97&AB$88,RE_EC_CustomConversionFactors_Helper,0)),AP97/AN97),AP97),0)","v":0},{"$f":"IFERROR(IF(COUNTIF(INDEX(RE_EC_EnergyTypes,,1),$E97)>0,IF(INDEX(RE_EC_CustomConversionFactors_Table,$AG$26+1,MATCH($E97&AB$88,RE_EC_CustomConversionFactors_Helper,0))<>\"\",INDEX(RE_EC_CustomConversionFactors_Table,$AG$26+1,MATCH($E97&AB$88,RE_EC_CustomConversionFactors_Helper,0)),AG97/AN97),AG97),0)","v":0},{"$f":"IFERROR(IF(COUNTIF(INDEX(RE_EC_EnergyTypes,,1),$E97)>0,IF(INDEX(RE_EC_CustomConversionFactors_Table,$AG$26+1,MATCH($E97&AC$88,RE_EC_CustomConversionFactors_Helper,0))<>\"\",INDEX(RE_EC_CustomConversionFactors_Table,$AG$26+1,MATCH($E97&AC$88,RE_EC_CustomConversionFactors_Helper,0)),AI97),AI97),0)","v":0},{"$f":"IFERROR(IF(COUNTIF(INDEX(RE_EC_EnergyTypes,,1),$E97)>0,IF(INDEX(RE_EC_CustomConversionFactors_Table,$AG$26+1,MATCH($E97&AD$88,RE_EC_CustomConversionFactors_Helper,0))<>\"\",INDEX(RE_EC_CustomConversionFactors_Table,$AG$26+1,MATCH($E97&AD$88,RE_EC_CustomConversionFactors_Helper,0)),AJ97),AJ97),0)","v":0},{"$f":"IFERROR(IF(COUNTIF(INDEX(RE_EC_EnergyTypes,,1),$E97)>0,IF(INDEX(RE_EC_CustomConversionFactors_Table,$AG$26+1,MATCH($E97&AE$88,RE_EC_CustomConversionFactors_Helper,0))<>\"\",INDEX(RE_EC_CustomConversionFactors_Table,$AG$26+1,MATCH($E97&AE$88,RE_EC_CustomConversionFactors_Helper,0)),AK97/AN97),AK97),0)","v":0},null,null,null,null,null,null,null,null,null,null,null,null,null,null,null,{"$f":"IFERROR(IF(COUNTIF(INDEX(RE_EC_EnergyTypes,,1),$E97)>0,IF(INDEX(RE_EC_CustomConversionFactors_Table,$AG$26+1,MATCH($E97&AB$88,RE_EC_CustomConversionFactors_Helper,0))<>\"\",INDEX(RE_EC_CustomConversionFactors_Table,$AG$26+1,MATCH($E97&AB$88,RE_EC_CustomConversionFactors_Helper,0)),AP97/AN97),AP97),0)","v":0},{"$f":"IFERROR(IF(COUNTIF(INDEX(RE_EC_EnergyTypes,,1),$E97)>0,IF(INDEX(RE_EC_CustomConversionFactors_Table,$AG$26+1,MATCH($E97&AB$88,RE_EC_CustomConversionFactors_Helper,0))<>\"\",INDEX(RE_EC_CustomConversionFactors_Table,$AG$26+1,MATCH($E97&AB$88,RE_EC_CustomConversionFactors_Helper,0)),AG97/AN97),AG97),0)","v":0},{"$f":"IFERROR(IF(COUNTIF(INDEX(RE_EC_EnergyTypes,,1),$E97)>0,IF(INDEX(RE_EC_CustomConversionFactors_Table,$AG$26+1,MATCH($E97&AC$88,RE_EC_CustomConversionFactors_Helper,0))<>\"\",INDEX(RE_EC_CustomConversionFactors_Table,$AG$26+1,MATCH($E97&AC$88,RE_EC_CustomConversionFactors_Helper,0)),AI97),AI97),0)","v":0},{"$f":"IFERROR(IF(COUNTIF(INDEX(RE_EC_EnergyTypes,,1),$E97)>0,IF(INDEX(RE_EC_CustomConversionFactors_Table,$AG$26+1,MATCH($E97&AD$88,RE_EC_CustomConversionFactors_Helper,0))<>\"\",INDEX(RE_EC_CustomConversionFactors_Table,$AG$26+1,MATCH($E97&AD$88,RE_EC_CustomConversionFactors_Helper,0)),AJ97),AJ97),0)","v":0},{"$f":"IFERROR(IF(COUNTIF(INDEX(RE_EC_EnergyTypes,,1),$E97)>0,IF(INDEX(RE_EC_CustomConversionFactors_Table,$AG$26+1,MATCH($E97&AE$88,RE_EC_CustomConversionFactors_Helper,0))<>\"\",INDEX(RE_EC_CustomConversionFactors_Table,$AG$26+1,MATCH($E97&AE$88,RE_EC_CustomConversionFactors_Helper,0)),AK97/AN97),AK97),0)","v":0},{"$f":"IFERROR(INDEX(ImportCostdata,A97+1,COLUMN(Import!$A$1)),0)","v":0},{"$f":"_xlfn.SWITCH(INDEX(ImportCostdata,MATCH(AF97,INDEX(ImportCostdata,,1),0),COLUMN(Import!$D$1)),0,INDEX(ImportCostdata,MATCH(AF97,INDEX(ImportCostdata,,1),0),COLUMN(Import!$C$1)),INDEX(ImportCostdata,MATCH(AF97,INDEX(ImportCostdata,,1),0),COLUMN(Import!$D$1)))","v":{"$error":"#N/A"}},{"$f":"IFERROR(INDEX(ImportCostdata,A97+1,COLUMN(Import!$B$2)),0)","v":0},{"$f":"INDEX(ImportCostdata,MATCH(AF97,INDEX(ImportCostdata,,1),0),COLUMN(Import!I8))","v":{"$error":"#N/A"}},{"$f":"INDEX(ImportCostdata,MATCH(AF97,INDEX(ImportCostdata,,1),0),COLUMN(Import!F8))","v":{"$error":"#N/A"}},{"$f":"IFERROR(IFERROR(INDEX(Ref_UnitConversions_Energy_Content_kBtu_Unit, MATCH(AF97&AH97,Ref_UnitConversions_Energy_Units_Lookup,0),),INDEX(Ref_UnitConversions_Energy_Content_kBtu_Unit, MATCH(\"All\"&AH97,Ref_UnitConversions_Energy_Units_Lookup,0),)),0)","v":0},null,{"$f":"IFERROR(INDEX(RE_EC_EnergyTypes,MATCH(AF97,INDEX(RE_EC_EnergyTypes,,'Miscellaneous Customizations'!$E$52),0),'Miscellaneous Customizations'!$F$52),\"\")","v":""},{"$f":"INDEX(Ref_UnitConversions_Energy_Content_kBtu_Unit,IFERROR(MATCH(E97&AH97,Ref_UnitConversions_Energy_Units_Lookup,0),MATCH(\"All\"&AH97,Ref_UnitConversions_Energy_Units_Lookup,0)),)/INDEX(Ref_UnitConversions_Energy_Content_kBtu_Unit,IFERROR(MATCH(E97&AM97,Ref_UnitConversions_Energy_Units_Lookup,0),MATCH(\"All\"&AM97,Ref_UnitConversions_Energy_Units_Lookup,0)),)","v":{"$error":"#N/A"}},0,{"$f":"_xlfn.SWITCH(INDEX(ImportCostdata,MATCH(AF97,INDEX(ImportCostdata,,1),0),COLUMN(Import!$C$1)),0,INDEX(ImportCostdata,MATCH(AF97,INDEX(ImportCostdata,,1),0),COLUMN(Import!$D$1)),INDEX(ImportCostdata,MATCH(AF97,INDEX(ImportCostdata,,1),0),COLUMN(Import!$C$1)))","v":{"$error":"#N/A"}}]
[9,null,{"$error":"#DIV/0!"},null,{"$f":"IFERROR(INDEX(ImportCostdata,A98+1,COLUMN(Import!$A$1)),0)","v":0},0,{"$f":"IFERROR(IF(COUNTIF(INDEX(RE_EC_EnergyTypes,,1),$E98)>0,IF(INDEX(RE_EC_CustomConversionFactors_Table,$AG$26+1,MATCH($E98&AB$88,RE_EC_CustomConversionFactors_Helper,0))<>\"\",INDEX(RE_EC_CustomConversionFactors_Table,$AG$26+1,MATCH($E98&AB$88,RE_EC_CustomConversionFactors_Helper,0)),AP98/AN98),AP98),0)","v":0},{"$f":"IFERROR(IF(COUNTIF(INDEX(RE_EC_EnergyTypes,,1),$E98)>0,IF(INDEX(RE_EC_CustomConversionFactors_Table,$AG$26+1,MATCH($E98&AB$88,RE_EC_CustomConversionFactors_Helper,0))<>\"\",INDEX(RE_EC_CustomConversionFactors_Table,$AG$26+1,MATCH($E98&AB$88,RE_EC_CustomConversionFactors_Helper,0)),AG98/AN98),AG98),0)","v":0},{"$f":"IFERROR(IF(COUNTIF(INDEX(RE_EC_EnergyTypes,,1),$E98)>0,IF(INDEX(RE_EC_CustomConversionFactors_Table,$AG$26+1,MATCH($E98&AC$88,RE_EC_CustomConversionFactors_Helper,0))<>\"\",INDEX(RE_EC_CustomConversionFactors_Table,$AG$26+1,MATCH($E98&AC$88,RE_EC_CustomConversionFactors_Helper,0)),AI98),AI98),0)","v":0},{"$f":"IFERROR(IF(COUNTIF(INDEX(RE_EC_EnergyTypes,,1),$E98)>0,IF(INDEX(RE_EC_CustomConversionFactors_Table,$AG$26+1,MATCH($E98&AD$88,RE_EC_CustomConversionFactors_Helper,0))<>\"\",INDEX(RE_EC_CustomConversionFactors_Table,$AG$26+1,MATCH($E98&AD$88,RE_EC_CustomConversionFactors_Helper,0)),AJ98),AJ98),0)","v":0},{"$f":"IFERROR(IF(COUNTIF(INDEX(RE_EC_EnergyTypes,,1),$E98)>0,IF(INDEX(RE_EC_CustomConversionFactors_Table,$AG$26+1,MATCH($E98&AE$88,RE_EC_CustomConversionFactors_Helper,0))<>\"\",INDEX(RE_EC_CustomConversionFactors_Table,$AG$26+1,MATCH($E98&AE$88,RE_EC_CustomConversionFactors_Helper,0)),AK98/AN98),AK98),0)","v":0},null,null,null,null,null,null,null,null,null,null,null,null,null,null,null,{"$f":"IFERROR(IF(COUNTIF(INDEX(RE_EC_EnergyTypes,,1),$E98)>0,IF(INDEX(RE_EC_CustomConversionFactors_Table,$AG$26+1,MATCH($E98&AB$88,RE_EC_CustomConversionFactors_Helper,0))<>\"\",INDEX(RE_EC_CustomConversionFactors_Table,$AG$26+1,MATCH($E98&AB$88,RE_EC_CustomConversionFactors_Helper,0)),AP98/AN98),AP98),0)","v":0},{"$f":"IFERROR(IF(COUNTIF(INDEX(RE_EC_EnergyTypes,,1),$E98)>0,IF(INDEX(RE_EC_CustomConversionFactors_Table,$AG$26+1,MATCH($E98&AB$88,RE_EC_CustomConversionFactors_Helper,0))<>\"\",INDEX(RE_EC_CustomConversionFactors_Table,$AG$26+1,MATCH($E98&AB$88,RE_EC_CustomConversionFactors_Helper,0)),AG98/AN98),AG98),0)","v":0},{"$f":"IFERROR(IF(COUNTIF(INDEX(RE_EC_EnergyTypes,,1),$E98)>0,IF(INDEX(RE_EC_CustomConversionFactors_Table,$AG$26+1,MATCH($E98&AC$88,RE_EC_CustomConversionFactors_Helper,0))<>\"\",INDEX(RE_EC_CustomConversionFactors_Table,$AG$26+1,MATCH($E98&AC$88,RE_EC_CustomConversionFactors_Helper,0)),AI98),AI98),0)","v":0},{"$f":"IFERROR(IF(COUNTIF(INDEX(RE_EC_EnergyTypes,,1),$E98)>0,IF(INDEX(RE_EC_CustomConversionFactors_Table,$AG$26+1,MATCH($E98&AD$88,RE_EC_CustomConversionFactors_Helper,0))<>\"\",INDEX(RE_EC_CustomConversionFactors_Table,$AG$26+1,MATCH($E98&AD$88,RE_EC_CustomConversionFactors_Helper,0)),AJ98),AJ98),0)","v":0},{"$f":"IFERROR(IF(COUNTIF(INDEX(RE_EC_EnergyTypes,,1),$E98)>0,IF(INDEX(RE_EC_CustomConversionFactors_Table,$AG$26+1,MATCH($E98&AE$88,RE_EC_CustomConversionFactors_Helper,0))<>\"\",INDEX(RE_EC_CustomConversionFactors_Table,$AG$26+1,MATCH($E98&AE$88,RE_EC_CustomConversionFactors_Helper,0)),AK98/AN98),AK98),0)","v":0},{"$f":"IFERROR(INDEX(ImportCostdata,A98+1,COLUMN(Import!$A$1)),0)","v":0},{"$f":"_xlfn.SWITCH(INDEX(ImportCostdata,MATCH(AF98,INDEX(ImportCostdata,,1),0),COLUMN(Import!$D$1)),0,INDEX(ImportCostdata,MATCH(AF98,INDEX(ImportCostdata,,1),0),COLUMN(Import!$C$1)),INDEX(ImportCostdata,MATCH(AF98,INDEX(ImportCostdata,,1),0),COLUMN(Import!$D$1)))","v":{"$error":"#N/A"}},{"$f":"IFERROR(INDEX(ImportCostdata,A98+1,COLUMN(Import!$B$2)),0)","v":0},{"$f":"INDEX(ImportCostdata,MATCH(AF98,INDEX(ImportCostdata,,1),0),COLUMN(Import!I9))","v":{"$error":"#N/A"}},{"$f":"INDEX(ImportCostdata,MATCH(AF98,INDEX(ImportCostdata,,1),0),COLUMN(Import!F9))","v":{"$error":"#N/A"}},{"$f":"IFERROR(IFERROR(INDEX(Ref_UnitConversions_Energy_Content_kBtu_Unit, MATCH(AF98&AH98,Ref_UnitConversions_Energy_Units_Lookup,0),),INDEX(Ref_UnitConversions_Energy_Content_kBtu_Unit, MATCH(\"All\"&AH98,Ref_UnitConversions_Energy_Units_Lookup,0),)),0)","v":0},null,{"$f":"IFERROR(INDEX(RE_EC_EnergyTypes,MATCH(AF98,INDEX(RE_EC_EnergyTypes,,'Miscellaneous Customizations'!$E$52),0),'Miscellaneous Customizations'!$F$52),\"\")","v":""},{"$f":"INDEX(Ref_UnitConversions_Energy_Content_kBtu_Unit,IFERROR(MATCH(E98&AH98,Ref_UnitConversions_Energy_Units_Lookup,0),MATCH(\"All\"&AH98,Ref_UnitConversions_Energy_Units_Lookup,0)),)/INDEX(Ref_UnitConversions_Energy_Content_kBtu_Unit,IFERROR(MATCH(E98&AM98,Ref_UnitConversions_Energy_Units_Lookup,0),MATCH(\"All\"&AM98,Ref_UnitConversions_Energy_Units_Lookup,0)),)","v":{"$error":"#N/A"}},0,{"$f":"_xlfn.SWITCH(INDEX(ImportCostdata,MATCH(AF98,INDEX(ImportCostdata,,1),0),COLUMN(Import!$C$1)),0,INDEX(ImportCostdata,MATCH(AF98,INDEX(ImportCostdata,,1),0),COLUMN(Import!$D$1)),INDEX(ImportCostdata,MATCH(AF98,INDEX(ImportCostdata,,1),0),COLUMN(Import!$C$1)))","v":{"$error":"#N/A"}}]
[10,null,{"$error":"#DIV/0!"},null,{"$f":"IFERROR(INDEX(ImportCostdata,A99+1,COLUMN(Import!$A$1)),0)","v":0},0,{"$f":"IFERROR(IF(COUNTIF(INDEX(RE_EC_EnergyTypes,,1),$E99)>0,IF(INDEX(RE_EC_CustomConversionFactors_Table,$AG$26+1,MATCH($E99&AB$88,RE_EC_CustomConversionFactors_Helper,0))<>\"\",INDEX(RE_EC_CustomConversionFactors_Table,$AG$26+1,MATCH($E99&AB$88,RE_EC_CustomConversionFactors_Helper,0)),AP99/AN99),AP99),0)","v":0},{"$f":"IFERROR(IF(COUNTIF(INDEX(RE_EC_EnergyTypes,,1),$E99)>0,IF(INDEX(RE_EC_CustomConversionFactors_Table,$AG$26+1,MATCH($E99&AB$88,RE_EC_CustomConversionFactors_Helper,0))<>\"\",INDEX(RE_EC_CustomConversionFactors_Table,$AG$26+1,MATCH($E99&AB$88,RE_EC_CustomConversionFactors_Helper,0)),AG99/AN99),AG99),0)","v":0},{"$f":"IFERROR(IF(COUNTIF(INDEX(RE_EC_EnergyTypes,,1),$E99)>0,IF(INDEX(RE_EC_CustomConversionFactors_Table,$AG$26+1,MATCH($E99&AC$88,RE_EC_CustomConversionFactors_Helper,0))<>\"\",INDEX(RE_EC_CustomConversionFactors_Table,$AG$26+1,MATCH($E99&AC$88,RE_EC_CustomConversionFactors_Helper,0)),AI99),AI99),0)","v":0},{"$f":"IFERROR(IF(COUNTIF(INDEX(RE_EC_EnergyTypes,,1),$E99)>0,IF(INDEX(RE_EC_CustomConversionFactors_Table,$AG$26+1,MATCH($E99&AD$88,RE_EC_CustomConversionFactors_Helper,0))<>\"\",INDEX(RE_EC_CustomConversionFactors_Table,$AG$26+1,MATCH($E99&AD$88,RE_EC_CustomConversionFactors_Helper,0)),AJ99),AJ99),0)","v":0},{"$f":"IFERROR(IF(COUNTIF(INDEX(RE_EC_EnergyTypes,,1),$E99)>0,IF(INDEX(RE_EC_CustomConversionFactors_Table,$AG$26+1,MATCH($E99&AE$88,RE_EC_CustomConversionFactors_Helper,0))<>\"\",INDEX(RE_EC_CustomConversionFactors_Table,$AG$26+1,MATCH($E99&AE$88,RE_EC_CustomConversionFactors_Helper,0)),AK99/AN99),AK99),0)","v":0},null,null,null,null,null,null,null,null,null,null,null,null,null,null,null,{"$f":"IFERROR(IF(COUNTIF(INDEX(RE_EC_EnergyTypes,,1),$E99)>0,IF(INDEX(RE_EC_CustomConversionFactors_Table,$AG$26+1,MATCH($E99&AB$88,RE_EC_CustomConversionFactors_Helper,0))<>\"\",INDEX(RE_EC_CustomConversionFactors_Table,$AG$26+1,MATCH($E99&AB$88,RE_EC_CustomConversionFactors_Helper,0)),AP99/AN99),AP99),0)","v":0},{"$f":"IFERROR(IF(COUNTIF(INDEX(RE_EC_EnergyTypes,,1),$E99)>0,IF(INDEX(RE_EC_CustomConversionFactors_Table,$AG$26+1,MATCH($E99&AB$88,RE_EC_CustomConversionFactors_Helper,0))<>\"\",INDEX(RE_EC_CustomConversionFactors_Table,$AG$26+1,MATCH($E99&AB$88,RE_EC_CustomConversionFactors_Helper,0)),AG99/AN99),AG99),0)","v":0},{"$f":"IFERROR(IF(COUNTIF(INDEX(RE_EC_EnergyTypes,,1),$E99)>0,IF(INDEX(RE_EC_CustomConversionFactors_Table,$AG$26+1,MATCH($E99&AC$88,RE_EC_CustomConversionFactors_Helper,0))<>\"\",INDEX(RE_EC_CustomConversionFactors_Table,$AG$26+1,MATCH($E99&AC$88,RE_EC_CustomConversionFactors_Helper,0)),AI99),AI99),0)","v":0},{"$f":"IFERROR(IF(COUNTIF(INDEX(RE_EC_EnergyTypes,,1),$E99)>0,IF(INDEX(RE_EC_CustomConversionFactors_Table,$AG$26+1,MATCH($E99&AD$88,RE_EC_CustomConversionFactors_Helper,0))<>\"\",INDEX(RE_EC_CustomConversionFactors_Table,$AG$26+1,MATCH($E99&AD$88,RE_EC_CustomConversionFactors_Helper,0)),AJ99),AJ99),0)","v":0},{"$f":"IFERROR(IF(COUNTIF(INDEX(RE_EC_EnergyTypes,,1),$E99)>0,IF(INDEX(RE_EC_CustomConversionFactors_Table,$AG$26+1,MATCH($E99&AE$88,RE_EC_CustomConversionFactors_Helper,0))<>\"\",INDEX(RE_EC_CustomConversionFactors_Table,$AG$26+1,MATCH($E99&AE$88,RE_EC_CustomConversionFactors_Helper,0)),AK99/AN99),AK99),0)","v":0},{"$f":"IFERROR(INDEX(ImportCostdata,A99+1,COLUMN(Import!$A$1)),0)","v":0},{"$f":"_xlfn.SWITCH(INDEX(ImportCostdata,MATCH(AF99,INDEX(ImportCostdata,,1),0),COLUMN(Import!$D$1)),0,INDEX(ImportCostdata,MATCH(AF99,INDEX(ImportCostdata,,1),0),COLUMN(Import!$C$1)),INDEX(ImportCostdata,MATCH(AF99,INDEX(ImportCostdata,,1),0),COLUMN(Import!$D$1)))","v":{"$error":"#N/A"}},{"$f":"IFERROR(INDEX(ImportCostdata,A99+1,COLUMN(Import!$B$2)),0)","v":0},{"$f":"INDEX(ImportCostdata,MATCH(AF99,INDEX(ImportCostdata,,1),0),COLUMN(Import!I10))","v":{"$error":"#N/A"}},{"$f":"INDEX(ImportCostdata,MATCH(AF99,INDEX(ImportCostdata,,1),0),COLUMN(Import!F10))","v":{"$error":"#N/A"}},{"$f":"IFERROR(IFERROR(INDEX(Ref_UnitConversions_Energy_Content_kBtu_Unit, MATCH(AF99&AH99,Ref_UnitConversions_Energy_Units_Lookup,0),),INDEX(Ref_UnitConversions_Energy_Content_kBtu_Unit, MATCH(\"All\"&AH99,Ref_UnitConversions_Energy_Units_Lookup,0),)),0)","v":0},null,{"$f":"IFERROR(INDEX(RE_EC_EnergyTypes,MATCH(AF99,INDEX(RE_EC_EnergyTypes,,'Miscellaneous Customizations'!$E$52),0),'Miscellaneous Customizations'!$F$52),\"\")","v":""},{"$f":"INDEX(Ref_UnitConversions_Energy_Content_kBtu_Unit,IFERROR(MATCH(E99&AH99,Ref_UnitConversions_Energy_Units_Lookup,0),MATCH(\"All\"&AH99,Ref_UnitConversions_Energy_Units_Lookup,0)),)/INDEX(Ref_UnitConversions_Energy_Content_kBtu_Unit,IFERROR(MATCH(E99&AM99,Ref_UnitConversions_Energy_Units_Lookup,0),MATCH(\"All\"&AM99,Ref_UnitConversions_Energy_Units_Lookup,0)),)","v":{"$error":"#N/A"}},0,{"$f":"_xlfn.SWITCH(INDEX(ImportCostdata,MATCH(AF99,INDEX(ImportCostdata,,1),0),COLUMN(Import!$C$1)),0,INDEX(ImportCostdata,MATCH(AF99,INDEX(ImportCostdata,,1),0),COLUMN(Import!$D$1)),INDEX(ImportCostdata,MATCH(AF99,INDEX(ImportCostdata,,1),0),COLUMN(Import!$C$1)))","v":{"$error":"#N/A"}}]
[]
[null,null,{"$f":"IF(Lists_Modeling_Protocol=\"Section 11\", 1, IF(OR(Perf_Add_Fuel_Neutral=TRUE,Perf_SEEUPF_Calcs=TRUE),5/0,1))","v":{"$error":"#DIV/0!"}},null,{"$f":"\"Table \"&IF(Lists_Modeling_Protocol=\"Section 11\",4,4)&\": Compliance Calculations\"","v":"Table 4: Compliance Calculations"},null,null,null,null,null,null,null,null,null,null,null,null,null,null,null,null,null,null,null,null,null,null,null,null,null,null,"Cost","Site Energy","Source Energy","GHG Emission"]
[null,null,{"$f":"5/0","v":{"$error":"#DIV/0!"}},null,1,2,3,4,5,6,7,8,9,10,11,12,null,null,null,null,null,null,null,null,null,null,null,null,null,null,null,{"$f":"IF(ISNUMBER(E83)=FALSE,\"None\",E83)","v":"None"},{"$f":"IF(ISNUMBER(F83)=FALSE,\"None\",F83)","v":"None"},{"$f":"IF(ISNUMBER(G83)=FALSE,\"None\",G83)","v":"None"},{"$f":"IF(ISNUMBER(H83)=FALSE,\"None\",H83)","v":"None"},"Renewable energy cap, set equal to None if no cap",null,null,null,null,null,null,1,2,3,4,5,6,7,8,9,10,11,12,13,14,15,16,17,18,19,20,21,22,23,24,25,26,27,28,29,30,31,32]
[null,null,{"$error":"#DIV/0!"},null,"Parameter",null,null,null,null,null,null,"Symbol","Performance Metric",null,null,null,null,null,null,null,null,null,null,null,null,null,null,null,null,null,null,{"$f":"IF(ISNUMBER(I83)=FALSE,\"None\",I83)","v":"None"},{"$f":"IF(ISNUMBER(J83)=FALSE,\"None\",J83)","v":"None"},{"$f":"IF(ISNUMBER(K83)=FALSE,\"None\",K83)","v":"None"},{"$f":"IF(ISNUMBER(L83)=FALSE,\"None\",L83)","v":"None"},"Exceptional calc cap, set equal to None if no cap",null,null,null,null,null,null,null,null,null,null,"Site Energy",null,null,null,null,null,null,null,null,null,null,null,"Cost",null,null,null,null,"Source Energy",null,null,null,"GHG"]
[null,null,{"$error":"#DIV/0!"},null,null,null,null,null,null,null,null,null,"Cost\n$","Site Energy\nMMBtu","Source\nEnergy\nMMBtu","GHG Emissions\nMt CO2e",null,null,null,null,null,null,null,null,null,null,null,"Cost\n$","Site Energy\nMMBtu","Source\nEnergy\nMMBtu","GHG Emissions\nMetric Tons CO2 Equivalent","Cost Cap Applies?","Site Energy Cap Applies?","Source Energy Cap Applies?","GHG Cap Applies?",null,null,null,null,null,null,null,"Count","End Use","Fuel","End Use Units","Baseline 0","Baseline 90","Baseline 180","Baseline 270","Baseline Average Site Regulated","Baseline Average Site Unregulated","Site energy conversion to kBtu","Proposed Site Energy (energy units)","Baseline Site kBtu Regulated","Baseline Site kBtu Unregulated","Baseline Site kBtu","Proposed site energy (kBtu)","Baseline Cost Conversion ($/energy unit)","Proposed Cost Conversion ($/energy unit)","Proposed, Cost","Baseline Average, Regulated Cost","Baseline Average, Unregulated Cost","Site to Source conversion factor","Proposed, Source, kBtu","Baseline Average, Source, kBtu Regulated","Baseline Average, Source, kBtu Unregulated","GHG conversion factor","Proposed GHG metric ton CO3","Baseline Regulated GHG metric ton CO2","Baseline Unregulated GHG metric ton CO2","reg/unreg","normal end use?","Conversion from table to import units"]
[1,null,{"$error":"#DIV/0!"},null,"Proposed building performance before site-generated renewable energy and exceptional calculations",null,null,null,null,null,null,"PBP nre_nec",{"$f":"IFERROR(SUM(BI105:BI132),0)","v":0},{"$f":"IFERROR(SUM(BF105:BF132)*0.001,0)","v":0},{"$f":"IFERROR(SUM(BM105:BM132)*0.001,0)","v":0},{"$f":"IFERROR(SUM(BQ105:BQ132),0)","v":0},null,null,null,null,null,null,null,null,null,null,null,null,null,null,null,null,null,null,null,null,null,null,null,null,null,null,2,{"$f":"INDEX(ImportEndUsedata,AQ105,COLUMN(Import!$A$1))","v":0},{"$f":"INDEX(ImportEndUsedata,AQ105,COLUMN(Import!$C$1))","v":0},{"$f":"INDEX(ImportEndUsedata,AQ105,COLUMN(Import!$D$1))","v":0},{"$f":"INDEX(ImportEndUsedata,AQ105,COLUMN(Import!$F$1))","v":0},{"$f":"INDEX(ImportEndUsedata,AQ105,COLUMN(Import!$G$1))","v":0},{"$f":"INDEX(ImportEndUsedata,AQ105,COLUMN(Import!$H$1))","v":0},{"$f":"INDEX(ImportEndUsedata,AQ105,COLUMN(Import!$I$1))","v":0},{"$f":"IFERROR(IF(Import!B19<>\"X\",AVERAGEIF(Import!F19:I19,\"<>0\"),0),0)","v":0},{"$f":"IFERROR(IF(Import!B19=\"X\",AVERAGEIF(Import!F19:I19,\"<>0\"),0),0)","v":0},{"$f":"IFERROR(INDEX(Perf_ConversionFactors_Submitter,MATCH(AS105,INDEX(Perf_ConversionFactors_Submitter,,$E$88),0),$K$88)/BV105,0)","v":0},{"$f":"INDEX(ImportEndUsedata,AQ105,COLUMN(Import!$W$18))","v":0},{"$f":"AY105*BA105","v":0},{"$f":"AZ105*BA105","v":0},{"$f":"BC105+BD105","v":0},{"$f":"BB105*BA105","v":0},{"$f":"IFERROR(INDEX(Perf_ConversionFactors_Submitter,MATCH(AS105,INDEX(Perf_ConversionFactors_Submitter,,1),0),G$88)/BV105,0)","v":0},{"$f":"IFERROR(INDEX(Perf_ConversionFactors_Submitter,MATCH(AS105,INDEX(Perf_ConversionFactors_Submitter,,1),0),H$88)/BV105,0)","v":0},{"$f":"IFERROR(BB105*BH105,0)","v":0},{"$f":"IFERROR(AY105*BG105,0)","v":0},{"$f":"IFERROR(AZ105*BG105,0)","v":0},{"$f":"IFERROR(INDEX(Perf_ConversionFactors_Submitter,MATCH(AS105,INDEX(Perf_ConversionFactors_Submitter,,1),0),J$88),0)","v":0},{"$f":"BF105*BL105","v":0},{"$f":"BC105*BL105","v":0},{"$f":"BD105*BL105","v":0},{"$f":"IFERROR(INDEX(Perf_ConversionFactors_Submitter,MATCH(AS105,INDEX(Perf_ConversionFactors_Submitter,,1),0),I$88)/1000,0)","v":0},{"$f":"BF105*BP105","v":0},{"$f":"BC105*BP105","v":0},{"$f":"BD105*BP105","v":0},{"$f":"INDEX(ImportEndUsedata,AQ105,COLUMN(Import!$B$1))","v":0},{"$f":"IF(COUNTIF(Perf_End_Use_List,AR105),\"Yes\",\"No\")","v":"No"},{"$f":"INDEX(Ref_UnitConversions_Energy_Content_kBtu_Unit,IFERROR(MATCH(AS105&INDEX(Perf_ConversionFactors_Submitter,MATCH(AS105,INDEX(Perf_ConversionFactors_Submitter,,$E$88),0),$F$88),Ref_UnitConversions_Energy_Units_Lookup,0),MATCH(\"All\"&INDEX(Perf_ConversionFactors_Submitter,MATCH(AS105,INDEX(Perf_ConversionFactors_Submitter,,$E$88),0),$F$88),Ref_UnitConversions_Energy_Units_Lookup,0)),)/INDEX(Ref_UnitConversions_Energy_Content_kBtu_Unit,IFERROR(MATCH(AS105&AT105,Ref_UnitConversions_Energy_Units_Lookup,0),MATCH(\"All\"&AT105,Ref_UnitConversions_Energy_Units_Lookup,0)),)","v":{"$error":"#N/A"}}]
[2,null,{"$error":"#DIV/0!"},null,{"$f":"IF(Lists_Modeling_Protocol=Lists_Section11,\"        On-site renewable savings\",\"        On-site renewable savings\")","v":"        On-site renewable savings"},null,null,null,null,null,null,"-",{"$f":"IFERROR(IF(AF102=\"None\",AB106+AB107,MIN(M113*AF102,AB106+AB107)),0)","v":0},{"$f":"IFERROR(IF(AG102=\"None\",AC106+AC107,MIN(N113*AG102,AC106+AC107)),0)","v":0},{"$f":"IFERROR(IF(AH102=\"None\",AD106+AD107,MIN(O113*AH102,AD106+AD107)),0)","v":0},{"$f":"IFERROR(IF(AI102=\"None\",AE106+AE107,MIN(P113*AI102,AE106+AE107)),0)","v":0},{"$f":"IFERROR(IF($AI$110>0,\"See Note 1 below this table\",\"\"),\"\")","v":""},null,null,null,null,null,null,null,null,null,null,{"$f":"INDEX(ImportsingleRowdata,2,COLUMN(Import!AU15))","v":0},{"$f":"INDEX(ImportsingleRowdata,2,COLUMN(Import!AV15))","v":0},{"$f":"INDEX(ImportsingleRowdata,2,COLUMN(Import!AW15))","v":0},{"$f":"INDEX(ImportsingleRowdata,2,COLUMN(Import!AX15))","v":0},{"$f":"IF(AF102=\"None\",0,IF(M113*AF$102<(AB106+AB107),1,0))","v":0},{"$f":"IF(AG102=\"None\",0,IF(N113*AG$102<(AC106+AC107),1,0))","v":0},0,0,"explicitly modeled in sim tool",null,null,null,null,null,null,3,{"$f":"INDEX(ImportEndUsedata,AQ106,COLUMN(Import!$A$1))","v":0},{"$f":"INDEX(ImportEndUsedata,AQ106,COLUMN(Import!$C$1))","v":0},{"$f":"INDEX(ImportEndUsedata,AQ106,COLUMN(Import!$D$1))","v":0},{"$f":"INDEX(ImportEndUsedata,AQ106,COLUMN(Import!$F$1))","v":0},{"$f":"INDEX(ImportEndUsedata,AQ106,COLUMN(Import!$G$1))","v":0},{"$f":"INDEX(ImportEndUsedata,AQ106,COLUMN(Import!$H$1))","v":0},{"$f":"INDEX(ImportEndUsedata,AQ106,COLUMN(Import!$I$1))","v":0},{"$f":"IFERROR(IF(Import!B20<>\"X\",AVERAGEIF(Import!F20:I20,\"<>0\"),0),0)","v":0},{"$f":"IFERROR(IF(Import!B20=\"X\",AVERAGEIF(Import!F20:I20,\"<>0\"),0),0)","v":0},{"$f":"IFERROR(INDEX(Perf_ConversionFactors_Submitter,MATCH(AS106,INDEX(Perf_ConversionFactors_Submitter,,$E$88),0),$K$88)/BV106,0)","v":0},{"$f":"INDEX(ImportEndUsedata,AQ106,COLUMN(Import!$W$18))","v":0},{"$f":"AY106*BA106","v":0},{"$f":"AZ106*BA106","v":0},{"$f":"BC106+BD106","v":0},0,{"$f":"IFERROR(INDEX(Perf_ConversionFactors_Submitter,MATCH(AS106,INDEX(Perf_ConversionFactors_Submitter,,1),0),G$88)/BV106,0)","v":0},{"$f":"IFERROR(INDEX(Perf_ConversionFactors_Submitter,MATCH(AS106,INDEX(Perf_ConversionFactors_Submitter,,1),0),H$88)/BV106,0)","v":0},{"$f":"IFERROR(BB106*BH106,0)","v":0},{"$f":"IFERROR(AY106*BG106,0)","v":0},{"$f":"IFERROR(AZ106*BG106,0)","v":0},{"$f":"IFERROR(INDEX(Perf_ConversionFactors_Submitter,MATCH(AS106,INDEX(Perf_ConversionFactors_Submitter,,1),0),J$88),0)","v":0},{"$f":"BF106*BL106","v":0},{"$f":"BC106*BL106","v":0},{"$f":"BD106*BL106","v":0},{"$f":"IFERROR(INDEX(Perf_ConversionFactors_Submitter,MATCH(AS106,INDEX(Perf_ConversionFactors_Submitter,,1),0),I$88)/1000,0)","v":0},{"$f":"BF106*BP106","v":0},{"$f":"BC106*BP106","v":0},{"$f":"BD106*BP106","v":0},{"$f":"INDEX(ImportEndUsedata,AQ106,COLUMN(Import!$B$1))","v":0},{"$f":"IF(COUNTIF(Perf_End_Use_List,AR106),\"Yes\",\"No\")","v":"No"},{"$f":"INDEX(Ref_UnitConversions_Energy_Content_kBtu_Unit,IFERROR(MATCH(AS106&INDEX(Perf_ConversionFactors_Submitter,MATCH(AS106,INDEX(Perf_ConversionFactors_Submitter,,$E$88),0),$F$88),Ref_UnitConversions_Energy_Units_Lookup,0),MATCH(\"All\"&INDEX(Perf_ConversionFactors_Submitter,MATCH(AS106,INDEX(Perf_ConversionFactors_Submitter,,$E$88),0),$F$88),Ref_UnitConversions_Energy_Units_Lookup,0)),)/INDEX(Ref_UnitConversions_Energy_Content_kBtu_Unit,IFERROR(MATCH(AS106&AT106,Ref_UnitConversions_Energy_Units_Lookup,0),MATCH(\"All\"&AT106,Ref_UnitConversions_Energy_Units_Lookup,0)),)","v":{"$error":"#N/A"}}]
[3,null,{"$f":"5/0","v":{"$error":"#DIV/0!"}},null,"        On-site renewable energy savings determined using exceptional calculations - this is n/a",null,null,null,null,null,null,"-",0,0,0,0,null,null,null,null,null,null,null,null,null,null,null,null,null,null,null,null,null,null,null,"renewables from exceptional calcs",null,null,null,null,null,null,4,{"$f":"INDEX(ImportEndUsedata,AQ107,COLUMN(Import!$A$1))","v":0},{"$f":"INDEX(ImportEndUsedata,AQ107,COLUMN(Import!$C$1))","v":0},{"$f":"INDEX(ImportEndUsedata,AQ107,COLUMN(Import!$D$1))","v":0},{"$f":"INDEX(ImportEndUsedata,AQ107,COLUMN(Import!$F$1))","v":0},{"$f":"INDEX(ImportEndUsedata,AQ107,COLUMN(Import!$G$1))","v":0},{"$f":"INDEX(ImportEndUsedata,AQ107,COLUMN(Import!$H$1))","v":0},{"$f":"INDEX(ImportEndUsedata,AQ107,COLUMN(Import!$I$1))","v":0},{"$f":"IFERROR(IF(Import!B21<>\"X\",AVERAGEIF(Import!F21:I21,\"<>0\"),0),0)","v":0},{"$f":"IFERROR(IF(Import!B21=\"X\",AVERAGEIF(Import!F21:I21,\"<>0\"),0),0)","v":0},{"$f":"IFERROR(INDEX(Perf_ConversionFactors_Submitter,MATCH(AS107,INDEX(Perf_ConversionFactors_Submitter,,$E$88),0),$K$88)/BV107,0)","v":0},{"$f":"INDEX(ImportEndUsedata,AQ107,COLUMN(Import!$W$18))","v":0},0,0,0,0,{"$f":"IFERROR(INDEX(Perf_ConversionFactors_Submitter,MATCH(AS107,INDEX(Perf_ConversionFactors_Submitter,,1),0),G$88)/BV107,0)","v":0},{"$f":"IFERROR(INDEX(Perf_ConversionFactors_Submitter,MATCH(AS107,INDEX(Perf_ConversionFactors_Submitter,,1),0),H$88)/BV107,0)","v":0},0,0,0,{"$f":"IFERROR(INDEX(Perf_ConversionFactors_Submitter,MATCH(AS107,INDEX(Perf_ConversionFactors_Submitter,,1),0),J$88),0)","v":0},0,0,0,{"$f":"IFERROR(INDEX(Perf_ConversionFactors_Submitter,MATCH(AS107,INDEX(Perf_ConversionFactors_Submitter,,1),0),I$88)/1000,0)","v":0},0,0,0,{"$f":"INDEX(ImportEndUsedata,AQ107,COLUMN(Import!$B$1))","v":0},"No",{"$f":"INDEX(Ref_UnitConversions_Energy_Content_kBtu_Unit,IFERROR(MATCH(AS107&INDEX(Perf_ConversionFactors_Submitter,MATCH(AS107,INDEX(Perf_ConversionFactors_Submitter,,$E$88),0),$F$88),Ref_UnitConversions_Energy_Units_Lookup,0),MATCH(\"All\"&INDEX(Perf_ConversionFactors_Submitter,MATCH(AS107,INDEX(Perf_ConversionFactors_Submitter,,$E$88),0),$F$88),Ref_UnitConversions_Energy_Units_Lookup,0)),)/INDEX(Ref_UnitConversions_Energy_Content_kBtu_Unit,IFERROR(MATCH(AS107&AT107,Ref_UnitConversions_Energy_Units_Lookup,0),MATCH(\"All\"&AT107,Ref_UnitConversions_Energy_Units_Lookup,0)),)","v":{"$error":"#N/A"}}]
[4,null,{"$error":"#DIV/0!"},null,"        Exceptional calculations savings excluding on-site renewable energy",null,null,null,null,null,null,"-",{"$f":"IFERROR(IF(AB108=0,0,IF(AF103=\"None\",AB108,IF(M105>=M113,0,MIN(AB108,AF116)))),0)","v":0},{"$f":"IFERROR(IF(AC108=0,0,IF(AG103=\"None\",AC108,IF(N105>=N113,0,MIN(AC108,AG116)))),0)","v":0},{"$f":"IFERROR(IF(AD108=0,0,IF(AH103=\"None\",AD108,IF(O105>=O113,0,MIN(AD108,AH116)))),0)","v":0},0,{"$f":"IFERROR(IF($AI$111>0,\"See Note \"&AB125&\" below this table\",\"\"),\"\")","v":""},null,null,null,null,null,null,null,null,null,null,{"$f":"INDEX(ImportsingleRowdata,2,COLUMN(Import!AQ15))","v":0},{"$f":"INDEX(ImportsingleRowdata,2,COLUMN(Import!AR15))","v":0},{"$f":"INDEX(ImportsingleRowdata,2,COLUMN(Import!AS15))","v":0},{"$f":"INDEX(ImportsingleRowdata,2,COLUMN(Import!AT15))","v":0},{"$f":"IF(AF103=\"None\",0,IF(M105>=M113,0,IF(M108<AB108,1,0)))","v":0},{"$f":"IF(AG103=\"None\",0,IF(N105>=N113,0,IF(N108<AC108,1,0)))","v":0},0,0,"exceptional calcs excluding renewables",null,null,null,null,null,null,5,{"$f":"INDEX(ImportEndUsedata,AQ108,COLUMN(Import!$A$1))","v":0},{"$f":"INDEX(ImportEndUsedata,AQ108,COLUMN(Import!$C$1))","v":0},{"$f":"INDEX(ImportEndUsedata,AQ108,COLUMN(Import!$D$1))","v":0},{"$f":"INDEX(ImportEndUsedata,AQ108,COLUMN(Import!$F$1))","v":0},{"$f":"INDEX(ImportEndUsedata,AQ108,COLUMN(Import!$G$1))","v":0},{"$f":"INDEX(ImportEndUsedata,AQ108,COLUMN(Import!$H$1))","v":0},{"$f":"INDEX(ImportEndUsedata,AQ108,COLUMN(Import!$I$1))","v":0},{"$f":"IFERROR(IF(Import!B22<>\"X\",AVERAGEIF(Import!F22:I22,\"<>0\"),0),0)","v":0},{"$f":"IFERROR(IF(Import!B22=\"X\",AVERAGEIF(Import!F22:I22,\"<>0\"),0),0)","v":0},{"$f":"IFERROR(INDEX(Perf_ConversionFactors_Submitter,MATCH(AS108,INDEX(Perf_ConversionFactors_Submitter,,$E$88),0),$K$88)/BV108,0)","v":0},{"$f":"INDEX(ImportEndUsedata,AQ108,COLUMN(Import!$W$18))","v":0},0,0,0,0,{"$f":"IFERROR(INDEX(Perf_ConversionFactors_Submitter,MATCH(AS108,INDEX(Perf_ConversionFactors_Submitter,,1),0),G$88)/BV108,0)","v":0},{"$f":"IFERROR(INDEX(Perf_ConversionFactors_Submitter,MATCH(AS108,INDEX(Perf_ConversionFactors_Submitter,,1),0),H$88)/BV108,0)","v":0},0,0,0,{"$f":"IFERROR(INDEX(Perf_ConversionFactors_Submitter,MATCH(AS108,INDEX(Perf_ConversionFactors_Submitter,,1),0),J$88),0)","v":0},0,0,0,{"$f":"IFERROR(INDEX(Perf_ConversionFactors_Submitter,MATCH(AS108,INDEX(Perf_ConversionFactors_Submitter,,1),0),I$88)/1000,0)","v":0},0,0,0,{"$f":"INDEX(ImportEndUsedata,AQ108,COLUMN(Import!$B$1))","v":0},"No",{"$f":"INDEX(Ref_UnitConversions_Energy_Content_kBtu_Unit,IFERROR(MATCH(AS108&INDEX(Perf_ConversionFactors_Submitter,MATCH(AS108,INDEX(Perf_ConversionFactors_Submitter,,$E$88),0),$F$88),Ref_UnitConversions_Energy_Units_Lookup,0),MATCH(\"All\"&INDEX(Perf_ConversionFactors_Submitter,MATCH(AS108,INDEX(Perf_ConversionFactors_Submitter,,$E$88),0),$F$88),Ref_UnitConversions_Energy_Units_Lookup,0)),)/INDEX(Ref_UnitConversions_Energy_Content_kBtu_Unit,IFERROR(MATCH(AS108&AT108,Ref_UnitConversions_Energy_Units_Lookup,0),MATCH(\"All\"&AT108,Ref_UnitConversions_Energy_Units_Lookup,0)),)","v":{"$error":"#N/A"}}]
[5,null,{"$error":"#DIV/0!"},null,"Proposed building performance including on-site renewable energy and exceptional calculations",null,null,null,null,null,null,"PBP",{"$f":"MAX(0,M105-M106-M107-M108)","v":0},{"$f":"MAX(0,N105-N106-N107-N108)","v":0},0,{"$f":"MAX(0,P105-P106-P107-P108)","v":0},null,null,null,null,null,null,null,null,null,null,null,null,null,null,null,"Exceptional cap triggered ren?",null,null,0,"n/a",null,null,null,null,null,null,6,{"$f":"INDEX(ImportEndUsedata,AQ109,COLUMN(Import!$A$1))","v":0},{"$f":"INDEX(ImportEndUsedata,AQ109,COLUMN(Import!$C$1))","v":0},{"$f":"INDEX(ImportEndUsedata,AQ109,COLUMN(Import!$D$1))","v":0},{"$f":"INDEX(ImportEndUsedata,AQ109,COLUMN(Import!$F$1))","v":0},{"$f":"INDEX(ImportEndUsedata,AQ109,COLUMN(Import!$G$1))","v":0},{"$f":"INDEX(ImportEndUsedata,AQ109,COLUMN(Import!$H$1))","v":0},{"$f":"INDEX(ImportEndUsedata,AQ109,COLUMN(Import!$I$1))","v":0},{"$f":"IFERROR(IF(Import!B23<>\"X\",AVERAGEIF(Import!F23:I23,\"<>0\"),0),0)","v":0},{"$f":"IFERROR(IF(Import!B23=\"X\",AVERAGEIF(Import!F23:I23,\"<>0\"),0),0)","v":0},{"$f":"IFERROR(INDEX(Perf_ConversionFactors_Submitter,MATCH(AS109,INDEX(Perf_ConversionFactors_Submitter,,$E$88),0),$K$88)/BV109,0)","v":0},{"$f":"INDEX(ImportEndUsedata,AQ109,COLUMN(Import!$W$18))","v":0},0,0,0,0,{"$f":"IFERROR(INDEX(Perf_ConversionFactors_Submitter,MATCH(AS109,INDEX(Perf_ConversionFactors_Submitter,,1),0),G$88)/BV109,0)","v":0},{"$f":"IFERROR(INDEX(Perf_ConversionFactors_Submitter,MATCH(AS109,INDEX(Perf_ConversionFactors_Submitter,,1),0),H$88)/BV109,0)","v":0},0,0,0,{"$f":"IFERROR(INDEX(Perf_ConversionFactors_Submitter,MATCH(AS109,INDEX(Perf_ConversionFactors_Submitter,,1),0),J$88),0)","v":0},0,0,0,{"$f":"IFERROR(INDEX(Perf_ConversionFactors_Submitter,MATCH(AS109,INDEX(Perf_ConversionFactors_Submitter,,1),0),I$88)/1000,0)","v":0},0,0,0,{"$f":"INDEX(ImportEndUsedata,AQ109,COLUMN(Import!$B$1))","v":0},"No",{"$f":"INDEX(Ref_UnitConversions_Energy_Content_kBtu_Unit,IFERROR(MATCH(AS109&INDEX(Perf_ConversionFactors_Submitter,MATCH(AS109,INDEX(Perf_ConversionFactors_Submitter,,$E$88),0),$F$88),Ref_UnitConversions_Energy_Units_Lookup,0),MATCH(\"All\"&INDEX(Perf_ConversionFactors_Submitter,MATCH(AS109,INDEX(Perf_ConversionFactors_Submitter,,$E$88),0),$F$88),Ref_UnitConversions_Energy_Units_Lookup,0)),)/INDEX(Ref_UnitConversions_Energy_Content_kBtu_Unit,IFERROR(MATCH(AS109&AT109,Ref_UnitConversions_Energy_Units_Lookup,0),MATCH(\"All\"&AT109,Ref_UnitConversions_Energy_Units_Lookup,0)),)","v":{"$error":"#N/A"}}]
[6,null,{"$f":"IF(OR(Perf_Add_Fuel_Neutral=TRUE, Perf_SEEUPF_Calcs=TRUE),5/0,IF(Lists_Modeling_Protocol=Lists_Section11,5/0,1))","v":{"$error":"#DIV/0!"}},null,"Proposed building performance including exceptional calculations and excluding on-site renewables",null,null,null,null,null,null,"PBPnre",{"$f":"MAX(0,M105-M108)","v":0},{"$f":"MAX(0,N105-N108)","v":0},0,0,null,null,null,null,null,null,null,null,null,null,null,null,null,null,null,"Renewable cap triggered?",null,null,{"$f":"SUM(AF106:AI106)","v":0},null,null,null,null,null,null,null,7,{"$f":"INDEX(ImportEndUsedata,AQ110,COLUMN(Import!$A$1))","v":0},{"$f":"INDEX(ImportEndUsedata,AQ110,COLUMN(Import!$C$1))","v":0},{"$f":"INDEX(ImportEndUsedata,AQ110,COLUMN(Import!$D$1))","v":0},{"$f":"INDEX(ImportEndUsedata,AQ110,COLUMN(Import!$F$1))","v":0},{"$f":"INDEX(ImportEndUsedata,AQ110,COLUMN(Import!$G$1))","v":0},{"$f":"INDEX(ImportEndUsedata,AQ110,COLUMN(Import!$H$1))","v":0},{"$f":"INDEX(ImportEndUsedata,AQ110,COLUMN(Import!$I$1))","v":0},{"$f":"IFERROR(IF(Import!B24<>\"X\",AVERAGEIF(Import!F24:I24,\"<>0\"),0),0)","v":0},{"$f":"IFERROR(IF(Import!B24=\"X\",AVERAGEIF(Import!F24:I24,\"<>0\"),0),0)","v":0},{"$f":"IFERROR(INDEX(Perf_ConversionFactors_Submitter,MATCH(AS110,INDEX(Perf_ConversionFactors_Submitter,,$E$88),0),$K$88)/BV110,0)","v":0},{"$f":"INDEX(ImportEndUsedata,AQ110,COLUMN(Import!$W$18))","v":0},0,0,0,0,{"$f":"IFERROR(INDEX(Perf_ConversionFactors_Submitter,MATCH(AS110,INDEX(Perf_ConversionFactors_Submitter,,1),0),G$88)/BV110,0)","v":0},{"$f":"IFERROR(INDEX(Perf_ConversionFactors_Submitter,MATCH(AS110,INDEX(Perf_ConversionFactors_Submitter,,1),0),H$88)/BV110,0)","v":0},0,0,0,{"$f":"IFERROR(INDEX(Perf_ConversionFactors_Submitter,MATCH(AS110,INDEX(Perf_ConversionFactors_Submitter,,1),0),J$88),0)","v":0},0,0,0,{"$f":"IFERROR(INDEX(Perf_ConversionFactors_Submitter,MATCH(AS110,INDEX(Perf_ConversionFactors_Submitter,,1),0),I$88)/1000,0)","v":0},0,0,0,{"$f":"INDEX(ImportEndUsedata,AQ110,COLUMN(Import!$B$1))","v":0},"No",{"$f":"INDEX(Ref_UnitConversions_Energy_Content_kBtu_Unit,IFERROR(MATCH(AS110&INDEX(Perf_ConversionFactors_Submitter,MATCH(AS110,INDEX(Perf_ConversionFactors_Submitter,,$E$88),0),$F$88),Ref_UnitConversions_Energy_Units_Lookup,0),MATCH(\"All\"&INDEX(Perf_ConversionFactors_Submitter,MATCH(AS110,INDEX(Perf_ConversionFactors_Submitter,,$E$88),0),$F$88),Ref_UnitConversions_Energy_Units_Lookup,0)),)/INDEX(Ref_UnitConversions_Energy_Content_kBtu_Unit,IFERROR(MATCH(AS110&AT110,Ref_UnitConversions_Energy_Units_Lookup,0),MATCH(\"All\"&AT110,Ref_UnitConversions_Energy_Units_Lookup,0)),)","v":{"$error":"#N/A"}}]
[7,null,{"$f":"IF(OR(Perf_Add_Fuel_Neutral=TRUE, Perf_SEEUPF_Calcs=TRUE),5/0,IF(Lists_Modeling_Protocol=Lists_Section11,5/0,1))","v":{"$error":"#DIV/0!"}},null,{"$f":"IF(Lists_Modeling_Protocol=Lists_Section11,\"Budget building unregulated energy, GHG emissions, and/or energy cost\",\"Baseline building unregulated energy, GHG emissions, and/or energy cost\")","v":"Baseline building unregulated energy, GHG emissions, and/or energy cost"},null,null,null,null,null,null,"BBUEC",{"$f":"IFERROR(SUM(BK105:BK132),0)","v":0},{"$f":"IFERROR(SUM(BD105:BD132)*0.001,0)","v":0},{"$f":"IFERROR(SUM(BO105:BO132)*0.001,0)","v":0},{"$f":"IFERROR(SUM(BS105:BS132),0)","v":0},null,null,null,null,null,null,null,null,null,null,null,null,null,null,null,"Exceptional cap triggered nonren?",null,null,{"$f":"SUM(AF108:AI108)","v":0},null,null,null,null,null,null,null,8,{"$f":"INDEX(ImportEndUsedata,AQ111,COLUMN(Import!$A$1))","v":0},{"$f":"INDEX(ImportEndUsedata,AQ111,COLUMN(Import!$C$1))","v":0},{"$f":"INDEX(ImportEndUsedata,AQ111,COLUMN(Import!$D$1))","v":0},{"$f":"INDEX(ImportEndUsedata,AQ111,COLUMN(Import!$F$1))","v":0},{"$f":"INDEX(ImportEndUsedata,AQ111,COLUMN(Import!$G$1))","v":0},{"$f":"INDEX(ImportEndUsedata,AQ111,COLUMN(Import!$H$1))","v":0},{"$f":"INDEX(ImportEndUsedata,AQ111,COLUMN(Import!$I$1))","v":0},{"$f":"IFERROR(IF(Import!B25<>\"X\",AVERAGEIF(Import!F25:I25,\"<>0\"),0),0)","v":0},{"$f":"IFERROR(IF(Import!B25=\"X\",AVERAGEIF(Import!F25:I25,\"<>0\"),0),0)","v":0},{"$f":"IFERROR(INDEX(Perf_ConversionFactors_Submitter,MATCH(AS111,INDEX(Perf_ConversionFactors_Submitter,,$E$88),0),$K$88)/BV111,0)","v":0},{"$f":"INDEX(ImportEndUsedata,AQ111,COLUMN(Import!$W$18))","v":0},0,0,0,0,{"$f":"IFERROR(INDEX(Perf_ConversionFactors_Submitter,MATCH(AS111,INDEX(Perf_ConversionFactors_Submitter,,1),0),G$88)/BV111,0)","v":0},{"$f":"IFERROR(INDEX(Perf_ConversionFactors_Submitter,MATCH(AS111,INDEX(Perf_ConversionFactors_Submitter,,1),0),H$88)/BV111,0)","v":0},0,0,0,{"$f":"IFERROR(INDEX(Perf_ConversionFactors_Submitter,MATCH(AS111,INDEX(Perf_ConversionFactors_Submitter,,1),0),J$88),0)","v":0},0,0,0,{"$f":"IFERROR(INDEX(Perf_ConversionFactors_Submitter,MATCH(AS111,INDEX(Perf_ConversionFactors_Submitter,,1),0),I$88)/1000,0)","v":0},0,0,0,{"$f":"INDEX(ImportEndUsedata,AQ111,COLUMN(Import!$B$1))","v":0},"No",{"$f":"INDEX(Ref_UnitConversions_Energy_Content_kBtu_Unit,IFERROR(MATCH(AS111&INDEX(Perf_ConversionFactors_Submitter,MATCH(AS111,INDEX(Perf_ConversionFactors_Submitter,,$E$88),0),$F$88),Ref_UnitConversions_Energy_Units_Lookup,0),MATCH(\"All\"&INDEX(Perf_ConversionFactors_Submitter,MATCH(AS111,INDEX(Perf_ConversionFactors_Submitter,,$E$88),0),$F$88),Ref_UnitConversions_Energy_Units_Lookup,0)),)/INDEX(Ref_UnitConversions_Energy_Content_kBtu_Unit,IFERROR(MATCH(AS111&AT111,Ref_UnitConversions_Energy_Units_Lookup,0),MATCH(\"All\"&AT111,Ref_UnitConversions_Energy_Units_Lookup,0)),)","v":{"$error":"#N/A"}}]
[8,null,{"$f":"IF(OR(Perf_Add_Fuel_Neutral=TRUE, Perf_SEEUPF_Calcs=TRUE),5/0,IF(Lists_Modeling_Protocol=Lists_Section11,5/0,1))","v":{"$error":"#DIV/0!"}},null,"Baseline building regulated energy, GHG emissions, and/or energy cost",null,null,null,null,null,null,"BBREC",{"$f":"IFERROR(SUM(BJ105:BJ132),0)","v":0},{"$f":"IFERROR(SUM(BC105:BC132)*0.001,0)","v":0},{"$f":"IFERROR(SUM(BN105:BN132)*0.001,0)","v":0},{"$f":"IFERROR(SUM(BR105:BR132),0)","v":0},null,null,null,null,null,null,null,null,null,null,null,null,null,null,"EC helper 1",{"$f":"AF103*M113","v":{"$error":"#VALUE!"}},{"$f":"AG103*N113","v":{"$error":"#VALUE!"}},{"$error":"#VALUE!"},{"$error":"#VALUE!"},null,null,null,null,null,null,null,9,{"$f":"INDEX(ImportEndUsedata,AQ112,COLUMN(Import!$A$1))","v":0},{"$f":"INDEX(ImportEndUsedata,AQ112,COLUMN(Import!$C$1))","v":0},{"$f":"INDEX(ImportEndUsedata,AQ112,COLUMN(Import!$D$1))","v":0},{"$f":"INDEX(ImportEndUsedata,AQ112,COLUMN(Import!$F$1))","v":0},{"$f":"INDEX(ImportEndUsedata,AQ112,COLUMN(Import!$G$1))","v":0},{"$f":"INDEX(ImportEndUsedata,AQ112,COLUMN(Import!$H$1))","v":0},{"$f":"INDEX(ImportEndUsedata,AQ112,COLUMN(Import!$I$1))","v":0},{"$f":"IFERROR(IF(Import!B26<>\"X\",AVERAGEIF(Import!F26:I26,\"<>0\"),0),0)","v":0},{"$f":"IFERROR(IF(Import!B26=\"X\",AVERAGEIF(Import!F26:I26,\"<>0\"),0),0)","v":0},{"$f":"IFERROR(INDEX(Perf_ConversionFactors_Submitter,MATCH(AS112,INDEX(Perf_ConversionFactors_Submitter,,$E$88),0),$K$88)/BV112,0)","v":0},{"$f":"INDEX(ImportEndUsedata,AQ112,COLUMN(Import!$W$18))","v":0},0,0,0,0,{"$f":"IFERROR(INDEX(Perf_ConversionFactors_Submitter,MATCH(AS112,INDEX(Perf_ConversionFactors_Submitter,,1),0),G$88)/BV112,0)","v":0},{"$f":"IFERROR(INDEX(Perf_ConversionFactors_Submitter,MATCH(AS112,INDEX(Perf_ConversionFactors_Submitter,,1),0),H$88)/BV112,0)","v":0},0,0,0,{"$f":"IFERROR(INDEX(Perf_ConversionFactors_Submitter,MATCH(AS112,INDEX(Perf_ConversionFactors_Submitter,,1),0),J$88),0)","v":0},0,0,0,{"$f":"IFERROR(INDEX(Perf_ConversionFactors_Submitter,MATCH(AS112,INDEX(Perf_ConversionFactors_Submitter,,1),0),I$88)/1000,0)","v":0},0,0,0,{"$f":"INDEX(ImportEndUsedata,AQ112,COLUMN(Import!$B$1))","v":0},"No",{"$f":"INDEX(Ref_UnitConversions_Energy_Content_kBtu_Unit,IFERROR(MATCH(AS112&INDEX(Perf_ConversionFactors_Submitter,MATCH(AS112,INDEX(Perf_ConversionFactors_Submitter,,$E$88),0),$F$88),Ref_UnitConversions_Energy_Units_Lookup,0),MATCH(\"All\"&INDEX(Perf_ConversionFactors_Submitter,MATCH(AS112,INDEX(Perf_ConversionFactors_Submitter,,$E$88),0),$F$88),Ref_UnitConversions_Energy_Units_Lookup,0)),)/INDEX(Ref_UnitConversions_Energy_Content_kBtu_Unit,IFERROR(MATCH(AS112&AT112,Ref_UnitConversions_Energy_Units_Lookup,0),MATCH(\"All\"&AT112,Ref_UnitConversions_Energy_Units_Lookup,0)),)","v":{"$error":"#N/A"}}]
[9,null,{"$f":"IF(Lists_Modeling_Protocol=\"Section 11\", 1, IF(OR(Perf_Add_Fuel_Neutral=TRUE,Perf_SEEUPF_Calcs=TRUE),5/0,1))","v":{"$error":"#DIV/0!"}},null,{"$f":"IF(Lists_Modeling_Protocol=Lists_Section11,\"Budget building performance\",\"Baseline building performance\")","v":"Baseline building performance"},null,null,null,null,null,null,"BBP",{"$f":"SUM(M111:M112)","v":0},{"$f":"SUM(N111:N112)","v":0},{"$f":"SUM(O111:O112)","v":0},0,null,null,null,null,null,null,null,null,null,null,null,null,null,null,"EC helper 2",{"$f":"AF103*M105","v":{"$error":"#VALUE!"}},{"$f":"AG103*N105","v":{"$error":"#VALUE!"}},{"$error":"#VALUE!"},{"$error":"#VALUE!"},null,null,null,null,null,null,null,10,{"$f":"INDEX(ImportEndUsedata,AQ113,COLUMN(Import!$A$1))","v":0},{"$f":"INDEX(ImportEndUsedata,AQ113,COLUMN(Import!$C$1))","v":0},{"$f":"INDEX(ImportEndUsedata,AQ113,COLUMN(Import!$D$1))","v":0},{"$f":"INDEX(ImportEndUsedata,AQ113,COLUMN(Import!$F$1))","v":0},{"$f":"INDEX(ImportEndUsedata,AQ113,COLUMN(Import!$G$1))","v":0},{"$f":"INDEX(ImportEndUsedata,AQ113,COLUMN(Import!$H$1))","v":0},{"$f":"INDEX(ImportEndUsedata,AQ113,COLUMN(Import!$I$1))","v":0},{"$f":"IFERROR(IF(Import!B27<>\"X\",AVERAGEIF(Import!F27:I27,\"<>0\"),0),0)","v":0},{"$f":"IFERROR(IF(Import!B27=\"X\",AVERAGEIF(Import!F27:I27,\"<>0\"),0),0)","v":0},{"$f":"IFERROR(INDEX(Perf_ConversionFactors_Submitter,MATCH(AS113,INDEX(Perf_ConversionFactors_Submitter,,$E$88),0),$K$88)/BV113,0)","v":0},{"$f":"INDEX(ImportEndUsedata,AQ113,COLUMN(Import!$W$18))","v":0},0,0,0,0,{"$f":"IFERROR(INDEX(Perf_ConversionFactors_Submitter,MATCH(AS113,INDEX(Perf_ConversionFactors_Submitter,,1),0),G$88)/BV113,0)","v":0},{"$f":"IFERROR(INDEX(Perf_ConversionFactors_Submitter,MATCH(AS113,INDEX(Perf_ConversionFactors_Submitter,,1),0),H$88)/BV113,0)","v":0},0,0,0,{"$f":"IFERROR(INDEX(Perf_ConversionFactors_Submitter,MATCH(AS113,INDEX(Perf_ConversionFactors_Submitter,,1),0),J$88),0)","v":0},0,0,0,{"$f":"IFERROR(INDEX(Perf_ConversionFactors_Submitter,MATCH(AS113,INDEX(Perf_ConversionFactors_Submitter,,1),0),I$88)/1000,0)","v":0},0,0,0,{"$f":"INDEX(ImportEndUsedata,AQ113,COLUMN(Import!$B$1))","v":0},"No",{"$f":"INDEX(Ref_UnitConversions_Energy_Content_kBtu_Unit,IFERROR(MATCH(AS113&INDEX(Perf_ConversionFactors_Submitter,MATCH(AS113,INDEX(Perf_ConversionFactors_Submitter,,$E$88),0),$F$88),Ref_UnitConversions_Energy_Units_Lookup,0),MATCH(\"All\"&INDEX(Perf_ConversionFactors_Submitter,MATCH(AS113,INDEX(Perf_ConversionFactors_Submitter,,$E$88),0),$F$88),Ref_UnitConversions_Energy_Units_Lookup,0)),)/INDEX(Ref_UnitConversions_Energy_Content_kBtu_Unit,IFERROR(MATCH(AS113&AT113,Ref_UnitConversions_Energy_Units_Lookup,0),MATCH(\"All\"&AT113,Ref_UnitConversions_Energy_Units_Lookup,0)),)","v":{"$error":"#N/A"}}]
[10,null,{"$f":"IF(OR(Perf_Add_Fuel_Neutral=TRUE, Perf_SEEUPF_Calcs=TRUE),5/0,IF(Lists_Modeling_Protocol=Lists_Section11,5/0,1))","v":{"$error":"#DIV/0!"}},null,"Building Performance Factor",null,null,null,null,null,null,"BPF",{"$f":"IFERROR(INDEX(Perf_BPF_Table,11,N24),0)","v":"n/a"},{"$f":"IFERROR(INDEX(Perf_BPF_Table,11,O24),0)","v":"n/a"},{"$f":"IFERROR(INDEX(Perf_BPF_Table,11,P24),0)","v":"n/a"},{"$f":"IFERROR(INDEX(Perf_BPF_Table,11,Q24),0)","v":"n/a"},null,null,null,null,null,null,null,null,null,null,null,null,null,null,"EC helper 3",{"$f":"AF112-AF113","v":{"$error":"#VALUE!"}},{"$f":"AG112-AG113","v":{"$error":"#VALUE!"}},{"$error":"#VALUE!"},{"$error":"#VALUE!"},null,null,null,null,null,null,null,11,{"$f":"INDEX(ImportEndUsedata,AQ114,COLUMN(Import!$A$1))","v":0},{"$f":"INDEX(ImportEndUsedata,AQ114,COLUMN(Import!$C$1))","v":0},{"$f":"INDEX(ImportEndUsedata,AQ114,COLUMN(Import!$D$1))","v":0},{"$f":"INDEX(ImportEndUsedata,AQ114,COLUMN(Import!$F$1))","v":0},{"$f":"INDEX(ImportEndUsedata,AQ114,COLUMN(Import!$G$1))","v":0},{"$f":"INDEX(ImportEndUsedata,AQ114,COLUMN(Import!$H$1))","v":0},{"$f":"INDEX(ImportEndUsedata,AQ114,COLUMN(Import!$I$1))","v":0},{"$f":"IFERROR(IF(Import!B28<>\"X\",AVERAGEIF(Import!F28:I28,\"<>0\"),0),0)","v":0},{"$f":"IFERROR(IF(Import!B28=\"X\",AVERAGEIF(Import!F28:I28,\"<>0\"),0),0)","v":0},{"$f":"IFERROR(INDEX(Perf_ConversionFactors_Submitter,MATCH(AS114,INDEX(Perf_ConversionFactors_Submitter,,$E$88),0),$K$88)/BV114,0)","v":0},{"$f":"INDEX(ImportEndUsedata,AQ114,COLUMN(Import!$W$18))","v":0},0,0,0,0,{"$f":"IFERROR(INDEX(Perf_ConversionFactors_Submitter,MATCH(AS114,INDEX(Perf_ConversionFactors_Submitter,,1),0),G$88)/BV114,0)","v":0},{"$f":"IFERROR(INDEX(Perf_ConversionFactors_Submitter,MATCH(AS114,INDEX(Perf_ConversionFactors_Submitter,,1),0),H$88)/BV114,0)","v":0},0,0,0,{"$f":"IFERROR(INDEX(Perf_ConversionFactors_Submitter,MATCH(AS114,INDEX(Perf_ConversionFactors_Submitter,,1),0),J$88),0)","v":0},0,0,0,{"$f":"IFERROR(INDEX(Perf_ConversionFactors_Submitter,MATCH(AS114,INDEX(Perf_ConversionFactors_Submitter,,1),0),I$88)/1000,0)","v":0},0,0,0,{"$f":"INDEX(ImportEndUsedata,AQ114,COLUMN(Import!$B$1))","v":0},"No",{"$f":"INDEX(Ref_UnitConversions_Energy_Content_kBtu_Unit,IFERROR(MATCH(AS114&INDEX(Perf_ConversionFactors_Submitter,MATCH(AS114,INDEX(Perf_ConversionFactors_Submitter,,$E$88),0),$F$88),Ref_UnitConversions_Energy_Units_Lookup,0),MATCH(\"All\"&INDEX(Perf_ConversionFactors_Submitter,MATCH(AS114,INDEX(Perf_ConversionFactors_Submitter,,$E$88),0),$F$88),Ref_UnitConversions_Energy_Units_Lookup,0)),)/INDEX(Ref_UnitConversions_Energy_Content_kBtu_Unit,IFERROR(MATCH(AS114&AT114,Ref_UnitConversions_Energy_Units_Lookup,0),MATCH(\"All\"&AT114,Ref_UnitConversions_Energy_Units_Lookup,0)),)","v":{"$error":"#N/A"}}]
[11,null,{"$error":"#DIV/0!"},null,"Performance Index Target",null,null,null,null,null,null,"PCIt",{"$f":"IFERROR(IF(M114=\"n/a\",\"n/a\",IF($AG$16,M114,((M111+(M114*M112))/M113))),\"\")","v":"n/a"},{"$f":"IFERROR(IF(N114=\"n/a\",\"n/a\",IF($AG$16,N114,((N111+(N114*N112))/N113))),\"\")","v":"n/a"},{"$f":"IFERROR(IF(O114=\"n/a\",\"n/a\",IF($AG$16,O114,((O111+(O114*O112))/O113))),\"\")","v":"n/a"},{"$f":"IFERROR(IF(P114=\"n/a\",\"n/a\",IF($AG$16,P114,((P111+(P114*P112))/P113))),\"\")","v":"n/a"},null,null,null,null,null,null,null,null,null,null,null,null,null,null,"EC helper 4",{"$f":"1-AF103","v":{"$error":"#VALUE!"}},{"$f":"1-AG103","v":{"$error":"#VALUE!"}},{"$error":"#VALUE!"},{"$error":"#VALUE!"},null,null,null,null,null,null,null,12,{"$f":"INDEX(ImportEndUsedata,AQ115,COLUMN(Import!$A$1))","v":0},{"$f":"INDEX(ImportEndUsedata,AQ115,COLUMN(Import!$C$1))","v":0},{"$f":"INDEX(ImportEndUsedata,AQ115,COLUMN(Import!$D$1))","v":0},{"$f":"INDEX(ImportEndUsedata,AQ115,COLUMN(Import!$F$1))","v":0},{"$f":"INDEX(ImportEndUsedata,AQ115,COLUMN(Import!$G$1))","v":0},{"$f":"INDEX(ImportEndUsedata,AQ115,COLUMN(Import!$H$1))","v":0},{"$f":"INDEX(ImportEndUsedata,AQ115,COLUMN(Import!$I$1))","v":0},{"$f":"IFERROR(IF(Import!B29<>\"X\",AVERAGEIF(Import!F29:I29,\"<>0\"),0),0)","v":0},{"$f":"IFERROR(IF(Import!B29=\"X\",AVERAGEIF(Import!F29:I29,\"<>0\"),0),0)","v":0},{"$f":"IFERROR(INDEX(Perf_ConversionFactors_Submitter,MATCH(AS115,INDEX(Perf_ConversionFactors_Submitter,,$E$88),0),$K$88)/BV115,0)","v":0},{"$f":"INDEX(ImportEndUsedata,AQ115,COLUMN(Import!$W$18))","v":0},0,0,0,0,{"$f":"IFERROR(INDEX(Perf_ConversionFactors_Submitter,MATCH(AS115,INDEX(Perf_ConversionFactors_Submitter,,1),0),G$88)/BV115,0)","v":0},{"$f":"IFERROR(INDEX(Perf_ConversionFactors_Submitter,MATCH(AS115,INDEX(Perf_ConversionFactors_Submitter,,1),0),H$88)/BV115,0)","v":0},0,0,0,{"$f":"IFERROR(INDEX(Perf_ConversionFactors_Submitter,MATCH(AS115,INDEX(Perf_ConversionFactors_Submitter,,1),0),J$88),0)","v":0},0,0,0,{"$f":"IFERROR(INDEX(Perf_ConversionFactors_Submitter,MATCH(AS115,INDEX(Perf_ConversionFactors_Submitter,,1),0),I$88)/1000,0)","v":0},0,0,0,{"$f":"INDEX(ImportEndUsedata,AQ115,COLUMN(Import!$B$1))","v":0},"No",{"$f":"INDEX(Ref_UnitConversions_Energy_Content_kBtu_Unit,IFERROR(MATCH(AS115&INDEX(Perf_ConversionFactors_Submitter,MATCH(AS115,INDEX(Perf_ConversionFactors_Submitter,,$E$88),0),$F$88),Ref_UnitConversions_Energy_Units_Lookup,0),MATCH(\"All\"&INDEX(Perf_ConversionFactors_Submitter,MATCH(AS115,INDEX(Perf_ConversionFactors_Submitter,,$E$88),0),$F$88),Ref_UnitConversions_Energy_Units_Lookup,0)),)/INDEX(Ref_UnitConversions_Energy_Content_kBtu_Unit,IFERROR(MATCH(AS115&AT115,Ref_UnitConversions_Energy_Units_Lookup,0),MATCH(\"All\"&AT115,Ref_UnitConversions_Energy_Units_Lookup,0)),)","v":{"$error":"#N/A"}}]
[12,null,{"$error":"#DIV/0!"},null,"Performance index without on-site renewable energy and exceptional calculations",null,null,null,null,null,null,"PCI nre_nec",{"$f":"IFERROR(IF(M114=\"n/a\",\"n/a\",M105/M113),\"\")","v":"n/a"},{"$f":"IFERROR(IF(N114=\"n/a\",\"n/a\",N105/N113),\"\")","v":"n/a"},"n/a","n/a",null,null,null,null,null,null,null,null,null,null,null,"Helper","Helper","Helper","EC helper 5",{"$f":"AF114/AF115","v":{"$error":"#VALUE!"}},{"$f":"AG114/AG115","v":{"$error":"#VALUE!"}},{"$error":"#VALUE!"},{"$error":"#VALUE!"},null,null,null,null,null,null,null,13,{"$f":"INDEX(ImportEndUsedata,AQ116,COLUMN(Import!$A$1))","v":0},{"$f":"INDEX(ImportEndUsedata,AQ116,COLUMN(Import!$C$1))","v":0},{"$f":"INDEX(ImportEndUsedata,AQ116,COLUMN(Import!$D$1))","v":0},{"$f":"INDEX(ImportEndUsedata,AQ116,COLUMN(Import!$F$1))","v":0},{"$f":"INDEX(ImportEndUsedata,AQ116,COLUMN(Import!$G$1))","v":0},{"$f":"INDEX(ImportEndUsedata,AQ116,COLUMN(Import!$H$1))","v":0},{"$f":"INDEX(ImportEndUsedata,AQ116,COLUMN(Import!$I$1))","v":0},{"$f":"IFERROR(IF(Import!B30<>\"X\",AVERAGEIF(Import!F30:I30,\"<>0\"),0),0)","v":0},{"$f":"IFERROR(IF(Import!B30=\"X\",AVERAGEIF(Import!F30:I30,\"<>0\"),0),0)","v":0},{"$f":"IFERROR(INDEX(Perf_ConversionFactors_Submitter,MATCH(AS116,INDEX(Perf_ConversionFactors_Submitter,,$E$88),0),$K$88)/BV116,0)","v":0},{"$f":"INDEX(ImportEndUsedata,AQ116,COLUMN(Import!$W$18))","v":0},0,0,0,0,{"$f":"IFERROR(INDEX(Perf_ConversionFactors_Submitter,MATCH(AS116,INDEX(Perf_ConversionFactors_Submitter,,1),0),G$88)/BV116,0)","v":0},{"$f":"IFERROR(INDEX(Perf_ConversionFactors_Submitter,MATCH(AS116,INDEX(Perf_ConversionFactors_Submitter,,1),0),H$88)/BV116,0)","v":0},0,0,0,{"$f":"IFERROR(INDEX(Perf_ConversionFactors_Submitter,MATCH(AS116,INDEX(Perf_ConversionFactors_Submitter,,1),0),J$88),0)","v":0},0,0,0,{"$f":"IFERROR(INDEX(Perf_ConversionFactors_Submitter,MATCH(AS116,INDEX(Perf_ConversionFactors_Submitter,,1),0),I$88)/1000,0)","v":0},0,0,0,{"$f":"INDEX(ImportEndUsedata,AQ116,COLUMN(Import!$B$1))","v":0},"No",{"$f":"INDEX(Ref_UnitConversions_Energy_Content_kBtu_Unit,IFERROR(MATCH(AS116&INDEX(Perf_ConversionFactors_Submitter,MATCH(AS116,INDEX(Perf_ConversionFactors_Submitter,,$E$88),0),$F$88),Ref_UnitConversions_Energy_Units_Lookup,0),MATCH(\"All\"&INDEX(Perf_ConversionFactors_Submitter,MATCH(AS116,INDEX(Perf_ConversionFactors_Submitter,,$E$88),0),$F$88),Ref_UnitConversions_Energy_Units_Lookup,0)),)/INDEX(Ref_UnitConversions_Energy_Content_kBtu_Unit,IFERROR(MATCH(AS116&AT116,Ref_UnitConversions_Energy_Units_Lookup,0),MATCH(\"All\"&AT116,Ref_UnitConversions_Energy_Units_Lookup,0)),)","v":{"$error":"#N/A"}}]
[13,null,{"$error":"#DIV/0!"},null,"Performance index including exceptional calculations",null,null,null,null,null,null,"PCI ec",{"$f":"IFERROR(IF(M114=\"n/a\",\"n/a\",MAX(0,(M105-M107-M108)/M113)),\"\")","v":"n/a"},{"$f":"IFERROR(IF(N114=\"n/a\",\"n/a\",MAX(0,(N105-N107-N108)/N113)),\"\")","v":"n/a"},"n/a","n/a",null,null,null,null,null,null,null,null,null,null,null,{"$f":"((M110-M109)/M113)","v":{"$error":"#DIV/0!"}},{"$f":"((N110-N109)/N113)","v":{"$error":"#DIV/0!"}},{"$error":"#DIV/0!"},{"$error":"#DIV/0!"},"renewable energy % of baseline including exceptional calc savings in proposed",null,null,null,null,null,null,null,null,null,null,14,{"$f":"INDEX(ImportEndUsedata,AQ117,COLUMN(Import!$A$1))","v":0},{"$f":"INDEX(ImportEndUsedata,AQ117,COLUMN(Import!$C$1))","v":0},{"$f":"INDEX(ImportEndUsedata,AQ117,COLUMN(Import!$D$1))","v":0},{"$f":"INDEX(ImportEndUsedata,AQ117,COLUMN(Import!$F$1))","v":0},{"$f":"INDEX(ImportEndUsedata,AQ117,COLUMN(Import!$G$1))","v":0},{"$f":"INDEX(ImportEndUsedata,AQ117,COLUMN(Import!$H$1))","v":0},{"$f":"INDEX(ImportEndUsedata,AQ117,COLUMN(Import!$I$1))","v":0},{"$f":"IFERROR(IF(Import!B31<>\"X\",AVERAGEIF(Import!F31:I31,\"<>0\"),0),0)","v":0},{"$f":"IFERROR(IF(Import!B31=\"X\",AVERAGEIF(Import!F31:I31,\"<>0\"),0),0)","v":0},{"$f":"IFERROR(INDEX(Perf_ConversionFactors_Submitter,MATCH(AS117,INDEX(Perf_ConversionFactors_Submitter,,$E$88),0),$K$88)/BV117,0)","v":0},{"$f":"INDEX(ImportEndUsedata,AQ117,COLUMN(Import!$W$18))","v":0},0,0,0,0,{"$f":"IFERROR(INDEX(Perf_ConversionFactors_Submitter,MATCH(AS117,INDEX(Perf_ConversionFactors_Submitter,,1),0),G$88)/BV117,0)","v":0},{"$f":"IFERROR(INDEX(Perf_ConversionFactors_Submitter,MATCH(AS117,INDEX(Perf_ConversionFactors_Submitter,,1),0),H$88)/BV117,0)","v":0},0,0,0,{"$f":"IFERROR(INDEX(Perf_ConversionFactors_Submitter,MATCH(AS117,INDEX(Perf_ConversionFactors_Submitter,,1),0),J$88),0)","v":0},0,0,0,{"$f":"IFERROR(INDEX(Perf_ConversionFactors_Submitter,MATCH(AS117,INDEX(Perf_ConversionFactors_Submitter,,1),0),I$88)/1000,0)","v":0},0,0,0,{"$f":"INDEX(ImportEndUsedata,AQ117,COLUMN(Import!$B$1))","v":0},"No",{"$f":"INDEX(Ref_UnitConversions_Energy_Content_kBtu_Unit,IFERROR(MATCH(AS117&INDEX(Perf_ConversionFactors_Submitter,MATCH(AS117,INDEX(Perf_ConversionFactors_Submitter,,$E$88),0),$F$88),Ref_UnitConversions_Energy_Units_Lookup,0),MATCH(\"All\"&INDEX(Perf_ConversionFactors_Submitter,MATCH(AS117,INDEX(Perf_ConversionFactors_Submitter,,$E$88),0),$F$88),Ref_UnitConversions_Energy_Units_Lookup,0)),)/INDEX(Ref_UnitConversions_Energy_Content_kBtu_Unit,IFERROR(MATCH(AS117&AT117,Ref_UnitConversions_Energy_Units_Lookup,0),MATCH(\"All\"&AT117,Ref_UnitConversions_Energy_Units_Lookup,0)),)","v":{"$error":"#N/A"}}]
[14,null,{"$error":"#DIV/0!"},null,"Performance index including exceptional calculations and on-site renewable energy",null,null,null,null,null,null,"PCI",{"$f":"IFERROR(IF(M114=\"n/a\",\"n/a\",(M105-M108-M106)/M113),\"\")","v":"n/a"},{"$f":"IFERROR(IF(N114=\"n/a\",\"n/a\",(N105-N108-N106)/N113),\"\")","v":"n/a"},"n/a","n/a",null,null,null,null,null,null,null,null,null,null,null,{"$f":"(M105-M108-M106)/M113","v":{"$error":"#DIV/0!"}},{"$f":"(N105-N108-N106)/N113","v":{"$error":"#DIV/0!"}},{"$f":"(O105-O108-O106)/O113","v":{"$error":"#DIV/0!"}},{"$f":"(P105-P108-P106)/P113","v":{"$error":"#DIV/0!"}},"PCI including exceptional calcs and renewable energy non adjusted , Not used",null,null,null,null,null,null,null,null,null,null,15,{"$f":"INDEX(ImportEndUsedata,AQ118,COLUMN(Import!$A$1))","v":0},{"$f":"INDEX(ImportEndUsedata,AQ118,COLUMN(Import!$C$1))","v":0},{"$f":"INDEX(ImportEndUsedata,AQ118,COLUMN(Import!$D$1))","v":0},{"$f":"INDEX(ImportEndUsedata,AQ118,COLUMN(Import!$F$1))","v":0},{"$f":"INDEX(ImportEndUsedata,AQ118,COLUMN(Import!$G$1))","v":0},{"$f":"INDEX(ImportEndUsedata,AQ118,COLUMN(Import!$H$1))","v":0},{"$f":"INDEX(ImportEndUsedata,AQ118,COLUMN(Import!$I$1))","v":0},{"$f":"IFERROR(IF(Import!B32<>\"X\",AVERAGEIF(Import!F32:I32,\"<>0\"),0),0)","v":0},{"$f":"IFERROR(IF(Import!B32=\"X\",AVERAGEIF(Import!F32:I32,\"<>0\"),0),0)","v":0},{"$f":"IFERROR(INDEX(Perf_ConversionFactors_Submitter,MATCH(AS118,INDEX(Perf_ConversionFactors_Submitter,,$E$88),0),$K$88)/BV118,0)","v":0},{"$f":"INDEX(ImportEndUsedata,AQ118,COLUMN(Import!$W$18))","v":0},0,0,0,0,{"$f":"IFERROR(INDEX(Perf_ConversionFactors_Submitter,MATCH(AS118,INDEX(Perf_ConversionFactors_Submitter,,1),0),G$88)/BV118,0)","v":0},{"$f":"IFERROR(INDEX(Perf_ConversionFactors_Submitter,MATCH(AS118,INDEX(Perf_ConversionFactors_Submitter,,1),0),H$88)/BV118,0)","v":0},0,0,0,{"$f":"IFERROR(INDEX(Perf_ConversionFactors_Submitter,MATCH(AS118,INDEX(Perf_ConversionFactors_Submitter,,1),0),J$88),0)","v":0},0,0,0,{"$f":"IFERROR(INDEX(Perf_ConversionFactors_Submitter,MATCH(AS118,INDEX(Perf_ConversionFactors_Submitter,,1),0),I$88)/1000,0)","v":0},0,0,0,{"$f":"INDEX(ImportEndUsedata,AQ118,COLUMN(Import!$B$1))","v":0},"No",{"$f":"INDEX(Ref_UnitConversions_Energy_Content_kBtu_Unit,IFERROR(MATCH(AS118&INDEX(Perf_ConversionFactors_Submitter,MATCH(AS118,INDEX(Perf_ConversionFactors_Submitter,,$E$88),0),$F$88),Ref_UnitConversions_Energy_Units_Lookup,0),MATCH(\"All\"&INDEX(Perf_ConversionFactors_Submitter,MATCH(AS118,INDEX(Perf_ConversionFactors_Submitter,,$E$88),0),$F$88),Ref_UnitConversions_Energy_Units_Lookup,0)),)/INDEX(Ref_UnitConversions_Energy_Content_kBtu_Unit,IFERROR(MATCH(AS118&AT118,Ref_UnitConversions_Energy_Units_Lookup,0),MATCH(\"All\"&AT118,Ref_UnitConversions_Energy_Units_Lookup,0)),)","v":{"$error":"#N/A"}}]
[15,null,{"$error":"#DIV/0!"},null,"        Performance index adjusted based upon ASHRAE 90.1-2019 Section 4.2.1.1",null,null,null,null,null,null,"PCIadjusted",{"$f":"IFERROR(IF(M114=\"n/a\",\"n/a\",IF(AF102=\"None\",MAX(0,M118),IF(AB117<=AF102,MAX(0,M118),IF(AB117>AF102,M118+AB117-AF102,\"\")))),\"\")","v":"n/a"},{"$f":"IFERROR(IF(N114=\"n/a\",\"n/a\",IF(AG102=\"None\",MAX(0,N118),IF(AC117<=AG102,MAX(0,N118),IF(AC117>AG102,N118+AC117-AG102,\"\")))),\"\")","v":"n/a"},"n/a","n/a",null,null,null,null,null,null,null,null,null,null,null,null,null,null,null,null,"App G",null,null,null,"Section 11",null,null,null,null,null,16,{"$f":"INDEX(ImportEndUsedata,AQ119,COLUMN(Import!$A$1))","v":0},{"$f":"INDEX(ImportEndUsedata,AQ119,COLUMN(Import!$C$1))","v":0},{"$f":"INDEX(ImportEndUsedata,AQ119,COLUMN(Import!$D$1))","v":0},{"$f":"INDEX(ImportEndUsedata,AQ119,COLUMN(Import!$F$1))","v":0},{"$f":"INDEX(ImportEndUsedata,AQ119,COLUMN(Import!$G$1))","v":0},{"$f":"INDEX(ImportEndUsedata,AQ119,COLUMN(Import!$H$1))","v":0},{"$f":"INDEX(ImportEndUsedata,AQ119,COLUMN(Import!$I$1))","v":0},{"$f":"IFERROR(IF(Import!B33<>\"X\",AVERAGEIF(Import!F33:I33,\"<>0\"),0),0)","v":0},{"$f":"IFERROR(IF(Import!B33=\"X\",AVERAGEIF(Import!F33:I33,\"<>0\"),0),0)","v":0},{"$f":"IFERROR(INDEX(Perf_ConversionFactors_Submitter,MATCH(AS119,INDEX(Perf_ConversionFactors_Submitter,,$E$88),0),$K$88)/BV119,0)","v":0},{"$f":"INDEX(ImportEndUsedata,AQ119,COLUMN(Import!$W$18))","v":0},0,0,0,0,{"$f":"IFERROR(INDEX(Perf_ConversionFactors_Submitter,MATCH(AS119,INDEX(Perf_ConversionFactors_Submitter,,1),0),G$88)/BV119,0)","v":0},{"$f":"IFERROR(INDEX(Perf_ConversionFactors_Submitter,MATCH(AS119,INDEX(Perf_ConversionFactors_Submitter,,1),0),H$88)/BV119,0)","v":0},0,0,0,{"$f":"IFERROR(INDEX(Perf_ConversionFactors_Submitter,MATCH(AS119,INDEX(Perf_ConversionFactors_Submitter,,1),0),J$88),0)","v":0},0,0,0,{"$f":"IFERROR(INDEX(Perf_ConversionFactors_Submitter,MATCH(AS119,INDEX(Perf_ConversionFactors_Submitter,,1),0),I$88)/1000,0)","v":0},0,0,0,{"$f":"INDEX(ImportEndUsedata,AQ119,COLUMN(Import!$B$1))","v":0},"No",{"$f":"INDEX(Ref_UnitConversions_Energy_Content_kBtu_Unit,IFERROR(MATCH(AS119&INDEX(Perf_ConversionFactors_Submitter,MATCH(AS119,INDEX(Perf_ConversionFactors_Submitter,,$E$88),0),$F$88),Ref_UnitConversions_Energy_Units_Lookup,0),MATCH(\"All\"&INDEX(Perf_ConversionFactors_Submitter,MATCH(AS119,INDEX(Perf_ConversionFactors_Submitter,,$E$88),0),$F$88),Ref_UnitConversions_Energy_Units_Lookup,0)),)/INDEX(Ref_UnitConversions_Energy_Content_kBtu_Unit,IFERROR(MATCH(AS119&AT119,Ref_UnitConversions_Energy_Units_Lookup,0),MATCH(\"All\"&AT119,Ref_UnitConversions_Energy_Units_Lookup,0)),)","v":{"$error":"#N/A"}}]
[16,null,{"$f":"IF(Lists_Modeling_Protocol=\"Section 11\", 1, IF(OR(Perf_Add_Fuel_Neutral=TRUE,Perf_SEEUPF_Calcs=TRUE),5/0,1))","v":{"$error":"#DIV/0!"}},null,{"$f":"\"% improvement beyond ASHRAE 90.1-\"&Lists_Modeling_Protocol_Year&\", excluding on-site renewable energy and exceptional calculations\"","v":{"$error":"#VALUE!"}},null,null,null,null,null,null,"-",{"$f":"IFERROR(IF(Lists_Modeling_Protocol=Lists_Section11,(M113-M105)/M113,IF(M114=\"n/a\",\"n/a\",(M115-M116)/M115)),\"-\")","v":"n/a"},{"$f":"IFERROR(IF(Lists_Modeling_Protocol=Lists_Section11,\"n/a\",IF(N114=\"n/a\",\"n/a\",(N115-N116)/N115)),\"-\")","v":"n/a"},{"$f":"IFERROR(IF(Lists_Modeling_Protocol=Lists_Section11,\"n/a\",IF(O114=\"n/a\",\"n/a\",(O115-O116)/O115)),\"-\")","v":"n/a"},{"$f":"IFERROR(IF(Lists_Modeling_Protocol=Lists_Section11,\"n/a\",IF(P114=\"n/a\",\"n/a\",(P115-P116)/P115)),\"-\")","v":"n/a"},null,null,null,null,null,null,null,null,null,null,null,null,null,null,null,null,"Cost","Site Energy","Source Energy","Carbon Emissions","Cost","Site","Source","GHG",null,null,17,{"$f":"INDEX(ImportEndUsedata,AQ120,COLUMN(Import!$A$1))","v":0},{"$f":"INDEX(ImportEndUsedata,AQ120,COLUMN(Import!$C$1))","v":0},{"$f":"INDEX(ImportEndUsedata,AQ120,COLUMN(Import!$D$1))","v":0},{"$f":"INDEX(ImportEndUsedata,AQ120,COLUMN(Import!$F$1))","v":0},{"$f":"INDEX(ImportEndUsedata,AQ120,COLUMN(Import!$G$1))","v":0},{"$f":"INDEX(ImportEndUsedata,AQ120,COLUMN(Import!$H$1))","v":0},{"$f":"INDEX(ImportEndUsedata,AQ120,COLUMN(Import!$I$1))","v":0},{"$f":"IFERROR(IF(Import!B34<>\"X\",AVERAGEIF(Import!F34:I34,\"<>0\"),0),0)","v":0},{"$f":"IFERROR(IF(Import!B34=\"X\",AVERAGEIF(Import!F34:I34,\"<>0\"),0),0)","v":0},{"$f":"IFERROR(INDEX(Perf_ConversionFactors_Submitter,MATCH(AS120,INDEX(Perf_ConversionFactors_Submitter,,$E$88),0),$K$88)/BV120,0)","v":0},{"$f":"INDEX(ImportEndUsedata,AQ120,COLUMN(Import!$W$18))","v":0},0,0,0,0,{"$f":"IFERROR(INDEX(Perf_ConversionFactors_Submitter,MATCH(AS120,INDEX(Perf_ConversionFactors_Submitter,,1),0),G$88)/BV120,0)","v":0},{"$f":"IFERROR(INDEX(Perf_ConversionFactors_Submitter,MATCH(AS120,INDEX(Perf_ConversionFactors_Submitter,,1),0),H$88)/BV120,0)","v":0},0,0,0,{"$f":"IFERROR(INDEX(Perf_ConversionFactors_Submitter,MATCH(AS120,INDEX(Perf_ConversionFactors_Submitter,,1),0),J$88),0)","v":0},0,0,0,{"$f":"IFERROR(INDEX(Perf_ConversionFactors_Submitter,MATCH(AS120,INDEX(Perf_ConversionFactors_Submitter,,1),0),I$88)/1000,0)","v":0},0,0,0,{"$f":"INDEX(ImportEndUsedata,AQ120,COLUMN(Import!$B$1))","v":0},"No",{"$f":"INDEX(Ref_UnitConversions_Energy_Content_kBtu_Unit,IFERROR(MATCH(AS120&INDEX(Perf_ConversionFactors_Submitter,MATCH(AS120,INDEX(Perf_ConversionFactors_Submitter,,$E$88),0),$F$88),Ref_UnitConversions_Energy_Units_Lookup,0),MATCH(\"All\"&INDEX(Perf_ConversionFactors_Submitter,MATCH(AS120,INDEX(Perf_ConversionFactors_Submitter,,$E$88),0),$F$88),Ref_UnitConversions_Energy_Units_Lookup,0)),)/INDEX(Ref_UnitConversions_Energy_Content_kBtu_Unit,IFERROR(MATCH(AS120&AT120,Ref_UnitConversions_Energy_Units_Lookup,0),MATCH(\"All\"&AT120,Ref_UnitConversions_Energy_Units_Lookup,0)),)","v":{"$error":"#N/A"}}]
[17,null,{"$f":"IF(Lists_Modeling_Protocol=\"Section 11\", 1, IF(OR(Perf_Add_Fuel_Neutral=TRUE,Perf_SEEUPF_Calcs=TRUE),5/0,1))","v":{"$error":"#DIV/0!"}},null,{"$f":"\"% improvement beyond ASHRAE 90.1-\"&Lists_Modeling_Protocol_Year&\", inclusive of on-site renewable energy and exceptional calculations\"","v":{"$error":"#VALUE!"}},null,null,null,null,null,null,"-",{"$f":"IFERROR(IF(Lists_Modeling_Protocol=Lists_Section11,(M113-M109)/M113,IF(M114=\"n/a\",\"n/a\",(M115-M119)/M115)),\"-\")","v":"n/a"},{"$f":"IFERROR(IF(Lists_Modeling_Protocol=Lists_Section11,\"n/a\",IF(N114=\"n/a\",\"n/a\",(N115-N119)/N115)),\"-\")","v":"n/a"},{"$f":"IFERROR(IF(Lists_Modeling_Protocol=Lists_Section11,\"n/a\",IF(O114=\"n/a\",\"n/a\",(O115-O119)/O115)),\"-\")","v":"n/a"},{"$f":"IFERROR(IF(Lists_Modeling_Protocol=Lists_Section11,\"n/a\",IF(P114=\"n/a\",\"n/a\",(P115-P119)/P115)),\"-\")","v":"n/a"},null,null,null,null,null,null,null,null,null,null,null,{"$f":"\"PROJECT COMPLIES WITH PERFORMANCE REQUIREMENT. The Performance Index (PCIadjusted) does not exceed the Performance Index Target (PCIt) for at least one of the allowed metrics. The project complies with the performance requirement of the \"&Perf_Submitter_Program_Selection&\" via the Appendix G Performance Rating Method. Allowed metrics: \"&AO123","v":"PROJECT COMPLIES WITH PERFORMANCE REQUIREMENT. The Performance Index (PCIadjusted) does not exceed the Performance Index Target (PCIt) for at least one of the allowed metrics. The project complies with the performance requirement of the CT ECB Energy Modeling Path 1 and Path 2 via the Appendix G Performance Rating Method. Allowed metrics: "},{"$f":"\"PROJECT DOES NOT COMPLY. The Performance Index (PCIadjusted) exceeds the Performance Index Target (PCIt) for all allowed metrics. The project does not comply with the performance requirement of the \"&Perf_Submitter_Program_Selection&\" via the Appendix G Performance Rating Method. Allowed metrics: \"&AO123","v":"PROJECT DOES NOT COMPLY. The Performance Index (PCIadjusted) exceeds the Performance Index Target (PCIt) for all allowed metrics. The project does not comply with the performance requirement of the CT ECB Energy Modeling Path 1 and Path 2 via the Appendix G Performance Rating Method. Allowed metrics: "},{"$f":"\"PROJECT COMPLIES WITH PERFORMANCE REQUIREMENT. The design energy cost, site energy, source energy, and/or carbon emissions does not exceed the energy cost,\"&\" site energy, source energy, and/or carbon emission budget. The project complies with the performance requirement of \"&Perf_Submitter_Program_Selection&\"  via the Section 11 Energy Cost Budget Method. Allowed metrics: \" & AO123","v":"PROJECT COMPLIES WITH PERFORMANCE REQUIREMENT. The design energy cost, site energy, source energy, and/or carbon emissions does not exceed the energy cost, site energy, source energy, and/or carbon emission budget. The project complies with the performance requirement of CT ECB Energy Modeling Path 1 and Path 2  via the Section 11 Energy Cost Budget Method. Allowed metrics: "},{"$f":"\"PROJECT DOES NOT COMPLY WITH PERFORMANCE REQUIREMENT. The design energy cost, site energy, source energy, and/or carbon emissions exceeds the energy cost,\"&\" site energy, source energy, and/or carbon emission budget. The project does not comply with the performance requirement of \"&Perf_Submitter_Program_Selection&\"  via the Section 11 Energy Cost Budget Method. Allowed metrics: \"& AO123","v":"PROJECT DOES NOT COMPLY WITH PERFORMANCE REQUIREMENT. The design energy cost, site energy, source energy, and/or carbon emissions exceeds the energy cost, site energy, source energy, and/or carbon emission budget. The project does not comply with the performance requirement of CT ECB Energy Modeling Path 1 and Path 2  via the Section 11 Energy Cost Budget Method. Allowed metrics: "},{"$f":"IF(SUM(M113:P113)=0,\"In progress\",IF(AND(ISERROR(MATCH(\"Pass\",AK121:AN121,0))=FALSE,Lists_Modeling_Protocol=Lists_Section11),\"Pass\",IF(AND(ISERROR(MATCH(\"Pass\",AK121:AN121,0))=TRUE,Lists_Modeling_Protocol=Lists_Section11),\"Fail\",IF(ISERROR(MATCH(\"Pass\",AG121:AJ121,0))=FALSE,\"Pass\",\"Fail\"))))","v":"In progress"},{"$f":"IF(OR(M119=\"\",M115=\"\"),\"n/a\",IF(M114=\"n/a\",\"n/a\",IF(M119<=M115,\"Pass\",\"Fail\")))","v":"n/a"},{"$f":"IF(ISERROR(SEARCH(\"LEED\",Lists_Default_Selection,1))=FALSE,\"n/a\",IF(OR(N115=\"\",N119=\"\"),\"n/a\",IF(N114=\"n/a\",\"n/a\",IF(N119<=N115,\"Pass\",\"Fail\"))))","v":"n/a"},{"$f":"IF(ISERROR(SEARCH(\"LEED\",Lists_Default_Selection,1))=FALSE,\"n/a\",IF(OR(O115=\"\",O119=\"\"),\"n/a\",IF(O114=\"n/a\",\"n/a\",IF(O119<=O115,\"Pass\",\"Fail\"))))","v":"n/a"},{"$f":"IF(OR(P119=\"\",P115=\"\"),\"n/a\",IF(P114=\"n/a\",\"n/a\",IF(P119<=P115,\"Pass\",\"Fail\")))","v":"n/a"},{"$f":"IF(M120=\"n/a\",\"n/a\",IF(M109<=M113,\"Pass\",IF(M109>M113,\"Fail\",\"n/a\")))","v":"n/a"},{"$f":"IF(N120=\"n/a\",\"n/a\",IF(N109<=N113,\"Pass\",IF(N109>N113,\"Fail\",\"n/a\")))","v":"n/a"},"n/a","n/a",null,null,18,{"$f":"INDEX(ImportEndUsedata,AQ121,COLUMN(Import!$A$1))","v":0},{"$f":"INDEX(ImportEndUsedata,AQ121,COLUMN(Import!$C$1))","v":0},{"$f":"INDEX(ImportEndUsedata,AQ121,COLUMN(Import!$D$1))","v":0},{"$f":"INDEX(ImportEndUsedata,AQ121,COLUMN(Import!$F$1))","v":0},{"$f":"INDEX(ImportEndUsedata,AQ121,COLUMN(Import!$G$1))","v":0},{"$f":"INDEX(ImportEndUsedata,AQ121,COLUMN(Import!$H$1))","v":0},{"$f":"INDEX(ImportEndUsedata,AQ121,COLUMN(Import!$I$1))","v":0},{"$f":"IFERROR(IF(Import!B35<>\"X\",AVERAGEIF(Import!F35:I35,\"<>0\"),0),0)","v":0},{"$f":"IFERROR(IF(Import!B35=\"X\",AVERAGEIF(Import!F35:I35,\"<>0\"),0),0)","v":0},{"$f":"IFERROR(INDEX(Perf_ConversionFactors_Submitter,MATCH(AS121,INDEX(Perf_ConversionFactors_Submitter,,$E$88),0),$K$88)/BV121,0)","v":0},{"$f":"INDEX(ImportEndUsedata,AQ121,COLUMN(Import!$W$18))","v":0},0,0,0,0,{"$f":"IFERROR(INDEX(Perf_ConversionFactors_Submitter,MATCH(AS121,INDEX(Perf_ConversionFactors_Submitter,,1),0),G$88)/BV121,0)","v":0},{"$f":"IFERROR(INDEX(Perf_ConversionFactors_Submitter,MATCH(AS121,INDEX(Perf_ConversionFactors_Submitter,,1),0),H$88)/BV121,0)","v":0},0,0,0,{"$f":"IFERROR(INDEX(Perf_ConversionFactors_Submitter,MATCH(AS121,INDEX(Perf_ConversionFactors_Submitter,,1),0),J$88),0)","v":0},0,0,0,{"$f":"IFERROR(INDEX(Perf_ConversionFactors_Submitter,MATCH(AS121,INDEX(Perf_ConversionFactors_Submitter,,1),0),I$88)/1000,0)","v":0},0,0,0,{"$f":"INDEX(ImportEndUsedata,AQ121,COLUMN(Import!$B$1))","v":0},"No",{"$f":"INDEX(Ref_UnitConversions_Energy_Content_kBtu_Unit,IFERROR(MATCH(AS121&INDEX(Perf_ConversionFactors_Submitter,MATCH(AS121,INDEX(Perf_ConversionFactors_Submitter,,$E$88),0),$F$88),Ref_UnitConversions_Energy_Units_Lookup,0),MATCH(\"All\"&INDEX(Perf_ConversionFactors_Submitter,MATCH(AS121,INDEX(Perf_ConversionFactors_Submitter,,$E$88),0),$F$88),Ref_UnitConversions_Energy_Units_Lookup,0)),)/INDEX(Ref_UnitConversions_Energy_Content_kBtu_Unit,IFERROR(MATCH(AS121&AT121,Ref_UnitConversions_Energy_Units_Lookup,0),MATCH(\"All\"&AT121,Ref_UnitConversions_Energy_Units_Lookup,0)),)","v":{"$error":"#N/A"}}]
[null,null,{"$f":"IF(Lists_Modeling_Protocol=\"Section 11\", 1, IF(OR(Perf_Add_Fuel_Neutral=TRUE,Perf_SEEUPF_Calcs=TRUE),5/0,1))","v":{"$error":"#DIV/0!"}},null,null,null,null,null,null,null,null,null,null,null,null,null,null,null,null,null,null,null,null,null,null,null,null,null,null,"Best performer App G:",{"$f":"IFERROR(INDEX($AG$120:$AJ$120,1,MATCH(\"X\",$AG$122:$AJ$122,0)),\"In progress\")","v":"In progress"},"Best performance:",{"$f":"IF(AND(AG121=\"Pass\",MAX($M$121:$P$121)=M121),\"X\",\"\")","v":""},{"$f":"IF(AND(AH121=\"Pass\",MAX($M$121:$P$121)=N121),\"X\",\"\")","v":""},"","",null,null,null,null,null,"# of indices",19,{"$f":"INDEX(ImportEndUsedata,AQ122,COLUMN(Import!$A$1))","v":0},{"$f":"INDEX(ImportEndUsedata,AQ122,COLUMN(Import!$C$1))","v":0},{"$f":"INDEX(ImportEndUsedata,AQ122,COLUMN(Import!$D$1))","v":0},{"$f":"INDEX(ImportEndUsedata,AQ122,COLUMN(Import!$F$1))","v":0},{"$f":"INDEX(ImportEndUsedata,AQ122,COLUMN(Import!$G$1))","v":0},{"$f":"INDEX(ImportEndUsedata,AQ122,COLUMN(Import!$H$1))","v":0},{"$f":"INDEX(ImportEndUsedata,AQ122,COLUMN(Import!$I$1))","v":0},{"$f":"IFERROR(IF(Import!B36<>\"X\",AVERAGEIF(Import!F36:I36,\"<>0\"),0),0)","v":0},{"$f":"IFERROR(IF(Import!B36=\"X\",AVERAGEIF(Import!F36:I36,\"<>0\"),0),0)","v":0},{"$f":"IFERROR(INDEX(Perf_ConversionFactors_Submitter,MATCH(AS122,INDEX(Perf_ConversionFactors_Submitter,,$E$88),0),$K$88)/BV122,0)","v":0},{"$f":"INDEX(ImportEndUsedata,AQ122,COLUMN(Import!$W$18))","v":0},0,0,0,0,{"$f":"IFERROR(INDEX(Perf_ConversionFactors_Submitter,MATCH(AS122,INDEX(Perf_ConversionFactors_Submitter,,1),0),G$88)/BV122,0)","v":0},{"$f":"IFERROR(INDEX(Perf_ConversionFactors_Submitter,MATCH(AS122,INDEX(Perf_ConversionFactors_Submitter,,1),0),H$88)/BV122,0)","v":0},0,0,0,{"$f":"IFERROR(INDEX(Perf_ConversionFactors_Submitter,MATCH(AS122,INDEX(Perf_ConversionFactors_Submitter,,1),0),J$88),0)","v":0},0,0,0,{"$f":"IFERROR(INDEX(Perf_ConversionFactors_Submitter,MATCH(AS122,INDEX(Perf_ConversionFactors_Submitter,,1),0),I$88)/1000,0)","v":0},0,0,0,{"$f":"INDEX(ImportEndUsedata,AQ122,COLUMN(Import!$B$1))","v":0},"No",{"$f":"INDEX(Ref_UnitConversions_Energy_Content_kBtu_Unit,IFERROR(MATCH(AS122&INDEX(Perf_ConversionFactors_Submitter,MATCH(AS122,INDEX(Perf_ConversionFactors_Submitter,,$E$88),0),$F$88),Ref_UnitConversions_Energy_Units_Lookup,0),MATCH(\"All\"&INDEX(Perf_ConversionFactors_Submitter,MATCH(AS122,INDEX(Perf_ConversionFactors_Submitter,,$E$88),0),$F$88),Ref_UnitConversions_Energy_Units_Lookup,0)),)/INDEX(Ref_UnitConversions_Energy_Content_kBtu_Unit,IFERROR(MATCH(AS122&AT122,Ref_UnitConversions_Energy_Units_Lookup,0),MATCH(\"All\"&AT122,Ref_UnitConversions_Energy_Units_Lookup,0)),)","v":{"$error":"#N/A"}}]
[null,null,{"$f":"IF(Lists_Modeling_Protocol=\"Section 11\",IF(OR(E123=\"\",E123=0),5/0,1),IF(OR(Perf_Add_Fuel_Neutral=TRUE,Perf_SEEUPF_Calcs=TRUE),5/0,1))","v":{"$error":"#DIV/0!"}},null,{"$f":"IF(AF121=\"In progress\",\"In progress\",IF(AND(Lists_Modeling_Protocol=Lists_Section11,AF121=\"Pass\"),AD121,IF(AND(Lists_Modeling_Protocol=Lists_Section11,AF121=\"Fail\"),AE121,IF(AF121=\"Pass\",AB121,AC121))))","v":"In progress"},null,null,null,null,null,null,null,null,null,null,null,null,null,null,null,null,null,null,null,null,null,null,null,null,null,null,"Applicable metrics:",{"$f":"IF(AG121<>\"n/a\",AG120,\"\")","v":""},{"$f":"IF(ISERROR(SEARCH(\"LEED\",Lists_Default_Selection,1))=FALSE,\"\",IF(AH121<>\"n/a\",AH120,\"\"))","v":""},{"$f":"IF(ISERROR(SEARCH(\"LEED\",Lists_Default_Selection,1))=FALSE,\"\",IF(AI121<>\"n/a\",AI120,\"\"))","v":""},{"$f":"IF(AJ121<>\"n/a\",AJ120,\"\")","v":""},null,{"$f":"IF(AND(AG123<>\"\",OR(AH123<>\"\",AI123<>\"\",AJ123<>\"\")),\", \",\"\")","v":""},{"$f":"IF(AND(AH123<>\"\",OR(AI123<>\"\",AJ123<>\"\")),\", \",\"\")","v":""},{"$f":"IF(AND(AI123<>\"\",AJ123<>\"\"),\", \",\"\")","v":""},{"$f":"AG123&AL123&AH123&AM123&AI123&AN123&AJ123","v":""},{"$f":"COUNTIF(AG121:AJ121,\"<>n/a\")","v":0},20,{"$f":"INDEX(ImportEndUsedata,AQ123,COLUMN(Import!$A$1))","v":0},{"$f":"INDEX(ImportEndUsedata,AQ123,COLUMN(Import!$C$1))","v":0},{"$f":"INDEX(ImportEndUsedata,AQ123,COLUMN(Import!$D$1))","v":0},{"$f":"INDEX(ImportEndUsedata,AQ123,COLUMN(Import!$F$1))","v":0},{"$f":"INDEX(ImportEndUsedata,AQ123,COLUMN(Import!$G$1))","v":0},{"$f":"INDEX(ImportEndUsedata,AQ123,COLUMN(Import!$H$1))","v":0},{"$f":"INDEX(ImportEndUsedata,AQ123,COLUMN(Import!$I$1))","v":0},{"$f":"IFERROR(IF(Import!B37<>\"X\",AVERAGEIF(Import!F37:I37,\"<>0\"),0),0)","v":0},{"$f":"IFERROR(IF(Import!B37=\"X\",AVERAGEIF(Import!F37:I37,\"<>0\"),0),0)","v":0},{"$f":"IFERROR(INDEX(Perf_ConversionFactors_Submitter,MATCH(AS123,INDEX(Perf_ConversionFactors_Submitter,,$E$88),0),$K$88)/BV123,0)","v":0},{"$f":"INDEX(ImportEndUsedata,AQ123,COLUMN(Import!$W$18))","v":0},0,0,0,0,{"$f":"IFERROR(INDEX(Perf_ConversionFactors_Submitter,MATCH(AS123,INDEX(Perf_ConversionFactors_Submitter,,1),0),G$88)/BV123,0)","v":0},{"$f":"IFERROR(INDEX(Perf_ConversionFactors_Submitter,MATCH(AS123,INDEX(Perf_ConversionFactors_Submitter,,1),0),H$88)/BV123,0)","v":0},0,0,0,{"$f":"IFERROR(INDEX(Perf_ConversionFactors_Submitter,MATCH(AS123,INDEX(Perf_ConversionFactors_Submitter,,1),0),J$88),0)","v":0},0,0,0,{"$f":"IFERROR(INDEX(Perf_ConversionFactors_Submitter,MATCH(AS123,INDEX(Perf_ConversionFactors_Submitter,,1),0),I$88)/1000,0)","v":0},0,0,0,{"$f":"INDEX(ImportEndUsedata,AQ123,COLUMN(Import!$B$1))","v":0},"No",{"$f":"INDEX(Ref_UnitConversions_Energy_Content_kBtu_Unit,IFERROR(MATCH(AS123&INDEX(Perf_ConversionFactors_Submitter,MATCH(AS123,INDEX(Perf_ConversionFactors_Submitter,,$E$88),0),$F$88),Ref_UnitConversions_Energy_Units_Lookup,0),MATCH(\"All\"&INDEX(Perf_ConversionFactors_Submitter,MATCH(AS123,INDEX(Perf_ConversionFactors_Submitter,,$E$88),0),$F$88),Ref_UnitConversions_Energy_Units_Lookup,0)),)/INDEX(Ref_UnitConversions_Energy_Content_kBtu_Unit,IFERROR(MATCH(AS123&AT123,Ref_UnitConversions_Energy_Units_Lookup,0),MATCH(\"All\"&AT123,Ref_UnitConversions_Energy_Units_Lookup,0)),)","v":{"$error":"#N/A"}}]
[null,null,{"$f":"IF(Lists_Modeling_Protocol=\"Section 11\", 1, IF(OR(Perf_Add_Fuel_Neutral=TRUE,Perf_SEEUPF_Calcs=TRUE),5/0,1))","v":{"$error":"#DIV/0!"}},null,null,null,null,null,null,null,null,null,null,null,null,null,null,null,null,null,null,null,null,null,null,null,null,{"$f":"\"Note \"&AB125&\": Based on 90.1 Section G2.5, the total savings documented with the exceptional calculation methods cannot constitute more than \"&TEXT(AF103,\"0%\")& \" of the difference between the baseline building performance and the proposed building performance.\"& \" Please see Table 2 on the Project Performance tab for the exceptional contribution caps of each metric.\"","v":"Note 1: Based on 90.1 Section G2.5, the total savings documented with the exceptional calculation methods cannot constitute more than None of the difference between the baseline building performance and the proposed building performance. Please see Table 2 on the Project Performance tab for the exceptional contribution caps of each metric."},{"$f":"\"The savings reported on the Exceptional Calculations tab exceed this limit and were reduced to meet this 90.1 requirement for the following metrics (if applicable): \"&AD125&AE125&AF125&AG125&AH125&AI125&AJ125","v":"The savings reported on the Exceptional Calculations tab exceed this limit and were reduced to meet this 90.1 requirement for the following metrics (if applicable): "},{"$f":"IF(AF106=1,\"Cost\",\"\")","v":""},{"$f":"IF(AND(AD124<>\"\",OR(AF124<>\"\",AH124<>\"\",AJ124<>\"\")),\", \",\"\")","v":""},{"$f":"IF(AG106=1,\"Site Energy\",\"\")","v":""},{"$f":"IF(AND(AF124<>\"\",OR(AH124<>\"\",AJ124<>\"\")),\", \",\"\")","v":""},{"$f":"IF(AH106=1,\"Source Energy\",\"\")","v":""},{"$f":"IF(AND(AH124<>\"\",AJ124<>\"\"),\", \",\"\")","v":""},{"$f":"IF(AI106=1,\"GHG Emissions\",\"\")","v":""},null,null,null,null,null,null,21,{"$f":"INDEX(ImportEndUsedata,AQ124,COLUMN(Import!$A$1))","v":0},{"$f":"INDEX(ImportEndUsedata,AQ124,COLUMN(Import!$C$1))","v":0},{"$f":"INDEX(ImportEndUsedata,AQ124,COLUMN(Import!$D$1))","v":0},{"$f":"INDEX(ImportEndUsedata,AQ124,COLUMN(Import!$F$1))","v":0},{"$f":"INDEX(ImportEndUsedata,AQ124,COLUMN(Import!$G$1))","v":0},{"$f":"INDEX(ImportEndUsedata,AQ124,COLUMN(Import!$H$1))","v":0},{"$f":"INDEX(ImportEndUsedata,AQ124,COLUMN(Import!$I$1))","v":0},{"$f":"IFERROR(IF(Import!B38<>\"X\",AVERAGEIF(Import!F38:I38,\"<>0\"),0),0)","v":0},{"$f":"IFERROR(IF(Import!B38=\"X\",AVERAGEIF(Import!F38:I38,\"<>0\"),0),0)","v":0},{"$f":"IFERROR(INDEX(Perf_ConversionFactors_Submitter,MATCH(AS124,INDEX(Perf_ConversionFactors_Submitter,,$E$88),0),$K$88)/BV124,0)","v":0},{"$f":"INDEX(ImportEndUsedata,AQ124,COLUMN(Import!$W$18))","v":0},0,0,0,0,{"$f":"IFERROR(INDEX(Perf_ConversionFactors_Submitter,MATCH(AS124,INDEX(Perf_ConversionFactors_Submitter,,1),0),G$88)/BV124,0)","v":0},{"$f":"IFERROR(INDEX(Perf_ConversionFactors_Submitter,MATCH(AS124,INDEX(Perf_ConversionFactors_Submitter,,1),0),H$88)/BV124,0)","v":0},0,0,0,{"$f":"IFERROR(INDEX(Perf_ConversionFactors_Submitter,MATCH(AS124,INDEX(Perf_ConversionFactors_Submitter,,1),0),J$88),0)","v":0},0,0,0,{"$f":"IFERROR(INDEX(Perf_ConversionFactors_Submitter,MATCH(AS124,INDEX(Perf_ConversionFactors_Submitter,,1),0),I$88)/1000,0)","v":0},0,0,0,{"$f":"INDEX(ImportEndUsedata,AQ124,COLUMN(Import!$B$1))","v":0},"No",{"$f":"INDEX(Ref_UnitConversions_Energy_Content_kBtu_Unit,IFERROR(MATCH(AS124&INDEX(Perf_ConversionFactors_Submitter,MATCH(AS124,INDEX(Perf_ConversionFactors_Submitter,,$E$88),0),$F$88),Ref_UnitConversions_Energy_Units_Lookup,0),MATCH(\"All\"&INDEX(Perf_ConversionFactors_Submitter,MATCH(AS124,INDEX(Perf_ConversionFactors_Submitter,,$E$88),0),$F$88),Ref_UnitConversions_Energy_Units_Lookup,0)),)/INDEX(Ref_UnitConversions_Energy_Content_kBtu_Unit,IFERROR(MATCH(AS124&AT124,Ref_UnitConversions_Energy_Units_Lookup,0),MATCH(\"All\"&AT124,Ref_UnitConversions_Energy_Units_Lookup,0)),)","v":{"$error":"#N/A"}}]
[null,null,{"$f":"IF(Lists_Modeling_Protocol=\"Section 11\", 1, IF(OR(Perf_Add_Fuel_Neutral=TRUE,Perf_SEEUPF_Calcs=TRUE),5/0,1))","v":{"$error":"#DIV/0!"}},null,{"$f":"IFERROR(IF($AI$110>0,\"Note 1: The contribution of renewable energy toward compliance was reduced to a percentage of the \"&IF(Lists_Modeling_Protocol=Lists_Section11,\"budget\",\"baseline\")&\" building performance, as required in \"&IF(Lists_Modeling_Protocol=Lists_Section11,\"90.1 Section 11.4.3.1\",\"90.1 Section 4.2.1\") &\" for the following metrics (if applicable): \"&$AD$124&$AE$124&$AF$124&$AG$124&$AH$124&$AI$124&$AJ$124&\". Please see Table 2 on the Project Performance tab for the renewable energy contribution caps of each metric.\",\"\"),\"\")","v":""},null,null,null,null,null,null,null,null,null,null,null,null,null,null,null,null,null,null,null,null,null,null,{"$f":"IF(Q106=\"\",1,2)","v":1},null,{"$f":"IF(OR(AF107=1,AF108=1),\"Cost\",\"\")","v":""},{"$f":"IF(AND(AD125<>\"\",OR(AF125<>\"\",AH125<>\"\",AJ125<>\"\")),\", \",\"\")","v":""},{"$f":"IF(OR(AG107=1,AG108=1),\"Site Energy\",\"\")","v":""},{"$f":"IF(AND(AF125<>\"\",OR(AH125<>\"\",AJ125<>\"\")),\", \",\"\")","v":""},{"$f":"IF(OR(AH107=1,AH108=1),\"Source Energy\",\"\")","v":""},{"$f":"IF(AND(AH125<>\"\",AJ125<>\"\"),\", \",\"\")","v":""},{"$f":"IF(OR(AI107=1,AI108),\"GHG Emissions\",\"\")","v":""},null,null,null,null,null,null,22,{"$f":"INDEX(ImportEndUsedata,AQ125,COLUMN(Import!$A$1))","v":0},{"$f":"INDEX(ImportEndUsedata,AQ125,COLUMN(Import!$C$1))","v":0},{"$f":"INDEX(ImportEndUsedata,AQ125,COLUMN(Import!$D$1))","v":0},{"$f":"INDEX(ImportEndUsedata,AQ125,COLUMN(Import!$F$1))","v":0},{"$f":"INDEX(ImportEndUsedata,AQ125,COLUMN(Import!$G$1))","v":0},{"$f":"INDEX(ImportEndUsedata,AQ125,COLUMN(Import!$H$1))","v":0},{"$f":"INDEX(ImportEndUsedata,AQ125,COLUMN(Import!$I$1))","v":0},{"$f":"IFERROR(IF(Import!B39<>\"X\",AVERAGEIF(Import!F39:I39,\"<>0\"),0),0)","v":0},{"$f":"IFERROR(IF(Import!B39=\"X\",AVERAGEIF(Import!F39:I39,\"<>0\"),0),0)","v":0},{"$f":"IFERROR(INDEX(Perf_ConversionFactors_Submitter,MATCH(AS125,INDEX(Perf_ConversionFactors_Submitter,,$E$88),0),$K$88)/BV125,0)","v":0},{"$f":"INDEX(ImportEndUsedata,AQ125,COLUMN(Import!$W$18))","v":0},0,0,0,0,{"$f":"IFERROR(INDEX(Perf_ConversionFactors_Submitter,MATCH(AS125,INDEX(Perf_ConversionFactors_Submitter,,1),0),G$88)/BV125,0)","v":0},{"$f":"IFERROR(INDEX(Perf_ConversionFactors_Submitter,MATCH(AS125,INDEX(Perf_ConversionFactors_Submitter,,1),0),H$88)/BV125,0)","v":0},0,0,0,{"$f":"IFERROR(INDEX(Perf_ConversionFactors_Submitter,MATCH(AS125,INDEX(Perf_ConversionFactors_Submitter,,1),0),J$88),0)","v":0},0,0,0,{"$f":"IFERROR(INDEX(Perf_ConversionFactors_Submitter,MATCH(AS125,INDEX(Perf_ConversionFactors_Submitter,,1),0),I$88)/1000,0)","v":0},0,0,0,{"$f":"INDEX(ImportEndUsedata,AQ125,COLUMN(Import!$B$1))","v":0},"No",{"$f":"INDEX(Ref_UnitConversions_Energy_Content_kBtu_Unit,IFERROR(MATCH(AS125&INDEX(Perf_ConversionFactors_Submitter,MATCH(AS125,INDEX(Perf_ConversionFactors_Submitter,,$E$88),0),$F$88),Ref_UnitConversions_Energy_Units_Lookup,0),MATCH(\"All\"&INDEX(Perf_ConversionFactors_Submitter,MATCH(AS125,INDEX(Perf_ConversionFactors_Submitter,,$E$88),0),$F$88),Ref_UnitConversions_Energy_Units_Lookup,0)),)/INDEX(Ref_UnitConversions_Energy_Content_kBtu_Unit,IFERROR(MATCH(AS125&AT125,Ref_UnitConversions_Energy_Units_Lookup,0),MATCH(\"All\"&AT125,Ref_UnitConversions_Energy_Units_Lookup,0)),)","v":{"$error":"#N/A"}}]
[null,null,{"$f":"IF(Lists_Modeling_Protocol=\"Section 11\", 1, IF(OR(Perf_Add_Fuel_Neutral=TRUE,Perf_SEEUPF_Calcs=TRUE),5/0,1))","v":{"$error":"#DIV/0!"}},null,{"$f":"IFERROR(IF(OR($AI$109>0,$AI$111>0),$AB$124&$AC$124,\"\"),\"\")","v":""},null,null,null,null,null,null,null,null,null,null,null,null,null,null,null,null,null,null,null,null,null,null,null,null,null,null,null,null,null,null,null,null,null,null,null,null,null,23,{"$f":"INDEX(ImportEndUsedata,AQ126,COLUMN(Import!$A$1))","v":0},{"$f":"INDEX(ImportEndUsedata,AQ126,COLUMN(Import!$C$1))","v":0},{"$f":"INDEX(ImportEndUsedata,AQ126,COLUMN(Import!$D$1))","v":0},{"$f":"INDEX(ImportEndUsedata,AQ126,COLUMN(Import!$F$1))","v":0},{"$f":"INDEX(ImportEndUsedata,AQ126,COLUMN(Import!$G$1))","v":0},{"$f":"INDEX(ImportEndUsedata,AQ126,COLUMN(Import!$H$1))","v":0},{"$f":"INDEX(ImportEndUsedata,AQ126,COLUMN(Import!$I$1))","v":0},{"$f":"IFERROR(IF(Import!B40<>\"X\",AVERAGEIF(Import!F40:I40,\"<>0\"),0),0)","v":0},{"$f":"IFERROR(IF(Import!B40=\"X\",AVERAGEIF(Import!F40:I40,\"<>0\"),0),0)","v":0},{"$f":"IFERROR(INDEX(Perf_ConversionFactors_Submitter,MATCH(AS126,INDEX(Perf_ConversionFactors_Submitter,,$E$88),0),$K$88)/BV126,0)","v":0},{"$f":"INDEX(ImportEndUsedata,AQ126,COLUMN(Import!$W$18))","v":0},0,0,0,0,{"$f":"IFERROR(INDEX(Perf_ConversionFactors_Submitter,MATCH(AS126,INDEX(Perf_ConversionFactors_Submitter,,1),0),G$88)/BV126,0)","v":0},{"$f":"IFERROR(INDEX(Perf_ConversionFactors_Submitter,MATCH(AS126,INDEX(Perf_ConversionFactors_Submitter,,1),0),H$88)/BV126,0)","v":0},0,0,0,{"$f":"IFERROR(INDEX(Perf_ConversionFactors_Submitter,MATCH(AS126,INDEX(Perf_ConversionFactors_Submitter,,1),0),J$88),0)","v":0},0,0,0,{"$f":"IFERROR(INDEX(Perf_ConversionFactors_Submitter,MATCH(AS126,INDEX(Perf_ConversionFactors_Submitter,,1),0),I$88)/1000,0)","v":0},0,0,0,{"$f":"INDEX(ImportEndUsedata,AQ126,COLUMN(Import!$B$1))","v":0},"No",{"$f":"INDEX(Ref_UnitConversions_Energy_Content_kBtu_Unit,IFERROR(MATCH(AS126&INDEX(Perf_ConversionFactors_Submitter,MATCH(AS126,INDEX(Perf_ConversionFactors_Submitter,,$E$88),0),$F$88),Ref_UnitConversions_Energy_Units_Lookup,0),MATCH(\"All\"&INDEX(Perf_ConversionFactors_Submitter,MATCH(AS126,INDEX(Perf_ConversionFactors_Submitter,,$E$88),0),$F$88),Ref_UnitConversions_Energy_Units_Lookup,0)),)/INDEX(Ref_UnitConversions_Energy_Content_kBtu_Unit,IFERROR(MATCH(AS126&AT126,Ref_UnitConversions_Energy_Units_Lookup,0),MATCH(\"All\"&AT126,Ref_UnitConversions_Energy_Units_Lookup,0)),)","v":{"$error":"#N/A"}}]
[null,null,{"$f":"IF(Lists_Modeling_Protocol=\"Section 11\",5/0,IF(Perf_SEEUPF_Calcs=FALSE,5/0,1))","v":1},null,"Table 5: Compliance Calculations",null,null,null,null,null,null,null,null,null,null,null,null,null,null,null,null,null,null,null,null,null,null,null,null,null,null,null,null,null,null,null,null,null,null,null,null,null,24,{"$f":"INDEX(ImportEndUsedata,AQ127,COLUMN(Import!$A$1))","v":0},{"$f":"INDEX(ImportEndUsedata,AQ127,COLUMN(Import!$C$1))","v":0},{"$f":"INDEX(ImportEndUsedata,AQ127,COLUMN(Import!$D$1))","v":0},{"$f":"INDEX(ImportEndUsedata,AQ127,COLUMN(Import!$F$1))","v":0},{"$f":"INDEX(ImportEndUsedata,AQ127,COLUMN(Import!$G$1))","v":0},{"$f":"INDEX(ImportEndUsedata,AQ127,COLUMN(Import!$H$1))","v":0},{"$f":"INDEX(ImportEndUsedata,AQ127,COLUMN(Import!$I$1))","v":0},{"$f":"IFERROR(IF(Import!B41<>\"X\",AVERAGEIF(Import!F41:I41,\"<>0\"),0),0)","v":0},{"$f":"IFERROR(IF(Import!B41=\"X\",AVERAGEIF(Import!F41:I41,\"<>0\"),0),0)","v":0},{"$f":"IFERROR(INDEX(Perf_ConversionFactors_Submitter,MATCH(AS127,INDEX(Perf_ConversionFactors_Submitter,,$E$88),0),$K$88)/BV127,0)","v":0},{"$f":"INDEX(ImportEndUsedata,AQ127,COLUMN(Import!$W$18))","v":0},0,0,0,0,{"$f":"IFERROR(INDEX(Perf_ConversionFactors_Submitter,MATCH(AS127,INDEX(Perf_ConversionFactors_Submitter,,1),0),G$88)/BV127,0)","v":0},{"$f":"IFERROR(INDEX(Perf_ConversionFactors_Submitter,MATCH(AS127,INDEX(Perf_ConversionFactors_Submitter,,1),0),H$88)/BV127,0)","v":0},0,0,0,{"$f":"IFERROR(INDEX(Perf_ConversionFactors_Submitter,MATCH(AS127,INDEX(Perf_ConversionFactors_Submitter,,1),0),J$88),0)","v":0},0,0,0,{"$f":"IFERROR(INDEX(Perf_ConversionFactors_Submitter,MATCH(AS127,INDEX(Perf_ConversionFactors_Submitter,,1),0),I$88)/1000,0)","v":0},0,0,0,{"$f":"INDEX(ImportEndUsedata,AQ127,COLUMN(Import!$B$1))","v":0},"No",{"$f":"INDEX(Ref_UnitConversions_Energy_Content_kBtu_Unit,IFERROR(MATCH(AS127&INDEX(Perf_ConversionFactors_Submitter,MATCH(AS127,INDEX(Perf_ConversionFactors_Submitter,,$E$88),0),$F$88),Ref_UnitConversions_Energy_Units_Lookup,0),MATCH(\"All\"&INDEX(Perf_ConversionFactors_Submitter,MATCH(AS127,INDEX(Perf_ConversionFactors_Submitter,,$E$88),0),$F$88),Ref_UnitConversions_Energy_Units_Lookup,0)),)/INDEX(Ref_UnitConversions_Energy_Content_kBtu_Unit,IFERROR(MATCH(AS127&AT127,Ref_UnitConversions_Energy_Units_Lookup,0),MATCH(\"All\"&AT127,Ref_UnitConversions_Energy_Units_Lookup,0)),)","v":{"$error":"#N/A"}}]
[null,null,1,null,"Parameter",null,null,null,null,null,null,"Symbol","Performance Metric",null,null,null,null,null,null,null,null,null,null,null,null,null,null,"Count","Fuel","End use units","Adjusted baseline site energy (in energy units)","Site energy conversion to kBtu","Adjusted baseline site kBtu","Cost Conversion ($/energy unit)","Adjusted baseline cost, $","Site to Source conversion factor","Adjusted baseline source energy, kBtu","GHG conversion factor","Adjusted baseline GHG, Mt CO2",null,null,null,25,{"$f":"INDEX(ImportEndUsedata,AQ128,COLUMN(Import!$A$1))","v":0},{"$f":"INDEX(ImportEndUsedata,AQ128,COLUMN(Import!$C$1))","v":0},{"$f":"INDEX(ImportEndUsedata,AQ128,COLUMN(Import!$D$1))","v":0},{"$f":"INDEX(ImportEndUsedata,AQ128,COLUMN(Import!$F$1))","v":0},{"$f":"INDEX(ImportEndUsedata,AQ128,COLUMN(Import!$G$1))","v":0},{"$f":"INDEX(ImportEndUsedata,AQ128,COLUMN(Import!$H$1))","v":0},{"$f":"INDEX(ImportEndUsedata,AQ128,COLUMN(Import!$I$1))","v":0},{"$f":"IFERROR(IF(Import!B42<>\"X\",AVERAGEIF(Import!F42:I42,\"<>0\"),0),0)","v":0},{"$f":"IFERROR(IF(Import!B42=\"X\",AVERAGEIF(Import!F42:I42,\"<>0\"),0),0)","v":0},{"$f":"IFERROR(INDEX(Perf_ConversionFactors_Submitter,MATCH(AS128,INDEX(Perf_ConversionFactors_Submitter,,$E$88),0),$K$88)/BV128,0)","v":0},{"$f":"INDEX(ImportEndUsedata,AQ128,COLUMN(Import!$W$18))","v":0},0,0,0,0,{"$f":"IFERROR(INDEX(Perf_ConversionFactors_Submitter,MATCH(AS128,INDEX(Perf_ConversionFactors_Submitter,,1),0),G$88)/BV128,0)","v":0},{"$f":"IFERROR(INDEX(Perf_ConversionFactors_Submitter,MATCH(AS128,INDEX(Perf_ConversionFactors_Submitter,,1),0),H$88)/BV128,0)","v":0},0,0,0,{"$f":"IFERROR(INDEX(Perf_ConversionFactors_Submitter,MATCH(AS128,INDEX(Perf_ConversionFactors_Submitter,,1),0),J$88),0)","v":0},0,0,0,{"$f":"IFERROR(INDEX(Perf_ConversionFactors_Submitter,MATCH(AS128,INDEX(Perf_ConversionFactors_Submitter,,1),0),I$88)/1000,0)","v":0},0,0,0,{"$f":"INDEX(ImportEndUsedata,AQ128,COLUMN(Import!$B$1))","v":0},"No",{"$f":"INDEX(Ref_UnitConversions_Energy_Content_kBtu_Unit,IFERROR(MATCH(AS128&INDEX(Perf_ConversionFactors_Submitter,MATCH(AS128,INDEX(Perf_ConversionFactors_Submitter,,$E$88),0),$F$88),Ref_UnitConversions_Energy_Units_Lookup,0),MATCH(\"All\"&INDEX(Perf_ConversionFactors_Submitter,MATCH(AS128,INDEX(Perf_ConversionFactors_Submitter,,$E$88),0),$F$88),Ref_UnitConversions_Energy_Units_Lookup,0)),)/INDEX(Ref_UnitConversions_Energy_Content_kBtu_Unit,IFERROR(MATCH(AS128&AT128,Ref_UnitConversions_Energy_Units_Lookup,0),MATCH(\"All\"&AT128,Ref_UnitConversions_Energy_Units_Lookup,0)),)","v":{"$error":"#N/A"}}]
[null,null,1,null,null,null,null,null,null,null,null,null,"Cost\n$","Site Energy\nMMBtu","Source\nEnergy\nMMBtu","GHG Emissions\nMt CO2e",null,null,null,null,null,null,null,null,null,null,null,1,{"$f":"INDEX(ImportCostdata,AB129+1,COLUMN(Import!$A$74))","v":0},{"$f":"INDEX(Perf_ConversionFactors_Submitter,MATCH(AC129,INDEX(Perf_ConversionFactors_Submitter,,'Project Performance'!$E$88),0),'Project Performance'!$F$88)","v":0},{"$f":"IFERROR(IF(INDEX(PerfbyEndUse_SavingsbyFuel_Table,MATCH(AC129,INDEX(PerfbyEndUse_SavingsbyFuel_Table,,'Performance by End Use & Fuel'!$E$212),0),'Performance by End Use & Fuel'!$J$212)=\"\",0,INDEX(PerfbyEndUse_SavingsbyFuel_Table,MATCH(AC129,INDEX(PerfbyEndUse_SavingsbyFuel_Table,,'Performance by End Use & Fuel'!$E$212),0),'Performance by End Use & Fuel'!$J$212)),0)","v":0},{"$f":"IFERROR(INDEX(Perf_ConversionFactors_Submitter,MATCH(AC129,INDEX(Perf_ConversionFactors_Submitter,,$E$88),0),$K$88),0)","v":0},{"$f":"AE129*AF129","v":0},{"$f":"IFERROR(INDEX(Perf_ConversionFactors_Submitter,MATCH(AC129,INDEX(Perf_ConversionFactors_Submitter,,1),0),H$88),0)","v":0},{"$f":"AH129*AE129","v":0},{"$f":"IFERROR(INDEX(Perf_ConversionFactors_Submitter,MATCH(AC129,INDEX(Perf_ConversionFactors_Submitter,,1),0),J$88),0)","v":0},{"$f":"AG129*AJ129","v":0},{"$f":"IFERROR(INDEX(Perf_ConversionFactors_Submitter,MATCH(AC129,INDEX(Perf_ConversionFactors_Submitter,,1),0),I$88)/1000,0)","v":0},{"$f":"AG129*AL129","v":0},null,null,null,26,{"$f":"INDEX(ImportEndUsedata,AQ129,COLUMN(Import!$A$1))","v":0},{"$f":"INDEX(ImportEndUsedata,AQ129,COLUMN(Import!$C$1))","v":0},{"$f":"INDEX(ImportEndUsedata,AQ129,COLUMN(Import!$D$1))","v":0},{"$f":"INDEX(ImportEndUsedata,AQ129,COLUMN(Import!$F$1))","v":0},{"$f":"INDEX(ImportEndUsedata,AQ129,COLUMN(Import!$G$1))","v":0},{"$f":"INDEX(ImportEndUsedata,AQ129,COLUMN(Import!$H$1))","v":0},{"$f":"INDEX(ImportEndUsedata,AQ129,COLUMN(Import!$I$1))","v":0},{"$f":"IFERROR(IF(Import!B43<>\"X\",AVERAGEIF(Import!F43:I43,\"<>0\"),0),0)","v":0},{"$f":"IFERROR(IF(Import!B43=\"X\",AVERAGEIF(Import!F43:I43,\"<>0\"),0),0)","v":0},{"$f":"IFERROR(INDEX(Perf_ConversionFactors_Submitter,MATCH(AS129,INDEX(Perf_ConversionFactors_Submitter,,$E$88),0),$K$88)/BV129,0)","v":0},{"$f":"INDEX(ImportEndUsedata,AQ129,COLUMN(Import!$W$18))","v":0},0,0,0,0,{"$f":"IFERROR(INDEX(Perf_ConversionFactors_Submitter,MATCH(AS129,INDEX(Perf_ConversionFactors_Submitter,,1),0),G$88)/BV129,0)","v":0},{"$f":"IFERROR(INDEX(Perf_ConversionFactors_Submitter,MATCH(AS129,INDEX(Perf_ConversionFactors_Submitter,,1),0),H$88)/BV129,0)","v":0},0,0,0,{"$f":"IFERROR(INDEX(Perf_ConversionFactors_Submitter,MATCH(AS129,INDEX(Perf_ConversionFactors_Submitter,,1),0),J$88),0)","v":0},0,0,0,{"$f":"IFERROR(INDEX(Perf_ConversionFactors_Submitter,MATCH(AS129,INDEX(Perf_ConversionFactors_Submitter,,1),0),I$88)/1000,0)","v":0},0,0,0,{"$f":"INDEX(ImportEndUsedata,AQ129,COLUMN(Import!$B$1))","v":0},"No",{"$f":"INDEX(Ref_UnitConversions_Energy_Content_kBtu_Unit,IFERROR(MATCH(AS129&INDEX(Perf_ConversionFactors_Submitter,MATCH(AS129,INDEX(Perf_ConversionFactors_Submitter,,$E$88),0),$F$88),Ref_UnitConversions_Energy_Units_Lookup,0),MATCH(\"All\"&INDEX(Perf_ConversionFactors_Submitter,MATCH(AS129,INDEX(Perf_ConversionFactors_Submitter,,$E$88),0),$F$88),Ref_UnitConversions_Energy_Units_Lookup,0)),)/INDEX(Ref_UnitConversions_Energy_Content_kBtu_Unit,IFERROR(MATCH(AS129&AT129,Ref_UnitConversions_Energy_Units_Lookup,0),MATCH(\"All\"&AT129,Ref_UnitConversions_Energy_Units_Lookup,0)),)","v":{"$error":"#N/A"}}]
[1,null,1,null,"Proposed building performance before site-generated renewable energy and exceptional calculations",null,null,null,null,null,null,"PBP nre_nec",{"$f":"IFERROR(M105,0)","v":0},{"$f":"IFERROR(N105,0)","v":0},{"$f":"IFERROR(O105,0)","v":0},{"$f":"IFERROR(P105,0)","v":0},null,null,null,null,null,null,null,null,null,null,null,2,{"$f":"INDEX(ImportCostdata,AB130+1,COLUMN(Import!$A$74))","v":0},{"$f":"INDEX(Perf_ConversionFactors_Submitter,MATCH(AC130,INDEX(Perf_ConversionFactors_Submitter,,'Project Performance'!$E$88),0),'Project Performance'!$F$88)","v":0},{"$f":"IFERROR(IF(INDEX(PerfbyEndUse_SavingsbyFuel_Table,MATCH(AC130,INDEX(PerfbyEndUse_SavingsbyFuel_Table,,'Performance by End Use & Fuel'!$E$212),0),'Performance by End Use & Fuel'!$J$212)=\"\",0,INDEX(PerfbyEndUse_SavingsbyFuel_Table,MATCH(AC130,INDEX(PerfbyEndUse_SavingsbyFuel_Table,,'Performance by End Use & Fuel'!$E$212),0),'Performance by End Use & Fuel'!$J$212)),0)","v":0},{"$f":"IFERROR(INDEX(Perf_ConversionFactors_Submitter,MATCH(AC130,INDEX(Perf_ConversionFactors_Submitter,,$E$88),0),$K$88),0)","v":0},{"$f":"AE130*AF130","v":0},{"$f":"IFERROR(INDEX(Perf_ConversionFactors_Submitter,MATCH(AC130,INDEX(Perf_ConversionFactors_Submitter,,1),0),H$88),0)","v":0},{"$f":"AH130*AE130","v":0},{"$f":"IFERROR(INDEX(Perf_ConversionFactors_Submitter,MATCH(AC130,INDEX(Perf_ConversionFactors_Submitter,,1),0),J$88),0)","v":0},{"$f":"AG130*AJ130","v":0},{"$f":"IFERROR(INDEX(Perf_ConversionFactors_Submitter,MATCH(AC130,INDEX(Perf_ConversionFactors_Submitter,,1),0),I$88)/1000,0)","v":0},{"$f":"AG130*AL130","v":0},null,null,null,27,{"$f":"INDEX(ImportEndUsedata,AQ130,COLUMN(Import!$A$1))","v":0},{"$f":"INDEX(ImportEndUsedata,AQ130,COLUMN(Import!$C$1))","v":0},{"$f":"INDEX(ImportEndUsedata,AQ130,COLUMN(Import!$D$1))","v":0},{"$f":"INDEX(ImportEndUsedata,AQ130,COLUMN(Import!$F$1))","v":0},{"$f":"INDEX(ImportEndUsedata,AQ130,COLUMN(Import!$G$1))","v":0},{"$f":"INDEX(ImportEndUsedata,AQ130,COLUMN(Import!$H$1))","v":0},{"$f":"INDEX(ImportEndUsedata,AQ130,COLUMN(Import!$I$1))","v":0},{"$f":"IFERROR(IF(Import!B44<>\"X\",AVERAGEIF(Import!F44:I44,\"<>0\"),0),0)","v":0},{"$f":"IFERROR(IF(Import!B44=\"X\",AVERAGEIF(Import!F44:I44,\"<>0\"),0),0)","v":0},{"$f":"IFERROR(INDEX(Perf_ConversionFactors_Submitter,MATCH(AS130,INDEX(Perf_ConversionFactors_Submitter,,$E$88),0),$K$88)/BV130,0)","v":0},{"$f":"INDEX(ImportEndUsedata,AQ130,COLUMN(Import!$W$18))","v":0},0,0,0,0,{"$f":"IFERROR(INDEX(Perf_ConversionFactors_Submitter,MATCH(AS130,INDEX(Perf_ConversionFactors_Submitter,,1),0),G$88)/BV130,0)","v":0},{"$f":"IFERROR(INDEX(Perf_ConversionFactors_Submitter,MATCH(AS130,INDEX(Perf_ConversionFactors_Submitter,,1),0),H$88)/BV130,0)","v":0},0,0,0,{"$f":"IFERROR(INDEX(Perf_ConversionFactors_Submitter,MATCH(AS130,INDEX(Perf_ConversionFactors_Submitter,,1),0),J$88),0)","v":0},0,0,0,{"$f":"IFERROR(INDEX(Perf_ConversionFactors_Submitter,MATCH(AS130,INDEX(Perf_ConversionFactors_Submitter,,1),0),I$88)/1000,0)","v":0},0,0,0,{"$f":"INDEX(ImportEndUsedata,AQ130,COLUMN(Import!$B$1))","v":0},"No",{"$f":"INDEX(Ref_UnitConversions_Energy_Content_kBtu_Unit,IFERROR(MATCH(AS130&INDEX(Perf_ConversionFactors_Submitter,MATCH(AS130,INDEX(Perf_ConversionFactors_Submitter,,$E$88),0),$F$88),Ref_UnitConversions_Energy_Units_Lookup,0),MATCH(\"All\"&INDEX(Perf_ConversionFactors_Submitter,MATCH(AS130,INDEX(Perf_ConversionFactors_Submitter,,$E$88),0),$F$88),Ref_UnitConversions_Energy_Units_Lookup,0)),)/INDEX(Ref_UnitConversions_Energy_Content_kBtu_Unit,IFERROR(MATCH(AS130&AT130,Ref_UnitConversions_Energy_Units_Lookup,0),MATCH(\"All\"&AT130,Ref_UnitConversions_Energy_Units_Lookup,0)),)","v":{"$error":"#N/A"}}]
[2,null,1,null,{"$f":"IF(Lists_Modeling_Protocol=Lists_Section11,\"        On-site renewable savings from Compliance Form\",\"        On-site renewable savings from Compliance Form\")","v":"        On-site renewable savings from Compliance Form"},null,null,null,null,null,null,"-",{"$f":"IFERROR(IF(AF136=\"None\",AB139+AB141,MIN(M134*AF136,AB139+AB141)),0)","v":0},{"$f":"IFERROR(IF(AG136=\"None\",AC139+AC141,MIN(N134*AG136,AC139+AC141)),0)","v":0},{"$f":"IFERROR(IF(AH136=\"None\",AD139+AD141,MIN(O134*AH136,AD139+AD141)),0)","v":0},{"$f":"IFERROR(IF(AI136=\"None\",AE139+AE141,MIN(P134*AI136,AE139+AE141)),0)","v":0},{"$f":"IFERROR(IF($AI$141>0,\"See Note 1 below this table\",\"\"),\"\")","v":""},null,null,null,null,null,null,null,null,null,null,3,{"$f":"INDEX(ImportCostdata,AB131+1,COLUMN(Import!$A$74))","v":0},{"$f":"INDEX(Perf_ConversionFactors_Submitter,MATCH(AC131,INDEX(Perf_ConversionFactors_Submitter,,'Project Performance'!$E$88),0),'Project Performance'!$F$88)","v":0},{"$f":"IFERROR(IF(INDEX(PerfbyEndUse_SavingsbyFuel_Table,MATCH(AC131,INDEX(PerfbyEndUse_SavingsbyFuel_Table,,'Performance by End Use & Fuel'!$E$212),0),'Performance by End Use & Fuel'!$J$212)=\"\",0,INDEX(PerfbyEndUse_SavingsbyFuel_Table,MATCH(AC131,INDEX(PerfbyEndUse_SavingsbyFuel_Table,,'Performance by End Use & Fuel'!$E$212),0),'Performance by End Use & Fuel'!$J$212)),0)","v":0},{"$f":"IFERROR(INDEX(Perf_ConversionFactors_Submitter,MATCH(AC131,INDEX(Perf_ConversionFactors_Submitter,,$E$88),0),$K$88),0)","v":0},0,{"$f":"IFERROR(INDEX(Perf_ConversionFactors_Submitter,MATCH(AC131,INDEX(Perf_ConversionFactors_Submitter,,1),0),H$88),0)","v":0},0,{"$f":"IFERROR(INDEX(Perf_ConversionFactors_Submitter,MATCH(AC131,INDEX(Perf_ConversionFactors_Submitter,,1),0),J$88),0)","v":0},0,{"$f":"IFERROR(INDEX(Perf_ConversionFactors_Submitter,MATCH(AC131,INDEX(Perf_ConversionFactors_Submitter,,1),0),I$88)/1000,0)","v":0},0,null,null,null,28,{"$f":"INDEX(ImportEndUsedata,AQ131,COLUMN(Import!$A$1))","v":0},{"$f":"INDEX(ImportEndUsedata,AQ131,COLUMN(Import!$C$1))","v":0},{"$f":"INDEX(ImportEndUsedata,AQ131,COLUMN(Import!$D$1))","v":0},{"$f":"INDEX(ImportEndUsedata,AQ131,COLUMN(Import!$F$1))","v":0},{"$f":"INDEX(ImportEndUsedata,AQ131,COLUMN(Import!$G$1))","v":0},{"$f":"INDEX(ImportEndUsedata,AQ131,COLUMN(Import!$H$1))","v":0},{"$f":"INDEX(ImportEndUsedata,AQ131,COLUMN(Import!$I$1))","v":0},{"$f":"IFERROR(IF(Import!B46<>\"X\",AVERAGEIF(Import!F46:I46,\"<>0\"),0),0)","v":0},{"$f":"IFERROR(IF(Import!B46=\"X\",AVERAGEIF(Import!F46:I46,\"<>0\"),0),0)","v":0},{"$f":"IFERROR(INDEX(Perf_ConversionFactors_Submitter,MATCH(AS131,INDEX(Perf_ConversionFactors_Submitter,,$E$88),0),$K$88)/BV131,0)","v":0},{"$f":"INDEX(ImportEndUsedata,AQ131,COLUMN(Import!$W$18))","v":0},0,0,0,0,{"$f":"IFERROR(INDEX(Perf_ConversionFactors_Submitter,MATCH(AS131,INDEX(Perf_ConversionFactors_Submitter,,1),0),G$88)/BV131,0)","v":0},{"$f":"IFERROR(INDEX(Perf_ConversionFactors_Submitter,MATCH(AS131,INDEX(Perf_ConversionFactors_Submitter,,1),0),H$88)/BV131,0)","v":0},0,0,0,{"$f":"IFERROR(INDEX(Perf_ConversionFactors_Submitter,MATCH(AS131,INDEX(Perf_ConversionFactors_Submitter,,1),0),J$88),0)","v":0},0,0,0,{"$f":"IFERROR(INDEX(Perf_ConversionFactors_Submitter,MATCH(AS131,INDEX(Perf_ConversionFactors_Submitter,,1),0),I$88)/1000,0)","v":0},0,0,0,{"$f":"INDEX(ImportEndUsedata,AQ131,COLUMN(Import!$B$1))","v":0},"No",{"$f":"INDEX(Ref_UnitConversions_Energy_Content_kBtu_Unit,IFERROR(MATCH(AS131&INDEX(Perf_ConversionFactors_Submitter,MATCH(AS131,INDEX(Perf_ConversionFactors_Submitter,,$E$88),0),$F$88),Ref_UnitConversions_Energy_Units_Lookup,0),MATCH(\"All\"&INDEX(Perf_ConversionFactors_Submitter,MATCH(AS131,INDEX(Perf_ConversionFactors_Submitter,,$E$88),0),$F$88),Ref_UnitConversions_Energy_Units_Lookup,0)),)/INDEX(Ref_UnitConversions_Energy_Content_kBtu_Unit,IFERROR(MATCH(AS131&AT131,Ref_UnitConversions_Energy_Units_Lookup,0),MATCH(\"All\"&AT131,Ref_UnitConversions_Energy_Units_Lookup,0)),)","v":{"$error":"#N/A"}}]
[3,null,1,null,"        Exceptional calculations savings excluding on-site renewable energy from Compliance Form",null,null,null,null,null,null,"-",{"$f":"IFERROR(IF(AB140=0,0,IF(AF137=\"None\",AB140,IF(M130>=M134,0,MIN(AB140,AO142)))),0)","v":0},{"$f":"IFERROR(IF(AC140=0,0,IF(AG137=\"None\",AC140,IF(N130>=N134,0,MIN(AC140,AP142)))),0)","v":0},0,0,{"$f":"IFERROR(IF($AI$142>0,\"See Note \"&AB154&\" below this table\",\"\"),\"\")","v":""},null,null,null,null,null,null,null,null,null,null,4,{"$f":"INDEX(ImportCostdata,AB132+1,COLUMN(Import!$A$74))","v":0},{"$f":"INDEX(Perf_ConversionFactors_Submitter,MATCH(AC132,INDEX(Perf_ConversionFactors_Submitter,,'Project Performance'!$E$88),0),'Project Performance'!$F$88)","v":0},{"$f":"IFERROR(IF(INDEX(PerfbyEndUse_SavingsbyFuel_Table,MATCH(AC132,INDEX(PerfbyEndUse_SavingsbyFuel_Table,,'Performance by End Use & Fuel'!$E$212),0),'Performance by End Use & Fuel'!$J$212)=\"\",0,INDEX(PerfbyEndUse_SavingsbyFuel_Table,MATCH(AC132,INDEX(PerfbyEndUse_SavingsbyFuel_Table,,'Performance by End Use & Fuel'!$E$212),0),'Performance by End Use & Fuel'!$J$212)),0)","v":0},{"$f":"IFERROR(INDEX(Perf_ConversionFactors_Submitter,MATCH(AC132,INDEX(Perf_ConversionFactors_Submitter,,$E$88),0),$K$88),0)","v":0},0,{"$f":"IFERROR(INDEX(Perf_ConversionFactors_Submitter,MATCH(AC132,INDEX(Perf_ConversionFactors_Submitter,,1),0),H$88),0)","v":0},0,{"$f":"IFERROR(INDEX(Perf_ConversionFactors_Submitter,MATCH(AC132,INDEX(Perf_ConversionFactors_Submitter,,1),0),J$88),0)","v":0},0,{"$f":"IFERROR(INDEX(Perf_ConversionFactors_Submitter,MATCH(AC132,INDEX(Perf_ConversionFactors_Submitter,,1),0),I$88)/1000,0)","v":0},0,null,null,null,29,{"$f":"INDEX(ImportEndUsedata,AQ132,COLUMN(Import!$A$1))","v":0},{"$f":"INDEX(ImportEndUsedata,AQ132,COLUMN(Import!$C$1))","v":0},{"$f":"INDEX(ImportEndUsedata,AQ132,COLUMN(Import!$D$1))","v":0},{"$f":"INDEX(ImportEndUsedata,AQ132,COLUMN(Import!$F$1))","v":0},{"$f":"INDEX(ImportEndUsedata,AQ132,COLUMN(Import!$G$1))","v":0},{"$f":"INDEX(ImportEndUsedata,AQ132,COLUMN(Import!$H$1))","v":0},{"$f":"INDEX(ImportEndUsedata,AQ132,COLUMN(Import!$I$1))","v":0},{"$f":"IFERROR(IF(Import!B47<>\"X\",AVERAGEIF(Import!F47:I47,\"<>0\"),0),0)","v":0},{"$f":"IFERROR(IF(Import!B47=\"X\",AVERAGEIF(Import!F47:I47,\"<>0\"),0),0)","v":0},{"$f":"IFERROR(INDEX(Perf_ConversionFactors_Submitter,MATCH(AS132,INDEX(Perf_ConversionFactors_Submitter,,$E$88),0),$K$88)/BV132,0)","v":0},{"$f":"INDEX(ImportEndUsedata,AQ132,COLUMN(Import!$W$18))","v":0},{"$f":"AY132*BA132","v":0},{"$f":"AZ132*BA132","v":0},{"$f":"BC132+BD132","v":0},{"$f":"BB132*BA132","v":0},{"$f":"IFERROR(INDEX(Perf_ConversionFactors_Submitter,MATCH(AS132,INDEX(Perf_ConversionFactors_Submitter,,1),0),G$88)/BV132,0)","v":0},{"$f":"IFERROR(INDEX(Perf_ConversionFactors_Submitter,MATCH(AS132,INDEX(Perf_ConversionFactors_Submitter,,1),0),H$88)/BV132,0)","v":0},{"$f":"IFERROR(BB132*BH132,0)","v":0},0,0,{"$f":"IFERROR(INDEX(Perf_ConversionFactors_Submitter,MATCH(AS132,INDEX(Perf_ConversionFactors_Submitter,,1),0),J$88),0)","v":0},{"$f":"BF132*BL132","v":0},{"$f":"BC132*BL132","v":0},{"$f":"BD132*BL132","v":0},{"$f":"IFERROR(INDEX(Perf_ConversionFactors_Submitter,MATCH(AS132,INDEX(Perf_ConversionFactors_Submitter,,1),0),I$88)/1000,0)","v":0},{"$f":"BF132*BP132","v":0},{"$f":"BC132*BP132","v":0},{"$f":"BD132*BP132","v":0},{"$f":"INDEX(ImportEndUsedata,AQ132,COLUMN(Import!$B$1))","v":0},{"$f":"IF(COUNTIF(Perf_End_Use_List,AR132),\"Yes\",\"No\")","v":"No"},{"$f":"INDEX(Ref_UnitConversions_Energy_Content_kBtu_Unit,IFERROR(MATCH(AS132&INDEX(Perf_ConversionFactors_Submitter,MATCH(AS132,INDEX(Perf_ConversionFactors_Submitter,,$E$88),0),$F$88),Ref_UnitConversions_Energy_Units_Lookup,0),MATCH(\"All\"&INDEX(Perf_ConversionFactors_Submitter,MATCH(AS132,INDEX(Perf_ConversionFactors_Submitter,,$E$88),0),$F$88),Ref_UnitConversions_Energy_Units_Lookup,0)),)/INDEX(Ref_UnitConversions_Energy_Content_kBtu_Unit,IFERROR(MATCH(AS132&AT132,Ref_UnitConversions_Energy_Units_Lookup,0),MATCH(\"All\"&AT132,Ref_UnitConversions_Energy_Units_Lookup,0)),)","v":{"$error":"#N/A"}}]
[4,null,1,null,"Proposed building performance including on-site renewable energy and exceptional calculations",null,null,null,null,null,null,"PBP",{"$f":"MAX(0,M130-M131-M132)","v":0},{"$f":"MAX(0,N130-N131-N132)","v":0},{"$f":"MAX(0,O130-O131-O132)","v":0},0,null,null,null,null,null,null,null,null,null,null,null,5,{"$f":"INDEX(ImportCostdata,AB133+1,COLUMN(Import!$A$74))","v":0},{"$f":"INDEX(Perf_ConversionFactors_Submitter,MATCH(AC133,INDEX(Perf_ConversionFactors_Submitter,,'Project Performance'!$E$88),0),'Project Performance'!$F$88)","v":0},{"$f":"IFERROR(IF(INDEX(PerfbyEndUse_SavingsbyFuel_Table,MATCH(AC133,INDEX(PerfbyEndUse_SavingsbyFuel_Table,,'Performance by End Use & Fuel'!$E$212),0),'Performance by End Use & Fuel'!$J$212)=\"\",0,INDEX(PerfbyEndUse_SavingsbyFuel_Table,MATCH(AC133,INDEX(PerfbyEndUse_SavingsbyFuel_Table,,'Performance by End Use & Fuel'!$E$212),0),'Performance by End Use & Fuel'!$J$212)),0)","v":0},{"$f":"IFERROR(INDEX(Perf_ConversionFactors_Submitter,MATCH(AC133,INDEX(Perf_ConversionFactors_Submitter,,$E$88),0),$K$88),0)","v":0},0,{"$f":"IFERROR(INDEX(Perf_ConversionFactors_Submitter,MATCH(AC133,INDEX(Perf_ConversionFactors_Submitter,,1),0),H$88),0)","v":0},0,{"$f":"IFERROR(INDEX(Perf_ConversionFactors_Submitter,MATCH(AC133,INDEX(Perf_ConversionFactors_Submitter,,1),0),J$88),0)","v":0},0,{"$f":"IFERROR(INDEX(Perf_ConversionFactors_Submitter,MATCH(AC133,INDEX(Perf_ConversionFactors_Submitter,,1),0),I$88)/1000,0)","v":0},0,null,null,null,30,{"$f":"INDEX(ImportEndUsedata,AQ133,COLUMN(Import!$A$1))","v":0},{"$f":"INDEX(ImportEndUsedata,AQ133,COLUMN(Import!$C$1))","v":0},{"$f":"INDEX(ImportEndUsedata,AQ133,COLUMN(Import!$D$1))","v":0},{"$f":"INDEX(ImportEndUsedata,AQ133,COLUMN(Import!$F$1))","v":0},{"$f":"INDEX(ImportEndUsedata,AQ133,COLUMN(Import!$G$1))","v":0},{"$f":"INDEX(ImportEndUsedata,AQ133,COLUMN(Import!$H$1))","v":0},{"$f":"INDEX(ImportEndUsedata,AQ133,COLUMN(Import!$I$1))","v":0},{"$f":"IFERROR(IF(Import!B48<>\"X\",AVERAGEIF(Import!F48:I48,\"<>0\"),0),0)","v":0},{"$f":"IFERROR(IF(Import!B48=\"X\",AVERAGEIF(Import!F48:I48,\"<>0\"),0),0)","v":0},{"$f":"IFERROR(INDEX(Perf_ConversionFactors_Submitter,MATCH(AS133,INDEX(Perf_ConversionFactors_Submitter,,$E$88),0),$K$88)/BV133,0)","v":0},{"$f":"INDEX(ImportEndUsedata,AQ133,COLUMN(Import!$W$18))","v":0},0,0,0,0,{"$f":"IFERROR(INDEX(Perf_ConversionFactors_Submitter,MATCH(AS133,INDEX(Perf_ConversionFactors_Submitter,,1),0),G$88)/BV133,0)","v":0},{"$f":"IFERROR(INDEX(Perf_ConversionFactors_Submitter,MATCH(AS133,INDEX(Perf_ConversionFactors_Submitter,,1),0),H$88)/BV133,0)","v":0},0,0,0,{"$f":"IFERROR(INDEX(Perf_ConversionFactors_Submitter,MATCH(AS133,INDEX(Perf_ConversionFactors_Submitter,,1),0),J$88),0)","v":0},0,0,0,{"$f":"IFERROR(INDEX(Perf_ConversionFactors_Submitter,MATCH(AS133,INDEX(Perf_ConversionFactors_Submitter,,1),0),I$88)/1000,0)","v":0},0,0,0,{"$f":"INDEX(ImportEndUsedata,AQ133,COLUMN(Import!$B$1))","v":0},"No",{"$f":"INDEX(Ref_UnitConversions_Energy_Content_kBtu_Unit,IFERROR(MATCH(AS133&INDEX(Perf_ConversionFactors_Submitter,MATCH(AS133,INDEX(Perf_ConversionFactors_Submitter,,$E$88),0),$F$88),Ref_UnitConversions_Energy_Units_Lookup,0),MATCH(\"All\"&INDEX(Perf_ConversionFactors_Submitter,MATCH(AS133,INDEX(Perf_ConversionFactors_Submitter,,$E$88),0),$F$88),Ref_UnitConversions_Energy_Units_Lookup,0)),)/INDEX(Ref_UnitConversions_Energy_Content_kBtu_Unit,IFERROR(MATCH(AS133&AT133,Ref_UnitConversions_Energy_Units_Lookup,0),MATCH(\"All\"&AT133,Ref_UnitConversions_Energy_Units_Lookup,0)),)","v":{"$error":"#N/A"}}]
[5,null,1,null,"Baseline building performance",null,null,null,null,null,null,"BBP",{"$f":"M113","v":0},{"$f":"N113","v":0},{"$f":"O113","v":0},{"$f":"P113","v":0},null,null,null,null,null,null,null,null,null,null,null,null,null,null,null,null,null,null,null,null,null,null,null,null,null,null,31,{"$f":"INDEX(ImportEndUsedata,AQ134,COLUMN(Import!$A$1))","v":0},{"$f":"INDEX(ImportEndUsedata,AQ134,COLUMN(Import!$C$1))","v":0},{"$f":"INDEX(ImportEndUsedata,AQ134,COLUMN(Import!$D$1))","v":0},{"$f":"INDEX(ImportEndUsedata,AQ134,COLUMN(Import!$F$1))","v":0},{"$f":"INDEX(ImportEndUsedata,AQ134,COLUMN(Import!$G$1))","v":0},{"$f":"INDEX(ImportEndUsedata,AQ134,COLUMN(Import!$H$1))","v":0},{"$f":"INDEX(ImportEndUsedata,AQ134,COLUMN(Import!$I$1))","v":0},{"$f":"IFERROR(IF(Import!B49<>\"X\",AVERAGEIF(Import!F49:I49,\"<>0\"),0),0)","v":0},{"$f":"IFERROR(IF(Import!B49=\"X\",AVERAGEIF(Import!F49:I49,\"<>0\"),0),0)","v":0},{"$f":"IFERROR(INDEX(Perf_ConversionFactors_Submitter,MATCH(AS134,INDEX(Perf_ConversionFactors_Submitter,,$E$88),0),$K$88)/BV134,0)","v":0},{"$f":"INDEX(ImportEndUsedata,AQ134,COLUMN(Import!$W$18))","v":0},{"$f":"AY134*BA134","v":0},{"$f":"AZ134*BA134","v":0},{"$f":"BC134+BD134","v":0},{"$f":"BB134*BA134","v":0},{"$f":"IFERROR(INDEX(Perf_ConversionFactors_Submitter,MATCH(AS134,INDEX(Perf_ConversionFactors_Submitter,,1),0),G$88)/BV134,0)","v":0},{"$f":"IFERROR(INDEX(Perf_ConversionFactors_Submitter,MATCH(AS134,INDEX(Perf_ConversionFactors_Submitter,,1),0),H$88)/BV134,0)","v":0},{"$f":"IFERROR(BB134*BH134,0)","v":0},0,0,{"$f":"IFERROR(INDEX(Perf_ConversionFactors_Submitter,MATCH(AS134,INDEX(Perf_ConversionFactors_Submitter,,1),0),J$88),0)","v":0},{"$f":"BF134*BL134","v":0},{"$f":"BC134*BL134","v":0},{"$f":"BD134*BL134","v":0},{"$f":"IFERROR(INDEX(Perf_ConversionFactors_Submitter,MATCH(AS134,INDEX(Perf_ConversionFactors_Submitter,,1),0),I$88)/1000,0)","v":0},{"$f":"BF134*BP134","v":0},{"$f":"BC134*BP134","v":0},{"$f":"BD134*BP134","v":0},{"$f":"INDEX(ImportEndUsedata,AQ134,COLUMN(Import!$B$1))","v":0},{"$f":"IF(COUNTIF(Perf_End_Use_List,AR134),\"Yes\",\"No\")","v":"No"},{"$f":"INDEX(Ref_UnitConversions_Energy_Content_kBtu_Unit,IFERROR(MATCH(AS134&INDEX(Perf_ConversionFactors_Submitter,MATCH(AS134,INDEX(Perf_ConversionFactors_Submitter,,$E$88),0),$F$88),Ref_UnitConversions_Energy_Units_Lookup,0),MATCH(\"All\"&INDEX(Perf_ConversionFactors_Submitter,MATCH(AS134,INDEX(Perf_ConversionFactors_Submitter,,$E$88),0),$F$88),Ref_UnitConversions_Energy_Units_Lookup,0)),)/INDEX(Ref_UnitConversions_Energy_Content_kBtu_Unit,IFERROR(MATCH(AS134&AT134,Ref_UnitConversions_Energy_Units_Lookup,0),MATCH(\"All\"&AT134,Ref_UnitConversions_Energy_Units_Lookup,0)),)","v":{"$error":"#N/A"}}]
[6,null,1,null,{"$f":"\"Adjusted baseline building performance using the SEEUPF method to ASHRAE 90.1-\"&Lists_Modeling_Protocol_Year","v":{"$error":"#VALUE!"}},null,null,null,null,null,null,"BBPAdj",{"$f":"IFERROR(SUM(AI129:AI133),0)","v":0},{"$f":"IFERROR(SUM(AG129:AG133)*0.001,0)","v":0},{"$f":"IFERROR(SUM(AK129:AK133)*0.001,0)","v":0},{"$f":"IFERROR(SUM(AM129:AM133),0)","v":0},null,null,null,null,null,null,null,null,null,null,null,null,null,null,null,"Cost","Site Energy","Source Energy","GHG Emission",null,null,null,null,null,null,null,32,{"$f":"INDEX(ImportEndUsedata,AQ135,COLUMN(Import!$A$1))","v":0},{"$f":"INDEX(ImportEndUsedata,AQ135,COLUMN(Import!$C$1))","v":0},{"$f":"INDEX(ImportEndUsedata,AQ135,COLUMN(Import!$D$1))","v":0},{"$f":"INDEX(ImportEndUsedata,AQ135,COLUMN(Import!$F$1))","v":0},{"$f":"INDEX(ImportEndUsedata,AQ135,COLUMN(Import!$G$1))","v":0},{"$f":"INDEX(ImportEndUsedata,AQ135,COLUMN(Import!$H$1))","v":0},{"$f":"INDEX(ImportEndUsedata,AQ135,COLUMN(Import!$I$1))","v":0},{"$f":"IFERROR(IF(Import!B50<>\"X\",AVERAGEIF(Import!F50:I50,\"<>0\"),0),0)","v":0},{"$f":"IFERROR(IF(Import!B50=\"X\",AVERAGEIF(Import!F50:I50,\"<>0\"),0),0)","v":0},{"$f":"IFERROR(INDEX(Perf_ConversionFactors_Submitter,MATCH(AS135,INDEX(Perf_ConversionFactors_Submitter,,$E$88),0),$K$88)/BV135,0)","v":0},{"$f":"INDEX(ImportEndUsedata,AQ135,COLUMN(Import!$W$18))","v":0},{"$f":"AY135*BA135","v":0},{"$f":"AZ135*BA135","v":0},{"$f":"BC135+BD135","v":0},{"$f":"BB135*BA135","v":0},{"$f":"IFERROR(INDEX(Perf_ConversionFactors_Submitter,MATCH(AS135,INDEX(Perf_ConversionFactors_Submitter,,1),0),G$88)/BV135,0)","v":0},{"$f":"IFERROR(INDEX(Perf_ConversionFactors_Submitter,MATCH(AS135,INDEX(Perf_ConversionFactors_Submitter,,1),0),H$88)/BV135,0)","v":0},{"$f":"IFERROR(BB135*BH135,0)","v":0},0,0,{"$f":"IFERROR(INDEX(Perf_ConversionFactors_Submitter,MATCH(AS135,INDEX(Perf_ConversionFactors_Submitter,,1),0),J$88),0)","v":0},{"$f":"BF135*BL135","v":0},{"$f":"BC135*BL135","v":0},{"$f":"BD135*BL135","v":0},{"$f":"IFERROR(INDEX(Perf_ConversionFactors_Submitter,MATCH(AS135,INDEX(Perf_ConversionFactors_Submitter,,1),0),I$88)/1000,0)","v":0},{"$f":"BF135*BP135","v":0},{"$f":"BC135*BP135","v":0},{"$f":"BD135*BP135","v":0},{"$f":"INDEX(ImportEndUsedata,AQ135,COLUMN(Import!$B$1))","v":0},{"$f":"IF(COUNTIF(Perf_End_Use_List,AR135),\"Yes\",\"No\")","v":"No"},{"$f":"INDEX(Ref_UnitConversions_Energy_Content_kBtu_Unit,IFERROR(MATCH(AS135&INDEX(Perf_ConversionFactors_Submitter,MATCH(AS135,INDEX(Perf_ConversionFactors_Submitter,,$E$88),0),$F$88),Ref_UnitConversions_Energy_Units_Lookup,0),MATCH(\"All\"&INDEX(Perf_ConversionFactors_Submitter,MATCH(AS135,INDEX(Perf_ConversionFactors_Submitter,,$E$88),0),$F$88),Ref_UnitConversions_Energy_Units_Lookup,0)),)/INDEX(Ref_UnitConversions_Energy_Content_kBtu_Unit,IFERROR(MATCH(AS135&AT135,Ref_UnitConversions_Energy_Units_Lookup,0),MATCH(\"All\"&AT135,Ref_UnitConversions_Energy_Units_Lookup,0)),)","v":{"$error":"#N/A"}}]
[7,null,1,null,{"$f":"\"% improvement beyond ASHRAE 90.1-\"&Lists_Modeling_Protocol_Year&\", excluding on-site renewable energy and exceptional calculations\"","v":{"$error":"#VALUE!"}},null,null,null,null,null,null,"-",{"$f":"IFERROR(IF(AM$26=0,\"n/a\",(M135-M130)/M135),\"-\")","v":"n/a"},{"$f":"IFERROR(IF(AN$26=0,\"n/a\",(N135-N130)/N135),\"-\")","v":"-"},{"$f":"IFERROR(IF(AO$26=0,\"n/a\",(O135-O130)/O135),\"-\")","v":"n/a"},{"$f":"IFERROR(IF(AP$26=0,\"n/a\",(P135-P130)/P135),\"-\")","v":"n/a"},null,null,null,null,null,null,null,null,null,null,null,null,null,null,null,{"$f":"IF(ISNUMBER(E83)=FALSE,\"None\",E83)","v":"None"},{"$f":"IF(ISNUMBER(F83)=FALSE,\"None\",F83)","v":"None"},"None","None","Renewable energy cap, set equal to None if no cap",null,null,null,null,null,null,null,null,null,null,null,null,null,null,null,null,null,null,null,null,null,null,{"$f":"IFERROR(INDEX(Perf_ConversionFactors_Submitter,MATCH(AS136,INDEX(Perf_ConversionFactors_Submitter,,1),0),G$88)/BV136,0)","v":0}]
[8,null,1,null,{"$f":"\"% improvement beyond ASHRAE 90.1-\"&Lists_Modeling_Protocol_Year&\", inclusive of on-site renewable energy and exceptional calculations\"","v":{"$error":"#VALUE!"}},null,null,null,null,null,null,"-",{"$f":"IFERROR(IF(AM$26=0,\"n/a\",(M135-M133)/M135),\"-\")","v":"n/a"},{"$f":"IFERROR(IF(AN$26=0,\"n/a\",(N135-N133)/N135),\"-\")","v":"-"},{"$f":"IFERROR(IF(AO$26=0,\"n/a\",(O135-O133)/O135),\"-\")","v":"n/a"},{"$f":"IFERROR(IF(AP$26=0,\"n/a\",(P135-P133)/P135),\"-\")","v":"n/a"},null,null,null,null,null,null,null,null,null,null,null,null,null,null,null,{"$f":"IF(ISNUMBER(I83)=FALSE,\"None\",I83)","v":"None"},{"$f":"IF(ISNUMBER(J83)=FALSE,\"None\",J83)","v":"None"},"None","None","Exceptional calc cap, set equal to None if no cap",null,null,null,null,null,null,null,null,null,null,null,null,null,null,null,null,null,null,null,null,null,null,{"$f":"IFERROR(INDEX(Perf_ConversionFactors_Submitter,MATCH(AS137,INDEX(Perf_ConversionFactors_Submitter,,1),0),G$88)/BV137,0)","v":0}]
[null,null,1,null,null,null,null,null,null,null,null,null,null,null,null,null,null,null,null,null,null,null,null,null,null,null,null,"Cost\n$","Site Energy\nMMBtu","Source\nEnergy\nMMBtu","GHG Emissions\nMetric Tons CO2 Equivalent","Cost Cap Applies?","Site Energy Cap Applies?","Source Energy Cap Applies?","GHG Cap Applies?",null,null,null,null,"EC helper 1",{"$f":"AF137*M134","v":{"$error":"#VALUE!"}},{"$f":"AG137*N134","v":{"$error":"#VALUE!"}},{"$error":"#VALUE!"},{"$error":"#VALUE!"},null,null,null,null,null,null,null,null,null,null,null,null,null,null,{"$f":"IFERROR(INDEX(Perf_ConversionFactors_Submitter,MATCH(AS138,INDEX(Perf_ConversionFactors_Submitter,,1),0),G$88)/BV138,0)","v":0}]
[null,null,1,null,{"$f":"IF(AF149=\"In progress\",\"In progress\",IF(AF149=\"Pass\",AD149,AE149))","v":"In progress"},null,null,null,null,null,null,null,null,null,null,null,null,null,null,null,null,null,null,null,null,null,null,{"$f":"INDEX(ImportsingleRowdata,2,COLUMN(Import!AU15))","v":0},{"$f":"INDEX(ImportsingleRowdata,2,COLUMN(Import!AV15))","v":0},{"$f":"INDEX(ImportsingleRowdata,2,COLUMN(Import!AW15))","v":0},{"$f":"INDEX(ImportsingleRowdata,2,COLUMN(Import!AX15))","v":0},{"$f":"IF(AF136=\"None\",0,IF(M135*AF$136<(AB139),1,0))","v":0},{"$f":"IF(AG136=\"None\",0,IF(N135*AG$136<(AC139),1,0))","v":0},0,0,"explicitly modeled in sim tool",null,null,null,"EC helper 2",{"$f":"AF137*M130","v":{"$error":"#VALUE!"}},{"$f":"AG137*N130","v":{"$error":"#VALUE!"}},{"$error":"#VALUE!"},{"$error":"#VALUE!"},null,null,null,null,null,null,null,null,null,null,null,null,null,null,{"$f":"IFERROR(INDEX(Perf_ConversionFactors_Submitter,MATCH(AS139,INDEX(Perf_ConversionFactors_Submitter,,1),0),G$88)/BV139,0)","v":0}]
[null,null,1,null,null,null,null,null,null,null,null,null,null,null,null,null,null,null,null,null,null,null,null,null,null,null,null,{"$f":"INDEX(ImportsingleRowdata,2,COLUMN(Import!AQ15))","v":0},{"$f":"INDEX(ImportsingleRowdata,2,COLUMN(Import!AR15))","v":0},{"$f":"INDEX(ImportsingleRowdata,2,COLUMN(Import!AS15))","v":0},{"$f":"INDEX(ImportsingleRowdata,2,COLUMN(Import!AT15))","v":0},{"$f":"IF(AF137=\"None\",0,IF(M130>=M135,0,IF(M132<AB140,1,0)))","v":0},{"$f":"IF(AG137=\"None\",0,IF(N130>=N135,0,IF(N132<AC140,1,0)))","v":0},0,0,"exceptional calcs excluding renewables",null,null,null,"EC helper 3",{"$f":"AO138-AO139","v":{"$error":"#VALUE!"}},{"$f":"AP138-AP139","v":{"$error":"#VALUE!"}},{"$error":"#VALUE!"},{"$error":"#VALUE!"},null,null,null,null,null,null,null,null,null,null,null,null,null,null,{"$f":"IFERROR(INDEX(Perf_ConversionFactors_Submitter,MATCH(AS140,INDEX(Perf_ConversionFactors_Submitter,,1),0),G$88)/BV140,0)","v":0}]
[null,null,1,null,{"$f":"IFERROR(IF($AI$141>0,\"Note 1: The contribution of renewable energy toward compliance was reduced to a percentage of the \"&IF(Lists_Modeling_Protocol=Lists_Section11,\"budget\",\"baseline\")&\" building performance, as required in \"&IF(Lists_Modeling_Protocol=Lists_Section11,\"90.1 Section 11.4.3.1\",\"90.1 Section 4.2.1\") &\" for the following metrics (if applicable): \"&$AD$153&$AE$153&$AF$153&$AG$153&$AH$153&$AI$153&$AJ$153&\". Please see Table 2 on the Project Performance tab for the renewable energy contribution caps of each metric.\",\"\"),\"\")","v":""},null,null,null,null,null,null,null,null,null,null,null,null,null,null,null,null,null,null,null,null,null,null,null,null,null,null,null,null,"Renewable cap triggered?",{"$f":"SUM(AF139:AI139)","v":0},null,null,null,null,"EC helper 4",{"$f":"1-AF137","v":{"$error":"#VALUE!"}},{"$f":"1-AG137","v":{"$error":"#VALUE!"}},{"$error":"#VALUE!"},{"$error":"#VALUE!"},null,null,null,null,null,null,null,null,null,null,null,null,null,null,{"$f":"IFERROR(INDEX(Perf_ConversionFactors_Submitter,MATCH(AS141,INDEX(Perf_ConversionFactors_Submitter,,1),0),G$88)/BV141,0)","v":0}]
[null,null,1,null,{"$f":"IFERROR(IF($AI$142>0,$AB$153&$AC$153,\"\"),\"\")","v":""},null,null,null,null,null,null,null,null,null,null,null,null,null,null,null,null,null,null,null,null,null,null,null,null,null,null,null,null,"Exceptional cap triggered nonren?",{"$f":"SUM(AF140:AI140)","v":0},null,null,null,null,"EC helper 5",{"$f":"AO140/AO141","v":{"$error":"#VALUE!"}},{"$f":"AP140/AP141","v":{"$error":"#VALUE!"}},{"$f":"AQ140/AQ141","v":{"$error":"#VALUE!"}},{"$f":"AR140/AR141","v":{"$error":"#VALUE!"}}]
[null,null,1]
[]
[]
[]
[]
[null,null,null,null,null,null,null,null,null,null,null,null,null,null,null,null,null,null,null,null,null,null,null,null,null,null,null,null,null,null,null,null,"SEEUPF"]
[null,null,null,null,null,null,null,null,null,null,null,null,null,null,null,null,null,null,null,null,null,null,null,null,null,null,null,null,null,{"$f":"\"PROJECT COMPLIES WITH PERFORMANCE REQUIREMENT. The design energy cost, site energy, source energy, and/or carbon emissions does not exceed the energy cost\"&\", site energy, source energy, and/or carbon emission of the adjusted baseline. The project complies with the performance requirement of \"&Perf_Submitter_Program_Selection&\"  via the Appendix G Performance Rating Method. Allowed metrics: \"&AO152","v":"PROJECT COMPLIES WITH PERFORMANCE REQUIREMENT. The design energy cost, site energy, source energy, and/or carbon emissions does not exceed the energy cost, site energy, source energy, and/or carbon emission of the adjusted baseline. The project complies with the performance requirement of CT ECB Energy Modeling Path 1 and Path 2  via the Appendix G Performance Rating Method. Allowed metrics: Site Energy"},{"$f":"\"PROJECT DOES NOT COMPLY WITH PERFORMANCE REQUIREMENT. The design energy cost, site energy, source energy, and/or carbon emissions exceeds the energy cost, site energy, source energy, and/or carbon emission of the adjusted baseline.\"&\" The project does not comply with the performance requirement of \"&Perf_Submitter_Program_Selection&\"  via the Appendix G Performance Rating Method. Allowed metrics: \"&AO152","v":"PROJECT DOES NOT COMPLY WITH PERFORMANCE REQUIREMENT. The design energy cost, site energy, source energy, and/or carbon emissions exceeds the energy cost, site energy, source energy, and/or carbon emission of the adjusted baseline. The project does not comply with the performance requirement of CT ECB Energy Modeling Path 1 and Path 2  via the Appendix G Performance Rating Method. Allowed metrics: Site Energy"},{"$f":"IF(SUM(M135:P135)=0,\"In progress\",IF(COUNTIF(AG150:AJ150,\"Pass\")>0,\"Pass\",\"Fail\"))","v":"In progress"},"Cost","Site Energy","Source Energy","Carbon Emissions"]
[null,null,null,null,null,null,null,null,null,null,null,null,null,null,null,null,null,null,null,null,null,null,null,null,null,null,null,null,null,null,null,null,{"$f":"IF(M136=\"n/a\",\"n/a\",IF(M130<=M135,\"Pass\",IF(M130>M135,\"Fail\",\"n/a\")))","v":"n/a"},{"$f":"IF(N136=\"n/a\",\"n/a\",IF(N130<=N135,\"Pass\",IF(N130>N135,\"Fail\",\"n/a\")))","v":"Pass"},{"$f":"IF(O136=\"n/a\",\"n/a\",IF(O130<=O135,\"Pass\",IF(O130>O135,\"Fail\",\"n/a\")))","v":"n/a"},{"$f":"IF(P136=\"n/a\",\"n/a\",IF(P130<=P135,\"Pass\",IF(P130>P135,\"Fail\",\"n/a\")))","v":"n/a"}]
[]
[null,null,null,null,null,null,null,null,null,null,null,null,null,null,null,null,null,null,null,null,null,null,null,null,null,null,null,null,null,null,null,"Applicable metrics:",{"$f":"IF(AG150<>\"n/a\",AG149,\"\")","v":""},{"$f":"IF(ISERROR(SEARCH(\"LEED\",Lists_Default_Selection,1))=FALSE,\"\",IF(AH150<>\"n/a\",AH149,\"\"))","v":"Site Energy"},{"$f":"IF(ISERROR(SEARCH(\"LEED\",Lists_Default_Selection,1))=FALSE,\"\",IF(AI150<>\"n/a\",AI149,\"\"))","v":""},{"$f":"IF(AJ150<>\"n/a\",AJ149,\"\")","v":""},null,{"$f":"IF(AND(AG152<>\"\",OR(AH152<>\"\",AI152<>\"\",AJ152<>\"\")),\", \",\"\")","v":""},{"$f":"IF(AND(AH152<>\"\",OR(AI152<>\"\",AJ152<>\"\")),\", \",\"\")","v":""},{"$f":"IF(AND(AI152<>\"\",AJ152<>\"\"),\", \",\"\")","v":""},{"$f":"AG152&AL152&AH152&AM152&AI152&AN152&AJ152","v":"Site Energy"}]
[null,null,null,null,null,null,null,null,null,null,null,null,null,null,null,null,null,null,null,null,null,null,null,null,null,null,null,{"$f":"\"Note \"&AB154&\": Based on 90.1 Section G2.5, the total savings documented with the exceptional calculation methods cannot constitute more than \"&TEXT(AF137,\"0%\")& \" of the difference between the baseline building performance and the proposed building performance.\"& \" Please see Table 2 on the Project Performance tab for the exceptional contribution caps of each metric.\"","v":"Note 1: Based on 90.1 Section G2.5, the total savings documented with the exceptional calculation methods cannot constitute more than None of the difference between the baseline building performance and the proposed building performance. Please see Table 2 on the Project Performance tab for the exceptional contribution caps of each metric."},{"$f":"\"The savings reported on the Exceptional Calculations tab exceed this limit and were reduced to meet this 90.1 requirement for the following metrics (if applicable): \"&AD154&AE154&AF154&AG154&AH154&AI154&AJ154","v":"The savings reported on the Exceptional Calculations tab exceed this limit and were reduced to meet this 90.1 requirement for the following metrics (if applicable): "},{"$f":"IF(AF139=1,\"Cost\",\"\")","v":""},{"$f":"IF(AND(AD153<>\"\",OR(AF153<>\"\",AH153<>\"\",AJ153<>\"\")),\", \",\"\")","v":""},{"$f":"IF(AG139=1,\"Site Energy\",\"\")","v":""},{"$f":"IF(AND(AF153<>\"\",OR(AH153<>\"\",AJ153<>\"\")),\", \",\"\")","v":""},{"$f":"IF(AH139=1,\"Source Energy\",\"\")","v":""},{"$f":"IF(AND(AH153<>\"\",AJ153<>\"\"),\", \",\"\")","v":""},{"$f":"IF(AI139=1,\"GHG Emissions\",\"\")","v":""}]
[null,null,null,null,null,null,null,null,null,null,null,null,null,null,null,null,null,null,null,null,null,null,null,null,null,null,null,{"$f":"IF(Q131=\"\",1,2)","v":1},null,{"$f":"IF(AF140=1,\"Cost\",\"\")","v":""},{"$f":"IF(AND(AD154<>\"\",OR(AF154<>\"\",AH154<>\"\",AJ154<>\"\")),\", \",\"\")","v":""},{"$f":"IF(AG140=1,\"Site Energy\",\"\")","v":""},{"$f":"IF(AND(AF154<>\"\",OR(AH154<>\"\",AJ154<>\"\")),\", \",\"\")","v":""},{"$f":"IF(AH140=1,\"Source Energy\",\"\")","v":""},{"$f":"IF(AND(AH154<>\"\",AJ154<>\"\"),\", \",\"\")","v":""},{"$f":"IF(AI140=1,\"GHG Emissions\",\"\")","v":""}]

{"sheet":"Performance by End Use & Fuel","index":13,"n_rows":219,"n_cols":53,"rows_kept":219,"cut":false,"hidden":true,"merged":[[183,15,183,16],[184,15,184,16],[180,11,180,12],[180,13,180,14],[181,17,181,18],[181,19,181,20],[181,21,181,22],[182,11,182,12],[182,13,182,14],[182,17,182,18],[182,19,182,20],[182,21,182,22],[180,15,180,16],[181,15,181,16],[182,15,182,16],[180,17,180,18],[180,19,180,20],[183,11,183,12],[183,13,183,14],[183,17,183,18],[183,19,183,20],[183,21,183,22],[184,11,184,12],[184,13,184,14],[190,21,190,22],[191,11,191,12],[191,13,191,14],[191,15,191,16],[191,17,191,18],[191,19,191,20],[191,21,191,22],[187,19,187,20],[187,21,187,22],[188,15,188,16],[188,17,188,18],[188,19,188,20],[188,21,188,22],[189,13,189,14],[189,15,189,16],[189,17,189,18],[189,19,189,20],[189,21,189,22],[184,17,184,18],[184,19,184,20],[184,21,184,22],[180,21,180,22],[181,11,181,12],[181,13,181,14],[217,21,217,22],[204,11,204,12],[204,13,204,14],[204,15,204,16],[204,17,204,18],[204,19,204,20],[204,21,204,22],[205,11,205,12],[205,13,205,14],[205,15,205,16],[205,17,205,18],[205,19,205,20],[205,21,205,22],[206,11,206,12],[206,13,206,14],[206,15,206,16],[206,17,206,18],[206,19,206,20],[208,17,208,18],[208,19,208,20],[208,21,208,22],[216,13,216,14],[217,13,217,14],[213,15,213,16],[213,17,213,18],[213,19,213,20],[213,21,213,22],[214,15,214,16],[214,17,214,18],[214,19,214,20],[214,21,214,22],[215,15,215,16],[215,17,215,18],[215,19,215,20],[215,21,215,22],[216,15,216,16],[216,17,216,18],[216,19,216,20],[216,21,216,22],[217,15,217,16],[217,17,217,18],[217,19,217,20],[213,13,213,14],[214,13,214,14],[215,13,215,14],[213,7,213,8],[214,7,214,8],[215,7,215,8],[216,7,216,8],[217,7,217,8],[213,11,213,12],[214,11,214,12],[215,11,215,12],[216,11,216,12],[217,11,217,12],[216,9,216,10],[217,9,217,10],[68,11,68,12],[178,11,178,12],[186,11,186,12],[194,11,194,12],[188,7,188,8],[189,7,189,8],[190,7,190,8],[191,7,191,8],[192,7,192,8],[188,11,188,12],[189,11,189,12],[190,11,190,12],[179,9,179,10],[181,7,181,8],[182,7,182,8],[183,7,183,8],[184,7,184,8],[179,7,179,8],[187,7,187,8],[192,11,192,12],[180,7,180,8],[4,4,4,24],[8,4,8,24],[9,4,9,24],[10,4,10,24],[11,4,11,24],[12,4,12,24],[13,4,13,24],[16,4,16,24],[17,4,17,24],[5,4,5,24],[6,4,6,24],[7,4,7,24],[20,4,20,16],[35,23,36,23],[28,5,28,7],[23,8,23,10],[24,8,24,10],[25,8,25,10],[26,8,26,10],[27,8,27,10],[28,8,28,10],[25,5,25,7],[26,5,26,7],[27,5,27,7],[35,5,36,5],[35,8,35,13],[23,11,23,13],[35,19,36,19],[35,20,36,20],[35,21,36,21],[35,22,36,22],[32,11,32,13],[24,14,24,16],[25,14,25,16],[26,14,26,16],[27,14,27,16],[35,4,36,4],[35,14,36,14],[35,15,36,15],[35,16,36,16],[35,17,36,17],[35,18,36,18],[24,5,24,7],[23,5,23,7],[23,14,23,16],[24,11,24,13],[25,11,25,13],[26,11,26,13],[28,14,28,16],[27,11,27,13],[28,11,28,13],[31,11,31,13],[31,5,31,7],[31,8,31,10],[32,5,32,7],[32,8,32,10],[34,11,34,12],[179,31,179,32],[180,9,180,10],[181,9,181,10],[182,9,182,10],[183,9,183,10],[184,9,184,10],[207,21,207,22],[198,19,198,20],[198,21,198,22],[199,11,199,12],[199,13,199,14],[199,17,199,18],[199,19,199,20],[199,21,199,22],[200,11,200,12],[200,13,200,14],[200,17,200,18],[200,19,200,20],[200,21,200,22],[188,13,188,14],[203,31,203,32],[206,21,206,22],[207,11,207,12],[207,13,207,14],[212,31,212,32],[210,11,210,12],[212,17,212,18],[203,17,203,18],[179,11,179,12],[213,9,213,10],[214,9,214,10],[215,9,215,10],[208,9,208,10],[203,9,203,10],[204,9,204,10],[187,9,187,10],[188,9,188,10],[200,9,200,10],[197,9,197,10],[198,9,198,10],[195,9,195,10],[196,9,196,10],[191,9,191,10],[192,9,192,10],[189,9,189,10],[190,9,190,10],[179,15,179,16],[187,31,187,32],[195,31,195,32],[14,4,14,24],[15,4,15,24],[179,5,179,6],[179,17,179,18],[180,5,180,6],[181,5,181,6],[182,5,182,6],[183,5,183,6],[184,5,184,6],[187,5,187,6],[188,5,188,6],[189,5,189,6],[190,5,190,6],[191,5,191,6],[192,5,192,6],[195,5,195,6],[187,11,187,12],[187,13,187,14],[187,15,187,16],[187,17,187,18],[179,13,179,14],[179,19,179,20],[179,21,179,22],[212,5,212,6],[213,5,213,6],[214,5,214,6],[215,5,215,6],[216,5,216,6],[217,5,217,6],[196,5,196,6],[197,5,197,6],[198,5,198,6],[199,5,199,6],[200,5,200,6],[203,5,203,6],[204,5,204,6],[205,5,205,6],[206,5,206,6],[208,7,208,8],[205,9,205,10],[206,9,206,10],[207,9,207,10],[207,15,207,16],[198,11,198,12],[198,13,198,14],[198,15,198,16],[207,5,207,6],[208,5,208,6],[208,11,208,12],[208,13,208,14],[208,15,208,16],[196,7,196,8],[197,7,197,8],[198,7,198,8],[199,7,199,8],[200,7,200,8],[204,7,204,8],[205,7,205,8],[206,7,206,8],[207,7,207,8],[192,13,192,14],[190,13,190,14],[190,15,190,16],[190,17,190,18],[190,19,190,20],[203,19,203,20],[203,21,203,22],[212,11,212,12],[212,13,212,14],[212,15,212,16],[212,19,212,20],[212,21,212,22],[207,17,207,18],[207,19,207,20],[197,17,197,18],[197,19,197,20],[197,21,197,22],[198,17,198,18],[192,15,192,16],[192,17,192,18],[192,19,192,20],[192,21,192,22],[196,15,196,16],[197,15,197,16],[195,7,195,8],[203,7,203,8],[212,7,212,8],[195,11,195,12],[195,13,195,14],[195,15,195,16],[195,17,195,18],[195,19,195,20],[195,21,195,22],[199,15,199,16],[200,15,200,16],[196,11,196,12],[196,13,196,14],[196,17,196,18],[196,19,196,20],[196,21,196,22],[197,11,197,12],[197,13,197,14],[202,11,202,12],[203,11,203,12],[203,13,203,14],[203,15,203,16],[199,9,199,10],[212,9,212,10]]}
[null,null,null,null,"Performance By End Use and Fuel"]
[]
[]
[null,null,null,null,"Table of Contents"]
[1,null,{"$f":"IF(OR(Lists_Renewable_Energy=\"Yes\", Lists_Exceptional_Calcs=\"Yes\"),1,5/0)","v":{"$error":"#DIV/0!"}},null,{"$f":"PerfbyEndUse_Table1_Header","v":"Baseline and Proposed Design Energy by End-use Including Exceptional Calculations and Renewable Energy"}]
[2,null,{"$f":"IF(OR(Lists_Renewable_Energy=\"Yes\", Lists_Exceptional_Calcs=\"Yes\"),1,5/0)","v":{"$error":"#DIV/0!"}},null,{"$f":"PerfbyEndUse_Table1a_Header","v":"Table 1a: Exceptional Calculations and Renewable Energy Savings Entered in Companion Tool Table 1c"}]
[3,null,{"$f":"IF(OR(Lists_Renewable_Energy=\"Yes\", Lists_Exceptional_Calcs=\"Yes\"),1,5/0)","v":{"$error":"#DIV/0!"}},null,{"$f":"PerfbyEndUse_Table1b_Header","v":"Table 1b: Exceptional Calculations and Renewable Energy Savings Imported from Compliance Form"}]
[4,null,{"$f":"IF(OR(Lists_Renewable_Energy=\"Yes\", Lists_Exceptional_Calcs=\"Yes\"),1,5/0)","v":{"$error":"#DIV/0!"}},null,{"$f":"PerfbyEndUse_Table1c_Header","v":"Table 1c: Baseline and Proposed Design Energy by End-use Including Exceptional Calculations and Renewable Energy"}]
[5,null,{"$f":"IF($AG$25=0,5/0,1)","v":1},null,{"$f":"PerfbyEndUse_Table2_Header","v":"Table 2: Energy Consumption and Savings by Fuel and End Use Excluding Exceptional Calculations and Renewable Energy"}]
[6,null,{"$f":"IF(AND(OR($AG$25=\"X\",$AG$25=\"x\"),Lists_Exceptional_Calcs=\"Yes\"),1,5/0)","v":{"$error":"#DIV/0!"}},null,{"$f":"PerfbyEndUse_Table3_Header","v":"Table 3: Energy Consumption and Savings by Fuel and End Use Including Exceptional Calculations Without Cap"}]
[7,null,{"$f":"IF(AND(OR($AG$25=\"X\",$AG$25=\"x\"),Lists_Exceptional_Calcs=\"Yes\"),1,5/0)","v":{"$error":"#DIV/0!"}},null,{"$f":"PerfbyEndUse_Table4_Header","v":"Table 4: Energy Consumption and Savings by Fuel and End Use Including Exceptional Calculations With Cap Applied"}]
[8,null,{"$f":"IF(AND(OR($AG$25=\"X\",$AG$25=\"x\"),Lists_Exceptional_Calcs=\"Yes\",Lists_Renewable_Energy=\"Yes\"),1,5/0)","v":{"$error":"#DIV/0!"}},null,{"$f":"PerfbyEndUse_Table5_Header","v":"Table 5: Energy Consumption and Savings by Fuel and End Use Including Exceptional Calculations and Renewable Energy Without Cap"}]
[9,null,{"$f":"IF(AND(OR($AG$25=\"X\",$AG$25=\"x\"),Lists_Exceptional_Calcs=\"Yes\",Lists_Renewable_Energy=\"Yes\"),1,5/0)","v":{"$error":"#DIV/0!"}},null,{"$f":"PerfbyEndUse_Table6_Header","v":"Table 6: Energy Consumption and Savings by Fuel and End Use Including Exceptional Calculations and Renewable Energy With Cap Applied"}]
[10,null,{"$f":"IF($AH$25=0,5/0,1)","v":1},null,{"$f":"PerfbyEndUse_Table7_Header","v":"Table 7: Site Energy Savings by Fuel Excluding Renewable Energy and Exceptional Calculations"}]
[11,null,{"$f":"IF(AND(OR($AH$25=\"X\",$AH$25=\"x\"),Lists_Exceptional_Calcs=\"Yes\"),1,5/0)","v":{"$error":"#DIV/0!"}},null,{"$f":"PerfbyEndUse_Table8_Header","v":"Table 8: Site Energy Savings by Fuel Including Exceptional Calculations Without Cap"}]
[12,null,{"$f":"IF(AND(OR($AH$25=\"X\",$AH$25=\"x\"),Lists_Exceptional_Calcs=\"Yes\"),1,5/0)","v":{"$error":"#DIV/0!"}},null,{"$f":"PerfbyEndUse_Table9_Header","v":"Table 9: Site Energy Savings by Fuel Including Exceptional Calculations With Cap Applied"}]
[13,null,{"$f":"IF(AND(OR($AH$25=\"X\",$AH$25=\"x\"),Lists_Exceptional_Calcs=\"Yes\",Lists_Renewable_Energy=\"Yes\"),1,5/0)","v":{"$error":"#DIV/0!"}},null,{"$f":"PerfbyEndUse_Table10_Header","v":"Table 10: Site Energy Savings by Fuel Including Renewable Energy and Exceptional Calculations Without Cap"}]
[14,null,{"$f":"IF(AND(OR($AH$25=\"X\",$AH$25=\"x\"),Lists_Exceptional_Calcs=\"Yes\",Lists_Renewable_Energy=\"Yes\"),1,5/0)","v":{"$error":"#DIV/0!"}},null,{"$f":"PerfbyEndUse_Table11_Header","v":"Table 11: Site Energy Savings by Fuel Including Renewable Energy and Exceptional Calculations With Cap"}]
[]
[null,null,{"$f":"IF(OR(Lists_Renewable_Energy=\"Yes\", Lists_Exceptional_Calcs=\"Yes\"),1,5/0)","v":{"$error":"#DIV/0!"}},null,"Baseline and Proposed Design Energy by End-use Including Exceptional Calculations and Renewable Energy"]
[null,null,{"$f":"IF(OR(Lists_Renewable_Energy=\"Yes\", Lists_Exceptional_Calcs=\"Yes\"),1,5/0)","v":{"$error":"#DIV/0!"}},null,"Instructions\nAll instructions below are for projects in which renewable energy and exceptional calculations are applicable. No action is required in Tables 1a, b and c otherwise. Each individual instruction is only relevant if applicable.\n1. If there is a yellow cell, enter uncapped PV savings in Table 1b. With the exception of entering uncapped PV savings when the cell is yellow, Tables 1a and 1b are for reference only. Red text in Table 1a indicates that the savings entered in Table 1c differs from what was entered in the Compliance Form by more than 0.5%.\n2. Enter exceptional calculations savings by end-use by energy source excluding any caps in Table 1c in column O.\n3. Enter renewable energy savings  by end-use by energy source excluding any caps in Table 1c in column T. Only enter renewable energy where the end-use offset is known (i.e., not PV)."]
[null,null,{"$f":"IF(OR(Lists_Renewable_Energy=\"Yes\", Lists_Exceptional_Calcs=\"Yes\"),1,5/0)","v":{"$error":"#DIV/0!"}}]
[null,null,{"$f":"IF(OR(Lists_Renewable_Energy=\"Yes\", Lists_Exceptional_Calcs=\"Yes\"),1,5/0)","v":{"$error":"#DIV/0!"}},null,"Table 1a: Exceptional Calculations and Renewable Energy Savings Entered in Companion Tool Table 1c"]
[null,null,{"$f":"IF(OR(Lists_Renewable_Energy=\"Yes\", Lists_Exceptional_Calcs=\"Yes\"),1,5/0)","v":{"$error":"#DIV/0!"}},null,"Energy Source","Exceptional Calculations Savings Without Cap (MMBtu)",null,null,{"$f":"IF(ISNUMBER(INDEX(Perf_RE_EXCalcs_Table_Submitter,,'Project Performance'!$J$80)), \"Exceptional Calculations Savings Including \" & INDEX(Perf_RE_EXCalcs_Table_Submitter,,'Project Performance'!$J$80)*100 & \"% Cap (MMBtu)\", \"Exceptional Calculation Savings Including 100% Cap (MMBtu)\")","v":"Exceptional Calculation Savings Including 100% Cap (MMBtu)"},null,null,"Renewable Energy Savings Without Cap (MMBtu)",null,null,{"$f":"IF(ISNUMBER(INDEX(Perf_RE_EXCalcs_Table_Submitter,,'Project Performance'!$F$80)), \"Renewable Energy Savings Including \" & INDEX(Perf_RE_EXCalcs_Table_Submitter,,'Project Performance'!$F$80)*100 & \"% Cap (MMBtu)\", \"Renewable Energy Savings Including 100% Cap (MMBtu)\")","v":"Renewable Energy Savings Including 100% Cap (MMBtu)"},null,null,null,null,null,null,null,null,null,null,null,null,null,null,null,null,null,"savings by end use?","Savings by fuel?"]
[1,null,{"$f":"IF(AND(OR(Lists_Renewable_Energy=\"Yes\", Lists_Exceptional_Calcs=\"Yes\"),E25<>0),1,5/0)","v":{"$error":"#DIV/0!"}},null,{"$f":"IFERROR(INDEX(ImportCostdata,A25+1,COLUMN(Import!$A$1)),0)","v":0},{"$f":"SUMIF($G$38:$G$67,E25,$P$38:$P$67)","v":0},null,null,{"$f":"SUMIF($G$38:$G$67,E25,$Q$38:$Q$67)","v":0},null,null,{"$f":"SUMIF($G$38:$G$67,E25,$U$38:$U$67)","v":0},null,null,{"$f":"SUMIF($G$38:$G$67,E25,$V$38:$V$67)","v":0},null,null,{"$f":"IF(OR(SUM($F$25:$H$29)>$E$33+$E$33*0.005,SUM($F$25:$H$29)<$E$33-$E$33*0.005,SUM($L$25:$N$29)>$F$33+$F$33*0.005,SUM($L$25:$N$29)<$F$33-$F$33*0.005),\"Exceptional Calculation or Renewable Energy savings entered in Table 1c differ from what was entered in the Compliance Form by more than 0.5%. Please revise entries in Table 1c.\",\"\")","v":""},null,null,null,null,null,null,null,null,null,null,null,null,null,null,{"$f":"INDEX(ProgSetup_PerfCalcs_Hide_Unhide,MATCH(Perf_Submitter_Program_Selection,ProgSetup_Program_List,0)+1,'Program Set-Up'!AD15)","v":"X"},{"$f":"INDEX(ProgSetup_PerfCalcs_Hide_Unhide,MATCH(Perf_Submitter_Program_Selection,ProgSetup_Program_List,0)+1,'Program Set-Up'!AC15)","v":"X"}]
[2,null,{"$f":"IF(AND(OR(Lists_Renewable_Energy=\"Yes\", Lists_Exceptional_Calcs=\"Yes\"),E26<>0),1,5/0)","v":{"$error":"#DIV/0!"}},null,{"$f":"IFERROR(INDEX(ImportCostdata,A26+1,COLUMN(Import!$A$1)),0)","v":0},{"$f":"SUMIF($G$38:$G$67,E26,$P$38:$P$67)","v":0},null,null,{"$f":"SUMIF($G$38:$G$67,E26,$Q$38:$Q$67)","v":0},null,null,{"$f":"SUMIF($G$38:$G$67,E26,$U$38:$U$67)","v":0},null,null,{"$f":"SUMIF($G$38:$G$67,E26,$V$38:$V$67)","v":0},null,null,{"$f":"IF(OR(SUM($F$25:$H$29)>$E$33+$E$33*0.005,SUM($F$25:$H$29)<$E$33-$E$33*0.005,SUM($L$25:$N$29)>$F$33+$F$33*0.005,SUM($L$25:$N$29)<$F$33-$F$33*0.005),\"Exceptional Calculation or Renewable Energy savings entered in Table 1c differ from what was entered in the Compliance Form by more than 0.5%. Please revise entries in Table 1c.\",\"\")","v":""}]
[3,null,{"$f":"IF(AND(OR(Lists_Renewable_Energy=\"Yes\", Lists_Exceptional_Calcs=\"Yes\"),E27<>0),1,5/0)","v":{"$error":"#DIV/0!"}},null,{"$f":"IFERROR(INDEX(ImportCostdata,A27+1,COLUMN(Import!$A$1)),0)","v":0},0,null,null,0,null,null,0,null,null,0,null,null,""]
[4,null,{"$f":"IF(AND(OR(Lists_Renewable_Energy=\"Yes\", Lists_Exceptional_Calcs=\"Yes\"),E28<>0),1,5/0)","v":{"$error":"#DIV/0!"}},null,{"$f":"IFERROR(INDEX(ImportCostdata,A28+1,COLUMN(Import!$A$1)),0)","v":0},0,null,null,0,null,null,0,null,null,0,null,null,""]
[5,null,{"$f":"IF(AND(OR(Lists_Renewable_Energy=\"Yes\", Lists_Exceptional_Calcs=\"Yes\"),E29<>0),1,5/0)","v":{"$error":"#DIV/0!"}},null,{"$f":"IFERROR(INDEX(ImportCostdata,A29+1,COLUMN(Import!$A$1)),0)","v":0},0,null,null,0,null,null,0,null,null,0,null,null,""]
[null,null,{"$f":"IF(OR(Lists_Renewable_Energy=\"Yes\", Lists_Exceptional_Calcs=\"Yes\"),1,5/0)","v":{"$error":"#DIV/0!"}}]
[null,null,{"$error":"#DIV/0!"},null,"Table 1b: Exceptional Calculations and Renewable Energy Savings Imported from Compliance Form"]
[null,null,{"$error":"#DIV/0!"},null,"Exceptional Calculations Savings Without Cap from Compliance Form (MMBtu)",{"$f":"IF(Import!$BG$16<>\"\",\"Renewables Energy Savings Excluding PV Savings from Compliance Form without Cap (MMBtu)\",\"Renewables Energy Savings Excluding PV Savings from Compliance Form without Cap (MMBtu)\"&CHAR(10)&\"Only Populates Accurately after \"\"PV Savings without Cap (MMBtu)\"\" is Populated\")","v":"Renewables Energy Savings Excluding PV Savings from Compliance Form without Cap (MMBtu)\nOnly Populates Accurately after \"PV Savings without Cap (MMBtu)\" is Populated"},null,null,"PV Savings without Cap (MMBtu)",null,null,"Total Renewable (Including PV) Savings with Cap from Compliance Form (MMBtu)"]
[null,null,{"$error":"#DIV/0!"},null,{"$f":"INDEX(ImportsingleRowdata,2,COLUMN(Import!AR15))","v":0},{"$f":"INDEX(ImportsingleRowdata,2,COLUMN(Import!AV15))-I33","v":0},null,null,{"$f":"IFERROR(INDEX(ImportsingleRowdata,2,COLUMN(Import!$AZ$1)),0)","v":0},null,null,{"$f":"INDEX(ImportsingleRowdata,2,COLUMN(Import!V15))","v":0}]
[null,null,{"$error":"#DIV/0!"},null,null,null,null,null,null,null,null,null,null,null,null,null,null,null,null,null,null,null,null,null,null,null,null,null,null,null,null,null,null,"0°","90°","180°","270°"]
[null,null,{"$error":"#DIV/0!"},null,"Table 1c: Baseline and Proposed Design Energy by End-use Including Exceptional Calculations and Renewable Energy",null,null,null,null,null,null,"Back to Table of Contents"]
[null,null,{"$error":"#DIV/0!"},null,"End-Use","Unregu-\nlated?",null,null,"Site Energy Use",null,null,null,null,null,"Exceptional Calculations Savings by End-Use by Energy Source (in units of Energy Type)","Exceptional Calculations Savings in MMBtu (uncapped)","Exceptional Calculations Savings in MMBtu (capped)","Proposed Design with Exceptional Calculation Savings in MMBtu (uncapped)","Proposed Design with Exceptional Calculation Savings in MMBtu (capped)","Renewable Energy Savings by End-Use by Energy Source (in units of Energy Type)","Renewable Energy Savings in MMBtu (uncapped)","Renewable Energy Savings in MMBtu (capped)","Proposed Design with Renewable Energy Savings in MMBtu (uncapped)","Proposed Design with Renewable Energy Savings in MMBtu (capped)"]
[null,null,{"$error":"#DIV/0!"},null,null,null,"Energy Type","Energy Use Units",{"$f":"IF(Lists_Modeling_Protocol=Lists_Section11,CONCATENATE(\"Budget \", AH34,\" rotation\"),CONCATENATE(\"Baseline \", AH34,\" rotation\"))","v":"Baseline 0° rotation"},{"$f":"IF(Lists_Modeling_Protocol=Lists_Section11,CONCATENATE(\"Budget \", AI34,\" rotation\"),CONCATENATE(\"Baseline \", AI34,\" rotation\"))","v":"Baseline 90° rotation"},{"$f":"IF(Lists_Modeling_Protocol=Lists_Section11,CONCATENATE(\"Budget \", AJ34,\" rotation\"),CONCATENATE(\"Baseline \", AJ34,\" rotation\"))","v":"Baseline 180° rotation"},{"$f":"IF(Lists_Modeling_Protocol=Lists_Section11,CONCATENATE(\"Budget \", AK34,\" rotation\"),CONCATENATE(\"Baseline \", AK34,\" rotation\"))","v":"Baseline 270° rotation"},{"$f":"IF(Lists_Modeling_Protocol=Lists_Section11,\"Budget Design\",\"Baseline Design\")","v":"Baseline Design"},"Proposed Design",null,null,null,null,null,null,null,null,null,null,null,null,null,null,null,null,null,null,"baseline in MMBtu conversion"]
[1,null,{"$f":"IF(AND(OR(Lists_Renewable_Energy=\"Yes\", Lists_Exceptional_Calcs=\"Yes\"),E38<>0),1,5/0)","v":{"$error":"#DIV/0!"}},null,{"$f":"INDEX(Perf_End_Use_Results_Table,A38,'Project Performance'!$AR$102)","v":0},{"$f":"IF(INDEX(Perf_End_Use_Results_Table,A38,'Project Performance'!$BT$102)=0,\"\",\"X\")","v":""},{"$f":"INDEX(Perf_End_Use_Results_Table,A38,'Project Performance'!$AS$102)","v":0},{"$f":"INDEX(Perf_End_Use_Results_Table,A38,'Project Performance'!$AT$102)","v":0},{"$f":"INDEX(Perf_End_Use_Results_Table,$A38,'Project Performance'!AU$102)","v":0},{"$f":"INDEX(Perf_End_Use_Results_Table,$A38,'Project Performance'!AV$102)","v":0},{"$f":"INDEX(Perf_End_Use_Results_Table,$A38,'Project Performance'!AW$102)","v":0},{"$f":"INDEX(Perf_End_Use_Results_Table,$A38,'Project Performance'!AX$102)","v":0},{"$f":"IFERROR(AVERAGEIF(I38:L38,\"<>0\",I38:L38),0)","v":0},{"$f":"INDEX(Perf_End_Use_Results_Table,$A38,'Project Performance'!BB$102)","v":0},null,{"$f":"O38*INDEX(Perf_End_Use_Results_Table,$A38,'Project Performance'!BA$102)/1000","v":0},{"$f":"IFERROR(MIN(P38*INDEX(Perf_ComplianceCalculations,'Project Performance'!$A$108,'Project Performance'!$N$102)/SUM($P$38:$P$67),P38),\"\")","v":""},{"$f":"IFERROR(MAX((N38*INDEX(Perf_End_Use_Results_Table,$A38,'Project Performance'!BA$102)/1000)-P38,0),\"\")","v":0},{"$f":"IFERROR(MAX((N38*INDEX(Perf_End_Use_Results_Table,$A38,'Project Performance'!BA$102)/1000)-Q38,0),\"\")","v":""},null,{"$f":"T38*INDEX(Perf_End_Use_Results_Table,$A38,'Project Performance'!BA$102)/1000","v":0},{"$f":"IFERROR(MIN(U38*INDEX(Perf_ComplianceCalculations,'Project Performance'!$A$106,'Project Performance'!$N$102)/SUM($U$38:$U$67),U38),\"\")","v":""},{"$f":"(N38*INDEX(Perf_End_Use_Results_Table,$A38,'Project Performance'!BA$102)/1000)-U38","v":0},{"$f":"IFERROR((N38*INDEX(Perf_End_Use_Results_Table,$A38,'Project Performance'!BA$102)/1000)-V38,\"\")","v":""},null,null,null,null,null,null,null,null,{"$f":"IFERROR(INDEX(Ref_UnitConversions_Energy_Content_kBtu_Unit, IFERROR(MATCH(G38&H38,Ref_UnitConversions_Energy_Units_Lookup,0),MATCH(\"All\"&H38,Ref_UnitConversions_Energy_Units_Lookup,0)),),0)","v":0},null,null,null,null,null,null,null,null,null,null,null,{"$f":"IF(COUNTIF(Ref_Lists_EndUse_Defaults,E38),E38,IF(F38=\"X\", \"Other unregulated\",\"Other regulated\"))","v":"Other regulated"},{"$f":"E38&G38","v":"00"}]
[2,null,{"$error":"#DIV/0!"},null,{"$f":"INDEX(Perf_End_Use_Results_Table,A39,'Project Performance'!$AR$102)","v":0},{"$f":"IF(INDEX(Perf_End_Use_Results_Table,A39,'Project Performance'!$BT$102)=0,\"\",\"X\")","v":""},{"$f":"INDEX(Perf_End_Use_Results_Table,A39,'Project Performance'!$AS$102)","v":0},{"$f":"INDEX(Perf_End_Use_Results_Table,A39,'Project Performance'!$AT$102)","v":0},{"$f":"INDEX(Perf_End_Use_Results_Table,$A39,'Project Performance'!AU$102)","v":0},{"$f":"INDEX(Perf_End_Use_Results_Table,$A39,'Project Performance'!AV$102)","v":0},{"$f":"INDEX(Perf_End_Use_Results_Table,$A39,'Project Performance'!AW$102)","v":0},{"$f":"INDEX(Perf_End_Use_Results_Table,$A39,'Project Performance'!AX$102)","v":0},{"$f":"IFERROR(AVERAGEIF(I39:L39,\"<>0\",I39:L39),0)","v":0},{"$f":"INDEX(Perf_End_Use_Results_Table,$A39,'Project Performance'!BB$102)","v":0},null,{"$f":"O39*INDEX(Perf_End_Use_Results_Table,$A39,'Project Performance'!BA$102)/1000","v":0},{"$f":"IFERROR(MIN(P39*INDEX(Perf_ComplianceCalculations,'Project Performance'!$A$108,'Project Performance'!$N$102)/SUM($P$38:$P$67),P39),\"\")","v":""},{"$f":"IFERROR(MAX((N39*INDEX(Perf_End_Use_Results_Table,$A39,'Project Performance'!BA$102)/1000)-P39,0),\"\")","v":0},{"$f":"IFERROR(MAX((N39*INDEX(Perf_End_Use_Results_Table,$A39,'Project Performance'!BA$102)/1000)-Q39,0),\"\")","v":""},null,{"$f":"T39*INDEX(Perf_End_Use_Results_Table,$A39,'Project Performance'!BA$102)/1000","v":0},{"$f":"IFERROR(MIN(U39*INDEX(Perf_ComplianceCalculations,'Project Performance'!$A$106,'Project Performance'!$N$102)/SUM($U$38:$U$67),U39),\"\")","v":""},{"$f":"(N39*INDEX(Perf_End_Use_Results_Table,$A39,'Project Performance'!BA$102)/1000)-U39","v":0},{"$f":"IFERROR((N39*INDEX(Perf_End_Use_Results_Table,$A39,'Project Performance'!BA$102)/1000)-V39,\"\")","v":""},null,null,null,null,null,null,null,null,{"$f":"IFERROR(INDEX(Ref_UnitConversions_Energy_Content_kBtu_Unit, IFERROR(MATCH(G39&H39,Ref_UnitConversions_Energy_Units_Lookup,0),MATCH(\"All\"&H39,Ref_UnitConversions_Energy_Units_Lookup,0)),),0)","v":0},null,null,null,null,null,null,null,null,null,null,null,"Other regulated",{"$f":"E39&G39","v":"00"}]
[3,null,{"$error":"#DIV/0!"},null,{"$f":"INDEX(Perf_End_Use_Results_Table,A40,'Project Performance'!$AR$102)","v":0},{"$f":"IF(INDEX(Perf_End_Use_Results_Table,A40,'Project Performance'!$BT$102)=0,\"\",\"X\")","v":""},{"$f":"INDEX(Perf_End_Use_Results_Table,A40,'Project Performance'!$AS$102)","v":0},{"$f":"INDEX(Perf_End_Use_Results_Table,A40,'Project Performance'!$AT$102)","v":0},{"$f":"INDEX(Perf_End_Use_Results_Table,$A40,'Project Performance'!AU$102)","v":0},{"$f":"INDEX(Perf_End_Use_Results_Table,$A40,'Project Performance'!AV$102)","v":0},{"$f":"INDEX(Perf_End_Use_Results_Table,$A40,'Project Performance'!AW$102)","v":0},{"$f":"INDEX(Perf_End_Use_Results_Table,$A40,'Project Performance'!AX$102)","v":0},0,{"$f":"INDEX(Perf_End_Use_Results_Table,$A40,'Project Performance'!BB$102)","v":0},null,{"$f":"O40*INDEX(Perf_End_Use_Results_Table,$A40,'Project Performance'!BA$102)/1000","v":0},{"$f":"IFERROR(MIN(P40*INDEX(Perf_ComplianceCalculations,'Project Performance'!$A$108,'Project Performance'!$N$102)/SUM($P$38:$P$67),P40),\"\")","v":""},{"$f":"IFERROR(MAX((N40*INDEX(Perf_End_Use_Results_Table,$A40,'Project Performance'!BA$102)/1000)-P40,0),\"\")","v":0},{"$f":"IFERROR(MAX((N40*INDEX(Perf_End_Use_Results_Table,$A40,'Project Performance'!BA$102)/1000)-Q40,0),\"\")","v":""},null,{"$f":"T40*INDEX(Perf_End_Use_Results_Table,$A40,'Project Performance'!BA$102)/1000","v":0},{"$f":"IFERROR(MIN(U40*INDEX(Perf_ComplianceCalculations,'Project Performance'!$A$106,'Project Performance'!$N$102)/SUM($U$38:$U$67),U40),\"\")","v":""},{"$f":"(N40*INDEX(Perf_End_Use_Results_Table,$A40,'Project Performance'!BA$102)/1000)-U40","v":0},{"$f":"IFERROR((N40*INDEX(Perf_End_Use_Results_Table,$A40,'Project Performance'!BA$102)/1000)-V40,\"\")","v":""},null,null,null,null,null,null,null,null,{"$f":"IFERROR(INDEX(Ref_UnitConversions_Energy_Content_kBtu_Unit, IFERROR(MATCH(G40&H40,Ref_UnitConversions_Energy_Units_Lookup,0),MATCH(\"All\"&H40,Ref_UnitConversions_Energy_Units_Lookup,0)),),0)","v":0},null,null,null,null,null,null,null,null,null,null,null,"Other regulated","00"]
[4,null,{"$error":"#DIV/0!"},null,{"$f":"INDEX(Perf_End_Use_Results_Table,A41,'Project Performance'!$AR$102)","v":0},{"$f":"IF(INDEX(Perf_End_Use_Results_Table,A41,'Project Performance'!$BT$102)=0,\"\",\"X\")","v":""},{"$f":"INDEX(Perf_End_Use_Results_Table,A41,'Project Performance'!$AS$102)","v":0},{"$f":"INDEX(Perf_End_Use_Results_Table,A41,'Project Performance'!$AT$102)","v":0},{"$f":"INDEX(Perf_End_Use_Results_Table,$A41,'Project Performance'!AU$102)","v":0},{"$f":"INDEX(Perf_End_Use_Results_Table,$A41,'Project Performance'!AV$102)","v":0},{"$f":"INDEX(Perf_End_Use_Results_Table,$A41,'Project Performance'!AW$102)","v":0},{"$f":"INDEX(Perf_End_Use_Results_Table,$A41,'Project Performance'!AX$102)","v":0},0,{"$f":"INDEX(Perf_End_Use_Results_Table,$A41,'Project Performance'!BB$102)","v":0},null,{"$f":"O41*INDEX(Perf_End_Use_Results_Table,$A41,'Project Performance'!BA$102)/1000","v":0},{"$f":"IFERROR(MIN(P41*INDEX(Perf_ComplianceCalculations,'Project Performance'!$A$108,'Project Performance'!$N$102)/SUM($P$38:$P$67),P41),\"\")","v":""},{"$f":"IFERROR(MAX((N41*INDEX(Perf_End_Use_Results_Table,$A41,'Project Performance'!BA$102)/1000)-P41,0),\"\")","v":0},{"$f":"IFERROR(MAX((N41*INDEX(Perf_End_Use_Results_Table,$A41,'Project Performance'!BA$102)/1000)-Q41,0),\"\")","v":""},null,{"$f":"T41*INDEX(Perf_End_Use_Results_Table,$A41,'Project Performance'!BA$102)/1000","v":0},{"$f":"IFERROR(MIN(U41*INDEX(Perf_ComplianceCalculations,'Project Performance'!$A$106,'Project Performance'!$N$102)/SUM($U$38:$U$67),U41),\"\")","v":""},{"$f":"(N41*INDEX(Perf_End_Use_Results_Table,$A41,'Project Performance'!BA$102)/1000)-U41","v":0},{"$f":"IFERROR((N41*INDEX(Perf_End_Use_Results_Table,$A41,'Project Performance'!BA$102)/1000)-V41,\"\")","v":""},null,null,null,null,null,null,null,null,{"$f":"IFERROR(INDEX(Ref_UnitConversions_Energy_Content_kBtu_Unit, IFERROR(MATCH(G41&H41,Ref_UnitConversions_Energy_Units_Lookup,0),MATCH(\"All\"&H41,Ref_UnitConversions_Energy_Units_Lookup,0)),),0)","v":0},null,null,null,null,null,null,null,null,null,null,null,"Other regulated","00"]
[5,null,{"$error":"#DIV/0!"},null,{"$f":"INDEX(Perf_End_Use_Results_Table,A42,'Project Performance'!$AR$102)","v":0},{"$f":"IF(INDEX(Perf_End_Use_Results_Table,A42,'Project Performance'!$BT$102)=0,\"\",\"X\")","v":""},{"$f":"INDEX(Perf_End_Use_Results_Table,A42,'Project Performance'!$AS$102)","v":0},{"$f":"INDEX(Perf_End_Use_Results_Table,A42,'Project Performance'!$AT$102)","v":0},{"$f":"INDEX(Perf_End_Use_Results_Table,$A42,'Project Performance'!AU$102)","v":0},{"$f":"INDEX(Perf_End_Use_Results_Table,$A42,'Project Performance'!AV$102)","v":0},{"$f":"INDEX(Perf_End_Use_Results_Table,$A42,'Project Performance'!AW$102)","v":0},{"$f":"INDEX(Perf_End_Use_Results_Table,$A42,'Project Performance'!AX$102)","v":0},0,{"$f":"INDEX(Perf_End_Use_Results_Table,$A42,'Project Performance'!BB$102)","v":0},null,{"$f":"O42*INDEX(Perf_End_Use_Results_Table,$A42,'Project Performance'!BA$102)/1000","v":0},{"$f":"IFERROR(MIN(P42*INDEX(Perf_ComplianceCalculations,'Project Performance'!$A$108,'Project Performance'!$N$102)/SUM($P$38:$P$67),P42),\"\")","v":""},{"$f":"IFERROR(MAX((N42*INDEX(Perf_End_Use_Results_Table,$A42,'Project Performance'!BA$102)/1000)-P42,0),\"\")","v":0},{"$f":"IFERROR(MAX((N42*INDEX(Perf_End_Use_Results_Table,$A42,'Project Performance'!BA$102)/1000)-Q42,0),\"\")","v":""},null,{"$f":"T42*INDEX(Perf_End_Use_Results_Table,$A42,'Project Performance'!BA$102)/1000","v":0},{"$f":"IFERROR(MIN(U42*INDEX(Perf_ComplianceCalculations,'Project Performance'!$A$106,'Project Performance'!$N$102)/SUM($U$38:$U$67),U42),\"\")","v":""},{"$f":"(N42*INDEX(Perf_End_Use_Results_Table,$A42,'Project Performance'!BA$102)/1000)-U42","v":0},{"$f":"IFERROR((N42*INDEX(Perf_End_Use_Results_Table,$A42,'Project Performance'!BA$102)/1000)-V42,\"\")","v":""},null,null,null,null,null,null,null,null,{"$f":"IFERROR(INDEX(Ref_UnitConversions_Energy_Content_kBtu_Unit, IFERROR(MATCH(G42&H42,Ref_UnitConversions_Energy_Units_Lookup,0),MATCH(\"All\"&H42,Ref_UnitConversions_Energy_Units_Lookup,0)),),0)","v":0},null,null,null,null,null,null,null,null,null,null,null,"Other regulated","00"]
[6,null,{"$error":"#DIV/0!"},null,{"$f":"INDEX(Perf_End_Use_Results_Table,A43,'Project Performance'!$AR$102)","v":0},{"$f":"IF(INDEX(Perf_End_Use_Results_Table,A43,'Project Performance'!$BT$102)=0,\"\",\"X\")","v":""},{"$f":"INDEX(Perf_End_Use_Results_Table,A43,'Project Performance'!$AS$102)","v":0},{"$f":"INDEX(Perf_End_Use_Results_Table,A43,'Project Performance'!$AT$102)","v":0},{"$f":"INDEX(Perf_End_Use_Results_Table,$A43,'Project Performance'!AU$102)","v":0},{"$f":"INDEX(Perf_End_Use_Results_Table,$A43,'Project Performance'!AV$102)","v":0},{"$f":"INDEX(Perf_End_Use_Results_Table,$A43,'Project Performance'!AW$102)","v":0},{"$f":"INDEX(Perf_End_Use_Results_Table,$A43,'Project Performance'!AX$102)","v":0},0,{"$f":"INDEX(Perf_End_Use_Results_Table,$A43,'Project Performance'!BB$102)","v":0},null,{"$f":"O43*INDEX(Perf_End_Use_Results_Table,$A43,'Project Performance'!BA$102)/1000","v":0},{"$f":"IFERROR(MIN(P43*INDEX(Perf_ComplianceCalculations,'Project Performance'!$A$108,'Project Performance'!$N$102)/SUM($P$38:$P$67),P43),\"\")","v":""},{"$f":"IFERROR(MAX((N43*INDEX(Perf_End_Use_Results_Table,$A43,'Project Performance'!BA$102)/1000)-P43,0),\"\")","v":0},{"$f":"IFERROR(MAX((N43*INDEX(Perf_End_Use_Results_Table,$A43,'Project Performance'!BA$102)/1000)-Q43,0),\"\")","v":""},null,{"$f":"T43*INDEX(Perf_End_Use_Results_Table,$A43,'Project Performance'!BA$102)/1000","v":0},{"$f":"IFERROR(MIN(U43*INDEX(Perf_ComplianceCalculations,'Project Performance'!$A$106,'Project Performance'!$N$102)/SUM($U$38:$U$67),U43),\"\")","v":""},{"$f":"(N43*INDEX(Perf_End_Use_Results_Table,$A43,'Project Performance'!BA$102)/1000)-U43","v":0},{"$f":"IFERROR((N43*INDEX(Perf_End_Use_Results_Table,$A43,'Project Performance'!BA$102)/1000)-V43,\"\")","v":""},null,null,null,null,null,null,null,null,{"$f":"IFERROR(INDEX(Ref_UnitConversions_Energy_Content_kBtu_Unit, IFERROR(MATCH(G43&H43,Ref_UnitConversions_Energy_Units_Lookup,0),MATCH(\"All\"&H43,Ref_UnitConversions_Energy_Units_Lookup,0)),),0)","v":0},null,null,null,null,null,null,null,null,null,null,null,"Other regulated","00"]
[7,null,{"$error":"#DIV/0!"},null,{"$f":"INDEX(Perf_End_Use_Results_Table,A44,'Project Performance'!$AR$102)","v":0},{"$f":"IF(INDEX(Perf_End_Use_Results_Table,A44,'Project Performance'!$BT$102)=0,\"\",\"X\")","v":""},{"$f":"INDEX(Perf_End_Use_Results_Table,A44,'Project Performance'!$AS$102)","v":0},{"$f":"INDEX(Perf_End_Use_Results_Table,A44,'Project Performance'!$AT$102)","v":0},{"$f":"INDEX(Perf_End_Use_Results_Table,$A44,'Project Performance'!AU$102)","v":0},{"$f":"INDEX(Perf_End_Use_Results_Table,$A44,'Project Performance'!AV$102)","v":0},{"$f":"INDEX(Perf_End_Use_Results_Table,$A44,'Project Performance'!AW$102)","v":0},{"$f":"INDEX(Perf_End_Use_Results_Table,$A44,'Project Performance'!AX$102)","v":0},0,{"$f":"INDEX(Perf_End_Use_Results_Table,$A44,'Project Performance'!BB$102)","v":0},null,{"$f":"O44*INDEX(Perf_End_Use_Results_Table,$A44,'Project Performance'!BA$102)/1000","v":0},{"$f":"IFERROR(MIN(P44*INDEX(Perf_ComplianceCalculations,'Project Performance'!$A$108,'Project Performance'!$N$102)/SUM($P$38:$P$67),P44),\"\")","v":""},{"$f":"IFERROR(MAX((N44*INDEX(Perf_End_Use_Results_Table,$A44,'Project Performance'!BA$102)/1000)-P44,0),\"\")","v":0},{"$f":"IFERROR(MAX((N44*INDEX(Perf_End_Use_Results_Table,$A44,'Project Performance'!BA$102)/1000)-Q44,0),\"\")","v":""},null,{"$f":"T44*INDEX(Perf_End_Use_Results_Table,$A44,'Project Performance'!BA$102)/1000","v":0},{"$f":"IFERROR(MIN(U44*INDEX(Perf_ComplianceCalculations,'Project Performance'!$A$106,'Project Performance'!$N$102)/SUM($U$38:$U$67),U44),\"\")","v":""},{"$f":"(N44*INDEX(Perf_End_Use_Results_Table,$A44,'Project Performance'!BA$102)/1000)-U44","v":0},{"$f":"IFERROR((N44*INDEX(Perf_End_Use_Results_Table,$A44,'Project Performance'!BA$102)/1000)-V44,\"\")","v":""},null,null,null,null,null,null,null,null,{"$f":"IFERROR(INDEX(Ref_UnitConversions_Energy_Content_kBtu_Unit, IFERROR(MATCH(G44&H44,Ref_UnitConversions_Energy_Units_Lookup,0),MATCH(\"All\"&H44,Ref_UnitConversions_Energy_Units_Lookup,0)),),0)","v":0},null,null,null,null,null,null,null,null,null,null,null,"Other regulated","00"]
[8,null,{"$error":"#DIV/0!"},null,{"$f":"INDEX(Perf_End_Use_Results_Table,A45,'Project Performance'!$AR$102)","v":0},{"$f":"IF(INDEX(Perf_End_Use_Results_Table,A45,'Project Performance'!$BT$102)=0,\"\",\"X\")","v":""},{"$f":"INDEX(Perf_End_Use_Results_Table,A45,'Project Performance'!$AS$102)","v":0},{"$f":"INDEX(Perf_End_Use_Results_Table,A45,'Project Performance'!$AT$102)","v":0},{"$f":"INDEX(Perf_End_Use_Results_Table,$A45,'Project Performance'!AU$102)","v":0},{"$f":"INDEX(Perf_End_Use_Results_Table,$A45,'Project Performance'!AV$102)","v":0},{"$f":"INDEX(Perf_End_Use_Results_Table,$A45,'Project Performance'!AW$102)","v":0},{"$f":"INDEX(Perf_End_Use_Results_Table,$A45,'Project Performance'!AX$102)","v":0},0,{"$f":"INDEX(Perf_End_Use_Results_Table,$A45,'Project Performance'!BB$102)","v":0},null,{"$f":"O45*INDEX(Perf_End_Use_Results_Table,$A45,'Project Performance'!BA$102)/1000","v":0},{"$f":"IFERROR(MIN(P45*INDEX(Perf_ComplianceCalculations,'Project Performance'!$A$108,'Project Performance'!$N$102)/SUM($P$38:$P$67),P45),\"\")","v":""},{"$f":"IFERROR(MAX((N45*INDEX(Perf_End_Use_Results_Table,$A45,'Project Performance'!BA$102)/1000)-P45,0),\"\")","v":0},{"$f":"IFERROR(MAX((N45*INDEX(Perf_End_Use_Results_Table,$A45,'Project Performance'!BA$102)/1000)-Q45,0),\"\")","v":""},null,{"$f":"T45*INDEX(Perf_End_Use_Results_Table,$A45,'Project Performance'!BA$102)/1000","v":0},{"$f":"IFERROR(MIN(U45*INDEX(Perf_ComplianceCalculations,'Project Performance'!$A$106,'Project Performance'!$N$102)/SUM($U$38:$U$67),U45),\"\")","v":""},{"$f":"(N45*INDEX(Perf_End_Use_Results_Table,$A45,'Project Performance'!BA$102)/1000)-U45","v":0},{"$f":"IFERROR((N45*INDEX(Perf_End_Use_Results_Table,$A45,'Project Performance'!BA$102)/1000)-V45,\"\")","v":""},null,null,null,null,null,null,null,null,{"$f":"IFERROR(INDEX(Ref_UnitConversions_Energy_Content_kBtu_Unit, IFERROR(MATCH(G45&H45,Ref_UnitConversions_Energy_Units_Lookup,0),MATCH(\"All\"&H45,Ref_UnitConversions_Energy_Units_Lookup,0)),),0)","v":0},null,null,null,null,null,null,null,null,null,null,null,"Other regulated","00"]
[9,null,{"$error":"#DIV/0!"},null,{"$f":"INDEX(Perf_End_Use_Results_Table,A46,'Project Performance'!$AR$102)","v":0},{"$f":"IF(INDEX(Perf_End_Use_Results_Table,A46,'Project Performance'!$BT$102)=0,\"\",\"X\")","v":""},{"$f":"INDEX(Perf_End_Use_Results_Table,A46,'Project Performance'!$AS$102)","v":0},{"$f":"INDEX(Perf_End_Use_Results_Table,A46,'Project Performance'!$AT$102)","v":0},{"$f":"INDEX(Perf_End_Use_Results_Table,$A46,'Project Performance'!AU$102)","v":0},{"$f":"INDEX(Perf_End_Use_Results_Table,$A46,'Project Performance'!AV$102)","v":0},{"$f":"INDEX(Perf_End_Use_Results_Table,$A46,'Project Performance'!AW$102)","v":0},{"$f":"INDEX(Perf_End_Use_Results_Table,$A46,'Project Performance'!AX$102)","v":0},0,{"$f":"INDEX(Perf_End_Use_Results_Table,$A46,'Project Performance'!BB$102)","v":0},null,{"$f":"O46*INDEX(Perf_End_Use_Results_Table,$A46,'Project Performance'!BA$102)/1000","v":0},{"$f":"IFERROR(MIN(P46*INDEX(Perf_ComplianceCalculations,'Project Performance'!$A$108,'Project Performance'!$N$102)/SUM($P$38:$P$67),P46),\"\")","v":""},{"$f":"IFERROR(MAX((N46*INDEX(Perf_End_Use_Results_Table,$A46,'Project Performance'!BA$102)/1000)-P46,0),\"\")","v":0},{"$f":"IFERROR(MAX((N46*INDEX(Perf_End_Use_Results_Table,$A46,'Project Performance'!BA$102)/1000)-Q46,0),\"\")","v":""},null,{"$f":"T46*INDEX(Perf_End_Use_Results_Table,$A46,'Project Performance'!BA$102)/1000","v":0},{"$f":"IFERROR(MIN(U46*INDEX(Perf_ComplianceCalculations,'Project Performance'!$A$106,'Project Performance'!$N$102)/SUM($U$38:$U$67),U46),\"\")","v":""},{"$f":"(N46*INDEX(Perf_End_Use_Results_Table,$A46,'Project Performance'!BA$102)/1000)-U46","v":0},{"$f":"IFERROR((N46*INDEX(Perf_End_Use_Results_Table,$A46,'Project Performance'!BA$102)/1000)-V46,\"\")","v":""},null,null,null,null,null,null,null,null,{"$f":"IFERROR(INDEX(Ref_UnitConversions_Energy_Content_kBtu_Unit, IFERROR(MATCH(G46&H46,Ref_UnitConversions_Energy_Units_Lookup,0),MATCH(\"All\"&H46,Ref_UnitConversions_Energy_Units_Lookup,0)),),0)","v":0},null,null,null,null,null,null,null,null,null,null,null,"Other regulated","00"]
[10,null,{"$error":"#DIV/0!"},null,{"$f":"INDEX(Perf_End_Use_Results_Table,A47,'Project Performance'!$AR$102)","v":0},{"$f":"IF(INDEX(Perf_End_Use_Results_Table,A47,'Project Performance'!$BT$102)=0,\"\",\"X\")","v":""},{"$f":"INDEX(Perf_End_Use_Results_Table,A47,'Project Performance'!$AS$102)","v":0},{"$f":"INDEX(Perf_End_Use_Results_Table,A47,'Project Performance'!$AT$102)","v":0},{"$f":"INDEX(Perf_End_Use_Results_Table,$A47,'Project Performance'!AU$102)","v":0},{"$f":"INDEX(Perf_End_Use_Results_Table,$A47,'Project Performance'!AV$102)","v":0},{"$f":"INDEX(Perf_End_Use_Results_Table,$A47,'Project Performance'!AW$102)","v":0},{"$f":"INDEX(Perf_End_Use_Results_Table,$A47,'Project Performance'!AX$102)","v":0},0,{"$f":"INDEX(Perf_End_Use_Results_Table,$A47,'Project Performance'!BB$102)","v":0},null,{"$f":"O47*INDEX(Perf_End_Use_Results_Table,$A47,'Project Performance'!BA$102)/1000","v":0},{"$f":"IFERROR(MIN(P47*INDEX(Perf_ComplianceCalculations,'Project Performance'!$A$108,'Project Performance'!$N$102)/SUM($P$38:$P$67),P47),\"\")","v":""},{"$f":"IFERROR(MAX((N47*INDEX(Perf_End_Use_Results_Table,$A47,'Project Performance'!BA$102)/1000)-P47,0),\"\")","v":0},{"$f":"IFERROR(MAX((N47*INDEX(Perf_End_Use_Results_Table,$A47,'Project Performance'!BA$102)/1000)-Q47,0),\"\")","v":""},null,{"$f":"T47*INDEX(Perf_End_Use_Results_Table,$A47,'Project Performance'!BA$102)/1000","v":0},{"$f":"IFERROR(MIN(U47*INDEX(Perf_ComplianceCalculations,'Project Performance'!$A$106,'Project Performance'!$N$102)/SUM($U$38:$U$67),U47),\"\")","v":""},{"$f":"(N47*INDEX(Perf_End_Use_Results_Table,$A47,'Project Performance'!BA$102)/1000)-U47","v":0},{"$f":"IFERROR((N47*INDEX(Perf_End_Use_Results_Table,$A47,'Project Performance'!BA$102)/1000)-V47,\"\")","v":""},null,null,null,null,null,null,null,null,{"$f":"IFERROR(INDEX(Ref_UnitConversions_Energy_Content_kBtu_Unit, IFERROR(MATCH(G47&H47,Ref_UnitConversions_Energy_Units_Lookup,0),MATCH(\"All\"&H47,Ref_UnitConversions_Energy_Units_Lookup,0)),),0)","v":0},null,null,null,null,null,null,null,null,null,null,null,"Other regulated","00"]
[11,null,{"$error":"#DIV/0!"},null,{"$f":"INDEX(Perf_End_Use_Results_Table,A48,'Project Performance'!$AR$102)","v":0},{"$f":"IF(INDEX(Perf_End_Use_Results_Table,A48,'Project Performance'!$BT$102)=0,\"\",\"X\")","v":""},{"$f":"INDEX(Perf_End_Use_Results_Table,A48,'Project Performance'!$AS$102)","v":0},{"$f":"INDEX(Perf_End_Use_Results_Table,A48,'Project Performance'!$AT$102)","v":0},{"$f":"INDEX(Perf_End_Use_Results_Table,$A48,'Project Performance'!AU$102)","v":0},{"$f":"INDEX(Perf_End_Use_Results_Table,$A48,'Project Performance'!AV$102)","v":0},{"$f":"INDEX(Perf_End_Use_Results_Table,$A48,'Project Performance'!AW$102)","v":0},{"$f":"INDEX(Perf_End_Use_Results_Table,$A48,'Project Performance'!AX$102)","v":0},0,{"$f":"INDEX(Perf_End_Use_Results_Table,$A48,'Project Performance'!BB$102)","v":0},null,{"$f":"O48*INDEX(Perf_End_Use_Results_Table,$A48,'Project Performance'!BA$102)/1000","v":0},{"$f":"IFERROR(MIN(P48*INDEX(Perf_ComplianceCalculations,'Project Performance'!$A$108,'Project Performance'!$N$102)/SUM($P$38:$P$67),P48),\"\")","v":""},{"$f":"IFERROR(MAX((N48*INDEX(Perf_End_Use_Results_Table,$A48,'Project Performance'!BA$102)/1000)-P48,0),\"\")","v":0},{"$f":"IFERROR(MAX((N48*INDEX(Perf_End_Use_Results_Table,$A48,'Project Performance'!BA$102)/1000)-Q48,0),\"\")","v":""},null,{"$f":"T48*INDEX(Perf_End_Use_Results_Table,$A48,'Project Performance'!BA$102)/1000","v":0},{"$f":"IFERROR(MIN(U48*INDEX(Perf_ComplianceCalculations,'Project Performance'!$A$106,'Project Performance'!$N$102)/SUM($U$38:$U$67),U48),\"\")","v":""},{"$f":"(N48*INDEX(Perf_End_Use_Results_Table,$A48,'Project Performance'!BA$102)/1000)-U48","v":0},{"$f":"IFERROR((N48*INDEX(Perf_End_Use_Results_Table,$A48,'Project Performance'!BA$102)/1000)-V48,\"\")","v":""},null,null,null,null,null,null,null,null,{"$f":"IFERROR(INDEX(Ref_UnitConversions_Energy_Content_kBtu_Unit, IFERROR(MATCH(G48&H48,Ref_UnitConversions_Energy_Units_Lookup,0),MATCH(\"All\"&H48,Ref_UnitConversions_Energy_Units_Lookup,0)),),0)","v":0},null,null,null,null,null,null,null,null,null,null,null,"Other regulated","00"]
[12,null,{"$error":"#DIV/0!"},null,{"$f":"INDEX(Perf_End_Use_Results_Table,A49,'Project Performance'!$AR$102)","v":0},{"$f":"IF(INDEX(Perf_End_Use_Results_Table,A49,'Project Performance'!$BT$102)=0,\"\",\"X\")","v":""},{"$f":"INDEX(Perf_End_Use_Results_Table,A49,'Project Performance'!$AS$102)","v":0},{"$f":"INDEX(Perf_End_Use_Results_Table,A49,'Project Performance'!$AT$102)","v":0},{"$f":"INDEX(Perf_End_Use_Results_Table,$A49,'Project Performance'!AU$102)","v":0},{"$f":"INDEX(Perf_End_Use_Results_Table,$A49,'Project Performance'!AV$102)","v":0},{"$f":"INDEX(Perf_End_Use_Results_Table,$A49,'Project Performance'!AW$102)","v":0},{"$f":"INDEX(Perf_End_Use_Results_Table,$A49,'Project Performance'!AX$102)","v":0},0,{"$f":"INDEX(Perf_End_Use_Results_Table,$A49,'Project Performance'!BB$102)","v":0},null,{"$f":"O49*INDEX(Perf_End_Use_Results_Table,$A49,'Project Performance'!BA$102)/1000","v":0},{"$f":"IFERROR(MIN(P49*INDEX(Perf_ComplianceCalculations,'Project Performance'!$A$108,'Project Performance'!$N$102)/SUM($P$38:$P$67),P49),\"\")","v":""},{"$f":"IFERROR(MAX((N49*INDEX(Perf_End_Use_Results_Table,$A49,'Project Performance'!BA$102)/1000)-P49,0),\"\")","v":0},{"$f":"IFERROR(MAX((N49*INDEX(Perf_End_Use_Results_Table,$A49,'Project Performance'!BA$102)/1000)-Q49,0),\"\")","v":""},null,{"$f":"T49*INDEX(Perf_End_Use_Results_Table,$A49,'Project Performance'!BA$102)/1000","v":0},{"$f":"IFERROR(MIN(U49*INDEX(Perf_ComplianceCalculations,'Project Performance'!$A$106,'Project Performance'!$N$102)/SUM($U$38:$U$67),U49),\"\")","v":""},{"$f":"(N49*INDEX(Perf_End_Use_Results_Table,$A49,'Project Performance'!BA$102)/1000)-U49","v":0},{"$f":"IFERROR((N49*INDEX(Perf_End_Use_Results_Table,$A49,'Project Performance'!BA$102)/1000)-V49,\"\")","v":""},null,null,null,null,null,null,null,null,{"$f":"IFERROR(INDEX(Ref_UnitConversions_Energy_Content_kBtu_Unit, IFERROR(MATCH(G49&H49,Ref_UnitConversions_Energy_Units_Lookup,0),MATCH(\"All\"&H49,Ref_UnitConversions_Energy_Units_Lookup,0)),),0)","v":0},null,null,null,null,null,null,null,null,null,null,null,"Other regulated","00"]
[13,null,{"$error":"#DIV/0!"},null,{"$f":"INDEX(Perf_End_Use_Results_Table,A50,'Project Performance'!$AR$102)","v":0},{"$f":"IF(INDEX(Perf_End_Use_Results_Table,A50,'Project Performance'!$BT$102)=0,\"\",\"X\")","v":""},{"$f":"INDEX(Perf_End_Use_Results_Table,A50,'Project Performance'!$AS$102)","v":0},{"$f":"INDEX(Perf_End_Use_Results_Table,A50,'Project Performance'!$AT$102)","v":0},{"$f":"INDEX(Perf_End_Use_Results_Table,$A50,'Project Performance'!AU$102)","v":0},{"$f":"INDEX(Perf_End_Use_Results_Table,$A50,'Project Performance'!AV$102)","v":0},{"$f":"INDEX(Perf_End_Use_Results_Table,$A50,'Project Performance'!AW$102)","v":0},{"$f":"INDEX(Perf_End_Use_Results_Table,$A50,'Project Performance'!AX$102)","v":0},0,{"$f":"INDEX(Perf_End_Use_Results_Table,$A50,'Project Performance'!BB$102)","v":0},null,{"$f":"O50*INDEX(Perf_End_Use_Results_Table,$A50,'Project Performance'!BA$102)/1000","v":0},{"$f":"IFERROR(MIN(P50*INDEX(Perf_ComplianceCalculations,'Project Performance'!$A$108,'Project Performance'!$N$102)/SUM($P$38:$P$67),P50),\"\")","v":""},{"$f":"IFERROR(MAX((N50*INDEX(Perf_End_Use_Results_Table,$A50,'Project Performance'!BA$102)/1000)-P50,0),\"\")","v":0},{"$f":"IFERROR(MAX((N50*INDEX(Perf_End_Use_Results_Table,$A50,'Project Performance'!BA$102)/1000)-Q50,0),\"\")","v":""},null,{"$f":"T50*INDEX(Perf_End_Use_Results_Table,$A50,'Project Performance'!BA$102)/1000","v":0},{"$f":"IFERROR(MIN(U50*INDEX(Perf_ComplianceCalculations,'Project Performance'!$A$106,'Project Performance'!$N$102)/SUM($U$38:$U$67),U50),\"\")","v":""},{"$f":"(N50*INDEX(Perf_End_Use_Results_Table,$A50,'Project Performance'!BA$102)/1000)-U50","v":0},{"$f":"IFERROR((N50*INDEX(Perf_End_Use_Results_Table,$A50,'Project Performance'!BA$102)/1000)-V50,\"\")","v":""},null,null,null,null,null,null,null,null,{"$f":"IFERROR(INDEX(Ref_UnitConversions_Energy_Content_kBtu_Unit, IFERROR(MATCH(G50&H50,Ref_UnitConversions_Energy_Units_Lookup,0),MATCH(\"All\"&H50,Ref_UnitConversions_Energy_Units_Lookup,0)),),0)","v":0},null,null,null,null,null,null,null,null,null,null,null,"Other regulated","00"]
[14,null,{"$error":"#DIV/0!"},null,{"$f":"INDEX(Perf_End_Use_Results_Table,A51,'Project Performance'!$AR$102)","v":0},{"$f":"IF(INDEX(Perf_End_Use_Results_Table,A51,'Project Performance'!$BT$102)=0,\"\",\"X\")","v":""},{"$f":"INDEX(Perf_End_Use_Results_Table,A51,'Project Performance'!$AS$102)","v":0},{"$f":"INDEX(Perf_End_Use_Results_Table,A51,'Project Performance'!$AT$102)","v":0},{"$f":"INDEX(Perf_End_Use_Results_Table,$A51,'Project Performance'!AU$102)","v":0},{"$f":"INDEX(Perf_End_Use_Results_Table,$A51,'Project Performance'!AV$102)","v":0},{"$f":"INDEX(Perf_End_Use_Results_Table,$A51,'Project Performance'!AW$102)","v":0},{"$f":"INDEX(Perf_End_Use_Results_Table,$A51,'Project Performance'!AX$102)","v":0},0,{"$f":"INDEX(Perf_End_Use_Results_Table,$A51,'Project Performance'!BB$102)","v":0},null,{"$f":"O51*INDEX(Perf_End_Use_Results_Table,$A51,'Project Performance'!BA$102)/1000","v":0},{"$f":"IFERROR(MIN(P51*INDEX(Perf_ComplianceCalculations,'Project Performance'!$A$108,'Project Performance'!$N$102)/SUM($P$38:$P$67),P51),\"\")","v":""},{"$f":"IFERROR(MAX((N51*INDEX(Perf_End_Use_Results_Table,$A51,'Project Performance'!BA$102)/1000)-P51,0),\"\")","v":0},{"$f":"IFERROR(MAX((N51*INDEX(Perf_End_Use_Results_Table,$A51,'Project Performance'!BA$102)/1000)-Q51,0),\"\")","v":""},null,{"$f":"T51*INDEX(Perf_End_Use_Results_Table,$A51,'Project Performance'!BA$102)/1000","v":0},{"$f":"IFERROR(MIN(U51*INDEX(Perf_ComplianceCalculations,'Project Performance'!$A$106,'Project Performance'!$N$102)/SUM($U$38:$U$67),U51),\"\")","v":""},{"$f":"(N51*INDEX(Perf_End_Use_Results_Table,$A51,'Project Performance'!BA$102)/1000)-U51","v":0},{"$f":"IFERROR((N51*INDEX(Perf_End_Use_Results_Table,$A51,'Project Performance'!BA$102)/1000)-V51,\"\")","v":""},null,null,null,null,null,null,null,null,{"$f":"IFERROR(INDEX(Ref_UnitConversions_Energy_Content_kBtu_Unit, IFERROR(MATCH(G51&H51,Ref_UnitConversions_Energy_Units_Lookup,0),MATCH(\"All\"&H51,Ref_UnitConversions_Energy_Units_Lookup,0)),),0)","v":0},null,null,null,null,null,null,null,null,null,null,null,"Other regulated","00"]
[15,null,{"$error":"#DIV/0!"},null,{"$f":"INDEX(Perf_End_Use_Results_Table,A52,'Project Performance'!$AR$102)","v":0},{"$f":"IF(INDEX(Perf_End_Use_Results_Table,A52,'Project Performance'!$BT$102)=0,\"\",\"X\")","v":""},{"$f":"INDEX(Perf_End_Use_Results_Table,A52,'Project Performance'!$AS$102)","v":0},{"$f":"INDEX(Perf_End_Use_Results_Table,A52,'Project Performance'!$AT$102)","v":0},{"$f":"INDEX(Perf_End_Use_Results_Table,$A52,'Project Performance'!AU$102)","v":0},{"$f":"INDEX(Perf_End_Use_Results_Table,$A52,'Project Performance'!AV$102)","v":0},{"$f":"INDEX(Perf_End_Use_Results_Table,$A52,'Project Performance'!AW$102)","v":0},{"$f":"INDEX(Perf_End_Use_Results_Table,$A52,'Project Performance'!AX$102)","v":0},0,{"$f":"INDEX(Perf_End_Use_Results_Table,$A52,'Project Performance'!BB$102)","v":0},null,{"$f":"O52*INDEX(Perf_End_Use_Results_Table,$A52,'Project Performance'!BA$102)/1000","v":0},{"$f":"IFERROR(MIN(P52*INDEX(Perf_ComplianceCalculations,'Project Performance'!$A$108,'Project Performance'!$N$102)/SUM($P$38:$P$67),P52),\"\")","v":""},{"$f":"IFERROR(MAX((N52*INDEX(Perf_End_Use_Results_Table,$A52,'Project Performance'!BA$102)/1000)-P52,0),\"\")","v":0},{"$f":"IFERROR(MAX((N52*INDEX(Perf_End_Use_Results_Table,$A52,'Project Performance'!BA$102)/1000)-Q52,0),\"\")","v":""},null,{"$f":"T52*INDEX(Perf_End_Use_Results_Table,$A52,'Project Performance'!BA$102)/1000","v":0},{"$f":"IFERROR(MIN(U52*INDEX(Perf_ComplianceCalculations,'Project Performance'!$A$106,'Project Performance'!$N$102)/SUM($U$38:$U$67),U52),\"\")","v":""},{"$f":"(N52*INDEX(Perf_End_Use_Results_Table,$A52,'Project Performance'!BA$102)/1000)-U52","v":0},{"$f":"IFERROR((N52*INDEX(Perf_End_Use_Results_Table,$A52,'Project Performance'!BA$102)/1000)-V52,\"\")","v":""},null,null,null,null,null,null,null,null,{"$f":"IFERROR(INDEX(Ref_UnitConversions_Energy_Content_kBtu_Unit, IFERROR(MATCH(G52&H52,Ref_UnitConversions_Energy_Units_Lookup,0),MATCH(\"All\"&H52,Ref_UnitConversions_Energy_Units_Lookup,0)),),0)","v":0},null,null,null,null,null,null,null,null,null,null,null,"Other regulated","00"]
[16,null,{"$error":"#DIV/0!"},null,{"$f":"INDEX(Perf_End_Use_Results_Table,A53,'Project Performance'!$AR$102)","v":0},{"$f":"IF(INDEX(Perf_End_Use_Results_Table,A53,'Project Performance'!$BT$102)=0,\"\",\"X\")","v":""},{"$f":"INDEX(Perf_End_Use_Results_Table,A53,'Project Performance'!$AS$102)","v":0},{"$f":"INDEX(Perf_End_Use_Results_Table,A53,'Project Performance'!$AT$102)","v":0},{"$f":"INDEX(Perf_End_Use_Results_Table,$A53,'Project Performance'!AU$102)","v":0},{"$f":"INDEX(Perf_End_Use_Results_Table,$A53,'Project Performance'!AV$102)","v":0},{"$f":"INDEX(Perf_End_Use_Results_Table,$A53,'Project Performance'!AW$102)","v":0},{"$f":"INDEX(Perf_End_Use_Results_Table,$A53,'Project Performance'!AX$102)","v":0},0,{"$f":"INDEX(Perf_End_Use_Results_Table,$A53,'Project Performance'!BB$102)","v":0},null,{"$f":"O53*INDEX(Perf_End_Use_Results_Table,$A53,'Project Performance'!BA$102)/1000","v":0},{"$f":"IFERROR(MIN(P53*INDEX(Perf_ComplianceCalculations,'Project Performance'!$A$108,'Project Performance'!$N$102)/SUM($P$38:$P$67),P53),\"\")","v":""},{"$f":"IFERROR(MAX((N53*INDEX(Perf_End_Use_Results_Table,$A53,'Project Performance'!BA$102)/1000)-P53,0),\"\")","v":0},{"$f":"IFERROR(MAX((N53*INDEX(Perf_End_Use_Results_Table,$A53,'Project Performance'!BA$102)/1000)-Q53,0),\"\")","v":""},null,{"$f":"T53*INDEX(Perf_End_Use_Results_Table,$A53,'Project Performance'!BA$102)/1000","v":0},{"$f":"IFERROR(MIN(U53*INDEX(Perf_ComplianceCalculations,'Project Performance'!$A$106,'Project Performance'!$N$102)/SUM($U$38:$U$67),U53),\"\")","v":""},{"$f":"(N53*INDEX(Perf_End_Use_Results_Table,$A53,'Project Performance'!BA$102)/1000)-U53","v":0},{"$f":"IFERROR((N53*INDEX(Perf_End_Use_Results_Table,$A53,'Project Performance'!BA$102)/1000)-V53,\"\")","v":""},null,null,null,null,null,null,null,null,{"$f":"IFERROR(INDEX(Ref_UnitConversions_Energy_Content_kBtu_Unit, IFERROR(MATCH(G53&H53,Ref_UnitConversions_Energy_Units_Lookup,0),MATCH(\"All\"&H53,Ref_UnitConversions_Energy_Units_Lookup,0)),),0)","v":0},null,null,null,null,null,null,null,null,null,null,null,"Other regulated","00"]
[17,null,{"$error":"#DIV/0!"},null,{"$f":"INDEX(Perf_End_Use_Results_Table,A54,'Project Performance'!$AR$102)","v":0},{"$f":"IF(INDEX(Perf_End_Use_Results_Table,A54,'Project Performance'!$BT$102)=0,\"\",\"X\")","v":""},{"$f":"INDEX(Perf_End_Use_Results_Table,A54,'Project Performance'!$AS$102)","v":0},{"$f":"INDEX(Perf_End_Use_Results_Table,A54,'Project Performance'!$AT$102)","v":0},{"$f":"INDEX(Perf_End_Use_Results_Table,$A54,'Project Performance'!AU$102)","v":0},{"$f":"INDEX(Perf_End_Use_Results_Table,$A54,'Project Performance'!AV$102)","v":0},{"$f":"INDEX(Perf_End_Use_Results_Table,$A54,'Project Performance'!AW$102)","v":0},{"$f":"INDEX(Perf_End_Use_Results_Table,$A54,'Project Performance'!AX$102)","v":0},0,{"$f":"INDEX(Perf_End_Use_Results_Table,$A54,'Project Performance'!BB$102)","v":0},null,{"$f":"O54*INDEX(Perf_End_Use_Results_Table,$A54,'Project Performance'!BA$102)/1000","v":0},{"$f":"IFERROR(MIN(P54*INDEX(Perf_ComplianceCalculations,'Project Performance'!$A$108,'Project Performance'!$N$102)/SUM($P$38:$P$67),P54),\"\")","v":""},{"$f":"IFERROR(MAX((N54*INDEX(Perf_End_Use_Results_Table,$A54,'Project Performance'!BA$102)/1000)-P54,0),\"\")","v":0},{"$f":"IFERROR(MAX((N54*INDEX(Perf_End_Use_Results_Table,$A54,'Project Performance'!BA$102)/1000)-Q54,0),\"\")","v":""},null,{"$f":"T54*INDEX(Perf_End_Use_Results_Table,$A54,'Project Performance'!BA$102)/1000","v":0},{"$f":"IFERROR(MIN(U54*INDEX(Perf_ComplianceCalculations,'Project Performance'!$A$106,'Project Performance'!$N$102)/SUM($U$38:$U$67),U54),\"\")","v":""},{"$f":"(N54*INDEX(Perf_End_Use_Results_Table,$A54,'Project Performance'!BA$102)/1000)-U54","v":0},{"$f":"IFERROR((N54*INDEX(Perf_End_Use_Results_Table,$A54,'Project Performance'!BA$102)/1000)-V54,\"\")","v":""},null,null,null,null,null,null,null,null,{"$f":"IFERROR(INDEX(Ref_UnitConversions_Energy_Content_kBtu_Unit, IFERROR(MATCH(G54&H54,Ref_UnitConversions_Energy_Units_Lookup,0),MATCH(\"All\"&H54,Ref_UnitConversions_Energy_Units_Lookup,0)),),0)","v":0},null,null,null,null,null,null,null,null,null,null,null,"Other regulated","00"]
[18,null,{"$error":"#DIV/0!"},null,{"$f":"INDEX(Perf_End_Use_Results_Table,A55,'Project Performance'!$AR$102)","v":0},{"$f":"IF(INDEX(Perf_End_Use_Results_Table,A55,'Project Performance'!$BT$102)=0,\"\",\"X\")","v":""},{"$f":"INDEX(Perf_End_Use_Results_Table,A55,'Project Performance'!$AS$102)","v":0},{"$f":"INDEX(Perf_End_Use_Results_Table,A55,'Project Performance'!$AT$102)","v":0},{"$f":"INDEX(Perf_End_Use_Results_Table,$A55,'Project Performance'!AU$102)","v":0},{"$f":"INDEX(Perf_End_Use_Results_Table,$A55,'Project Performance'!AV$102)","v":0},{"$f":"INDEX(Perf_End_Use_Results_Table,$A55,'Project Performance'!AW$102)","v":0},{"$f":"INDEX(Perf_End_Use_Results_Table,$A55,'Project Performance'!AX$102)","v":0},0,{"$f":"INDEX(Perf_End_Use_Results_Table,$A55,'Project Performance'!BB$102)","v":0},null,{"$f":"O55*INDEX(Perf_End_Use_Results_Table,$A55,'Project Performance'!BA$102)/1000","v":0},{"$f":"IFERROR(MIN(P55*INDEX(Perf_ComplianceCalculations,'Project Performance'!$A$108,'Project Performance'!$N$102)/SUM($P$38:$P$67),P55),\"\")","v":""},{"$f":"IFERROR(MAX((N55*INDEX(Perf_End_Use_Results_Table,$A55,'Project Performance'!BA$102)/1000)-P55,0),\"\")","v":0},{"$f":"IFERROR(MAX((N55*INDEX(Perf_End_Use_Results_Table,$A55,'Project Performance'!BA$102)/1000)-Q55,0),\"\")","v":""},null,{"$f":"T55*INDEX(Perf_End_Use_Results_Table,$A55,'Project Performance'!BA$102)/1000","v":0},{"$f":"IFERROR(MIN(U55*INDEX(Perf_ComplianceCalculations,'Project Performance'!$A$106,'Project Performance'!$N$102)/SUM($U$38:$U$67),U55),\"\")","v":""},{"$f":"(N55*INDEX(Perf_End_Use_Results_Table,$A55,'Project Performance'!BA$102)/1000)-U55","v":0},{"$f":"IFERROR((N55*INDEX(Perf_End_Use_Results_Table,$A55,'Project Performance'!BA$102)/1000)-V55,\"\")","v":""},null,null,null,null,null,null,null,null,{"$f":"IFERROR(INDEX(Ref_UnitConversions_Energy_Content_kBtu_Unit, IFERROR(MATCH(G55&H55,Ref_UnitConversions_Energy_Units_Lookup,0),MATCH(\"All\"&H55,Ref_UnitConversions_Energy_Units_Lookup,0)),),0)","v":0},null,null,null,null,null,null,null,null,null,null,null,"Other regulated","00"]
[19,null,{"$error":"#DIV/0!"},null,{"$f":"INDEX(Perf_End_Use_Results_Table,A56,'Project Performance'!$AR$102)","v":0},{"$f":"IF(INDEX(Perf_End_Use_Results_Table,A56,'Project Performance'!$BT$102)=0,\"\",\"X\")","v":""},{"$f":"INDEX(Perf_End_Use_Results_Table,A56,'Project Performance'!$AS$102)","v":0},{"$f":"INDEX(Perf_End_Use_Results_Table,A56,'Project Performance'!$AT$102)","v":0},{"$f":"INDEX(Perf_End_Use_Results_Table,$A56,'Project Performance'!AU$102)","v":0},{"$f":"INDEX(Perf_End_Use_Results_Table,$A56,'Project Performance'!AV$102)","v":0},{"$f":"INDEX(Perf_End_Use_Results_Table,$A56,'Project Performance'!AW$102)","v":0},{"$f":"INDEX(Perf_End_Use_Results_Table,$A56,'Project Performance'!AX$102)","v":0},0,{"$f":"INDEX(Perf_End_Use_Results_Table,$A56,'Project Performance'!BB$102)","v":0},null,{"$f":"O56*INDEX(Perf_End_Use_Results_Table,$A56,'Project Performance'!BA$102)/1000","v":0},{"$f":"IFERROR(MIN(P56*INDEX(Perf_ComplianceCalculations,'Project Performance'!$A$108,'Project Performance'!$N$102)/SUM($P$38:$P$67),P56),\"\")","v":""},{"$f":"IFERROR(MAX((N56*INDEX(Perf_End_Use_Results_Table,$A56,'Project Performance'!BA$102)/1000)-P56,0),\"\")","v":0},{"$f":"IFERROR(MAX((N56*INDEX(Perf_End_Use_Results_Table,$A56,'Project Performance'!BA$102)/1000)-Q56,0),\"\")","v":""},null,{"$f":"T56*INDEX(Perf_End_Use_Results_Table,$A56,'Project Performance'!BA$102)/1000","v":0},{"$f":"IFERROR(MIN(U56*INDEX(Perf_ComplianceCalculations,'Project Performance'!$A$106,'Project Performance'!$N$102)/SUM($U$38:$U$67),U56),\"\")","v":""},{"$f":"(N56*INDEX(Perf_End_Use_Results_Table,$A56,'Project Performance'!BA$102)/1000)-U56","v":0},{"$f":"IFERROR((N56*INDEX(Perf_End_Use_Results_Table,$A56,'Project Performance'!BA$102)/1000)-V56,\"\")","v":""},null,null,null,null,null,null,null,null,{"$f":"IFERROR(INDEX(Ref_UnitConversions_Energy_Content_kBtu_Unit, IFERROR(MATCH(G56&H56,Ref_UnitConversions_Energy_Units_Lookup,0),MATCH(\"All\"&H56,Ref_UnitConversions_Energy_Units_Lookup,0)),),0)","v":0},null,null,null,null,null,null,null,null,null,null,null,"Other regulated","00"]
[20,null,{"$error":"#DIV/0!"},null,{"$f":"INDEX(Perf_End_Use_Results_Table,A57,'Project Performance'!$AR$102)","v":0},{"$f":"IF(INDEX(Perf_End_Use_Results_Table,A57,'Project Performance'!$BT$102)=0,\"\",\"X\")","v":""},{"$f":"INDEX(Perf_End_Use_Results_Table,A57,'Project Performance'!$AS$102)","v":0},{"$f":"INDEX(Perf_End_Use_Results_Table,A57,'Project Performance'!$AT$102)","v":0},{"$f":"INDEX(Perf_End_Use_Results_Table,$A57,'Project Performance'!AU$102)","v":0},{"$f":"INDEX(Perf_End_Use_Results_Table,$A57,'Project Performance'!AV$102)","v":0},{"$f":"INDEX(Perf_End_Use_Results_Table,$A57,'Project Performance'!AW$102)","v":0},{"$f":"INDEX(Perf_End_Use_Results_Table,$A57,'Project Performance'!AX$102)","v":0},0,{"$f":"INDEX(Perf_End_Use_Results_Table,$A57,'Project Performance'!BB$102)","v":0},null,{"$f":"O57*INDEX(Perf_End_Use_Results_Table,$A57,'Project Performance'!BA$102)/1000","v":0},{"$f":"IFERROR(MIN(P57*INDEX(Perf_ComplianceCalculations,'Project Performance'!$A$108,'Project Performance'!$N$102)/SUM($P$38:$P$67),P57),\"\")","v":""},{"$f":"IFERROR(MAX((N57*INDEX(Perf_End_Use_Results_Table,$A57,'Project Performance'!BA$102)/1000)-P57,0),\"\")","v":0},{"$f":"IFERROR(MAX((N57*INDEX(Perf_End_Use_Results_Table,$A57,'Project Performance'!BA$102)/1000)-Q57,0),\"\")","v":""},null,{"$f":"T57*INDEX(Perf_End_Use_Results_Table,$A57,'Project Performance'!BA$102)/1000","v":0},{"$f":"IFERROR(MIN(U57*INDEX(Perf_ComplianceCalculations,'Project Performance'!$A$106,'Project Performance'!$N$102)/SUM($U$38:$U$67),U57),\"\")","v":""},{"$f":"(N57*INDEX(Perf_End_Use_Results_Table,$A57,'Project Performance'!BA$102)/1000)-U57","v":0},{"$f":"IFERROR((N57*INDEX(Perf_End_Use_Results_Table,$A57,'Project Performance'!BA$102)/1000)-V57,\"\")","v":""},null,null,null,null,null,null,null,null,{"$f":"IFERROR(INDEX(Ref_UnitConversions_Energy_Content_kBtu_Unit, IFERROR(MATCH(G57&H57,Ref_UnitConversions_Energy_Units_Lookup,0),MATCH(\"All\"&H57,Ref_UnitConversions_Energy_Units_Lookup,0)),),0)","v":0},null,null,null,null,null,null,null,null,null,null,null,"Other regulated","00"]
[21,null,{"$error":"#DIV/0!"},null,{"$f":"INDEX(Perf_End_Use_Results_Table,A58,'Project Performance'!$AR$102)","v":0},{"$f":"IF(INDEX(Perf_End_Use_Results_Table,A58,'Project Performance'!$BT$102)=0,\"\",\"X\")","v":""},{"$f":"INDEX(Perf_End_Use_Results_Table,A58,'Project Performance'!$AS$102)","v":0},{"$f":"INDEX(Perf_End_Use_Results_Table,A58,'Project Performance'!$AT$102)","v":0},{"$f":"INDEX(Perf_End_Use_Results_Table,$A58,'Project Performance'!AU$102)","v":0},{"$f":"INDEX(Perf_End_Use_Results_Table,$A58,'Project Performance'!AV$102)","v":0},{"$f":"INDEX(Perf_End_Use_Results_Table,$A58,'Project Performance'!AW$102)","v":0},{"$f":"INDEX(Perf_End_Use_Results_Table,$A58,'Project Performance'!AX$102)","v":0},0,{"$f":"INDEX(Perf_End_Use_Results_Table,$A58,'Project Performance'!BB$102)","v":0},null,{"$f":"O58*INDEX(Perf_End_Use_Results_Table,$A58,'Project Performance'!BA$102)/1000","v":0},{"$f":"IFERROR(MIN(P58*INDEX(Perf_ComplianceCalculations,'Project Performance'!$A$108,'Project Performance'!$N$102)/SUM($P$38:$P$67),P58),\"\")","v":""},{"$f":"IFERROR(MAX((N58*INDEX(Perf_End_Use_Results_Table,$A58,'Project Performance'!BA$102)/1000)-P58,0),\"\")","v":0},{"$f":"IFERROR(MAX((N58*INDEX(Perf_End_Use_Results_Table,$A58,'Project Performance'!BA$102)/1000)-Q58,0),\"\")","v":""},null,{"$f":"T58*INDEX(Perf_End_Use_Results_Table,$A58,'Project Performance'!BA$102)/1000","v":0},{"$f":"IFERROR(MIN(U58*INDEX(Perf_ComplianceCalculations,'Project Performance'!$A$106,'Project Performance'!$N$102)/SUM($U$38:$U$67),U58),\"\")","v":""},{"$f":"(N58*INDEX(Perf_End_Use_Results_Table,$A58,'Project Performance'!BA$102)/1000)-U58","v":0},{"$f":"IFERROR((N58*INDEX(Perf_End_Use_Results_Table,$A58,'Project Performance'!BA$102)/1000)-V58,\"\")","v":""},null,null,null,null,null,null,null,null,{"$f":"IFERROR(INDEX(Ref_UnitConversions_Energy_Content_kBtu_Unit, IFERROR(MATCH(G58&H58,Ref_UnitConversions_Energy_Units_Lookup,0),MATCH(\"All\"&H58,Ref_UnitConversions_Energy_Units_Lookup,0)),),0)","v":0},null,null,null,null,null,null,null,null,null,null,null,"Other regulated","00"]
[22,null,{"$error":"#DIV/0!"},null,{"$f":"INDEX(Perf_End_Use_Results_Table,A59,'Project Performance'!$AR$102)","v":0},{"$f":"IF(INDEX(Perf_End_Use_Results_Table,A59,'Project Performance'!$BT$102)=0,\"\",\"X\")","v":""},{"$f":"INDEX(Perf_End_Use_Results_Table,A59,'Project Performance'!$AS$102)","v":0},{"$f":"INDEX(Perf_End_Use_Results_Table,A59,'Project Performance'!$AT$102)","v":0},{"$f":"INDEX(Perf_End_Use_Results_Table,$A59,'Project Performance'!AU$102)","v":0},{"$f":"INDEX(Perf_End_Use_Results_Table,$A59,'Project Performance'!AV$102)","v":0},{"$f":"INDEX(Perf_End_Use_Results_Table,$A59,'Project Performance'!AW$102)","v":0},{"$f":"INDEX(Perf_End_Use_Results_Table,$A59,'Project Performance'!AX$102)","v":0},0,{"$f":"INDEX(Perf_End_Use_Results_Table,$A59,'Project Performance'!BB$102)","v":0},null,{"$f":"O59*INDEX(Perf_End_Use_Results_Table,$A59,'Project Performance'!BA$102)/1000","v":0},{"$f":"IFERROR(MIN(P59*INDEX(Perf_ComplianceCalculations,'Project Performance'!$A$108,'Project Performance'!$N$102)/SUM($P$38:$P$67),P59),\"\")","v":""},{"$f":"IFERROR(MAX((N59*INDEX(Perf_End_Use_Results_Table,$A59,'Project Performance'!BA$102)/1000)-P59,0),\"\")","v":0},{"$f":"IFERROR(MAX((N59*INDEX(Perf_End_Use_Results_Table,$A59,'Project Performance'!BA$102)/1000)-Q59,0),\"\")","v":""},null,{"$f":"T59*INDEX(Perf_End_Use_Results_Table,$A59,'Project Performance'!BA$102)/1000","v":0},{"$f":"IFERROR(MIN(U59*INDEX(Perf_ComplianceCalculations,'Project Performance'!$A$106,'Project Performance'!$N$102)/SUM($U$38:$U$67),U59),\"\")","v":""},{"$f":"(N59*INDEX(Perf_End_Use_Results_Table,$A59,'Project Performance'!BA$102)/1000)-U59","v":0},{"$f":"IFERROR((N59*INDEX(Perf_End_Use_Results_Table,$A59,'Project Performance'!BA$102)/1000)-V59,\"\")","v":""},null,null,null,null,null,null,null,null,{"$f":"IFERROR(INDEX(Ref_UnitConversions_Energy_Content_kBtu_Unit, IFERROR(MATCH(G59&H59,Ref_UnitConversions_Energy_Units_Lookup,0),MATCH(\"All\"&H59,Ref_UnitConversions_Energy_Units_Lookup,0)),),0)","v":0},null,null,null,null,null,null,null,null,null,null,null,"Other regulated","00"]
[23,null,{"$error":"#DIV/0!"},null,{"$f":"INDEX(Perf_End_Use_Results_Table,A60,'Project Performance'!$AR$102)","v":0},{"$f":"IF(INDEX(Perf_End_Use_Results_Table,A60,'Project Performance'!$BT$102)=0,\"\",\"X\")","v":""},{"$f":"INDEX(Perf_End_Use_Results_Table,A60,'Project Performance'!$AS$102)","v":0},{"$f":"INDEX(Perf_End_Use_Results_Table,A60,'Project Performance'!$AT$102)","v":0},{"$f":"INDEX(Perf_End_Use_Results_Table,$A60,'Project Performance'!AU$102)","v":0},{"$f":"INDEX(Perf_End_Use_Results_Table,$A60,'Project Performance'!AV$102)","v":0},{"$f":"INDEX(Perf_End_Use_Results_Table,$A60,'Project Performance'!AW$102)","v":0},{"$f":"INDEX(Perf_End_Use_Results_Table,$A60,'Project Performance'!AX$102)","v":0},0,{"$f":"INDEX(Perf_End_Use_Results_Table,$A60,'Project Performance'!BB$102)","v":0},null,{"$f":"O60*INDEX(Perf_End_Use_Results_Table,$A60,'Project Performance'!BA$102)/1000","v":0},{"$f":"IFERROR(MIN(P60*INDEX(Perf_ComplianceCalculations,'Project Performance'!$A$108,'Project Performance'!$N$102)/SUM($P$38:$P$67),P60),\"\")","v":""},{"$f":"IFERROR(MAX((N60*INDEX(Perf_End_Use_Results_Table,$A60,'Project Performance'!BA$102)/1000)-P60,0),\"\")","v":0},{"$f":"IFERROR(MAX((N60*INDEX(Perf_End_Use_Results_Table,$A60,'Project Performance'!BA$102)/1000)-Q60,0),\"\")","v":""},null,{"$f":"T60*INDEX(Perf_End_Use_Results_Table,$A60,'Project Performance'!BA$102)/1000","v":0},{"$f":"IFERROR(MIN(U60*INDEX(Perf_ComplianceCalculations,'Project Performance'!$A$106,'Project Performance'!$N$102)/SUM($U$38:$U$67),U60),\"\")","v":""},{"$f":"(N60*INDEX(Perf_End_Use_Results_Table,$A60,'Project Performance'!BA$102)/1000)-U60","v":0},{"$f":"IFERROR((N60*INDEX(Perf_End_Use_Results_Table,$A60,'Project Performance'!BA$102)/1000)-V60,\"\")","v":""},null,null,null,null,null,null,null,null,{"$f":"IFERROR(INDEX(Ref_UnitConversions_Energy_Content_kBtu_Unit, IFERROR(MATCH(G60&H60,Ref_UnitConversions_Energy_Units_Lookup,0),MATCH(\"All\"&H60,Ref_UnitConversions_Energy_Units_Lookup,0)),),0)","v":0},null,null,null,null,null,null,null,null,null,null,null,"Other regulated","00"]
[24,null,{"$error":"#DIV/0!"},null,{"$f":"INDEX(Perf_End_Use_Results_Table,A61,'Project Performance'!$AR$102)","v":0},{"$f":"IF(INDEX(Perf_End_Use_Results_Table,A61,'Project Performance'!$BT$102)=0,\"\",\"X\")","v":""},{"$f":"INDEX(Perf_End_Use_Results_Table,A61,'Project Performance'!$AS$102)","v":0},{"$f":"INDEX(Perf_End_Use_Results_Table,A61,'Project Performance'!$AT$102)","v":0},{"$f":"INDEX(Perf_End_Use_Results_Table,$A61,'Project Performance'!AU$102)","v":0},{"$f":"INDEX(Perf_End_Use_Results_Table,$A61,'Project Performance'!AV$102)","v":0},{"$f":"INDEX(Perf_End_Use_Results_Table,$A61,'Project Performance'!AW$102)","v":0},{"$f":"INDEX(Perf_End_Use_Results_Table,$A61,'Project Performance'!AX$102)","v":0},0,{"$f":"INDEX(Perf_End_Use_Results_Table,$A61,'Project Performance'!BB$102)","v":0},null,{"$f":"O61*INDEX(Perf_End_Use_Results_Table,$A61,'Project Performance'!BA$102)/1000","v":0},{"$f":"IFERROR(MIN(P61*INDEX(Perf_ComplianceCalculations,'Project Performance'!$A$108,'Project Performance'!$N$102)/SUM($P$38:$P$67),P61),\"\")","v":""},{"$f":"IFERROR(MAX((N61*INDEX(Perf_End_Use_Results_Table,$A61,'Project Performance'!BA$102)/1000)-P61,0),\"\")","v":0},{"$f":"IFERROR(MAX((N61*INDEX(Perf_End_Use_Results_Table,$A61,'Project Performance'!BA$102)/1000)-Q61,0),\"\")","v":""},null,{"$f":"T61*INDEX(Perf_End_Use_Results_Table,$A61,'Project Performance'!BA$102)/1000","v":0},{"$f":"IFERROR(MIN(U61*INDEX(Perf_ComplianceCalculations,'Project Performance'!$A$106,'Project Performance'!$N$102)/SUM($U$38:$U$67),U61),\"\")","v":""},{"$f":"(N61*INDEX(Perf_End_Use_Results_Table,$A61,'Project Performance'!BA$102)/1000)-U61","v":0},{"$f":"IFERROR((N61*INDEX(Perf_End_Use_Results_Table,$A61,'Project Performance'!BA$102)/1000)-V61,\"\")","v":""},null,null,null,null,null,null,null,null,{"$f":"IFERROR(INDEX(Ref_UnitConversions_Energy_Content_kBtu_Unit, IFERROR(MATCH(G61&H61,Ref_UnitConversions_Energy_Units_Lookup,0),MATCH(\"All\"&H61,Ref_UnitConversions_Energy_Units_Lookup,0)),),0)","v":0},null,null,null,null,null,null,null,null,null,null,null,"Other regulated","00"]
[25,null,{"$error":"#DIV/0!"},null,{"$f":"INDEX(Perf_End_Use_Results_Table,A62,'Project Performance'!$AR$102)","v":0},{"$f":"IF(INDEX(Perf_End_Use_Results_Table,A62,'Project Performance'!$BT$102)=0,\"\",\"X\")","v":""},{"$f":"INDEX(Perf_End_Use_Results_Table,A62,'Project Performance'!$AS$102)","v":0},{"$f":"INDEX(Perf_End_Use_Results_Table,A62,'Project Performance'!$AT$102)","v":0},{"$f":"INDEX(Perf_End_Use_Results_Table,$A62,'Project Performance'!AU$102)","v":0},{"$f":"INDEX(Perf_End_Use_Results_Table,$A62,'Project Performance'!AV$102)","v":0},{"$f":"INDEX(Perf_End_Use_Results_Table,$A62,'Project Performance'!AW$102)","v":0},{"$f":"INDEX(Perf_End_Use_Results_Table,$A62,'Project Performance'!AX$102)","v":0},0,{"$f":"INDEX(Perf_End_Use_Results_Table,$A62,'Project Performance'!BB$102)","v":0},null,{"$f":"O62*INDEX(Perf_End_Use_Results_Table,$A62,'Project Performance'!BA$102)/1000","v":0},{"$f":"IFERROR(MIN(P62*INDEX(Perf_ComplianceCalculations,'Project Performance'!$A$108,'Project Performance'!$N$102)/SUM($P$38:$P$67),P62),\"\")","v":""},{"$f":"IFERROR(MAX((N62*INDEX(Perf_End_Use_Results_Table,$A62,'Project Performance'!BA$102)/1000)-P62,0),\"\")","v":0},{"$f":"IFERROR(MAX((N62*INDEX(Perf_End_Use_Results_Table,$A62,'Project Performance'!BA$102)/1000)-Q62,0),\"\")","v":""},null,{"$f":"T62*INDEX(Perf_End_Use_Results_Table,$A62,'Project Performance'!BA$102)/1000","v":0},{"$f":"IFERROR(MIN(U62*INDEX(Perf_ComplianceCalculations,'Project Performance'!$A$106,'Project Performance'!$N$102)/SUM($U$38:$U$67),U62),\"\")","v":""},{"$f":"(N62*INDEX(Perf_End_Use_Results_Table,$A62,'Project Performance'!BA$102)/1000)-U62","v":0},{"$f":"IFERROR((N62*INDEX(Perf_End_Use_Results_Table,$A62,'Project Performance'!BA$102)/1000)-V62,\"\")","v":""},null,null,null,null,null,null,null,null,{"$f":"IFERROR(INDEX(Ref_UnitConversions_Energy_Content_kBtu_Unit, IFERROR(MATCH(G62&H62,Ref_UnitConversions_Energy_Units_Lookup,0),MATCH(\"All\"&H62,Ref_UnitConversions_Energy_Units_Lookup,0)),),0)","v":0},null,null,null,null,null,null,null,null,null,null,null,"Other regulated","00"]
[26,null,{"$error":"#DIV/0!"},null,{"$f":"INDEX(Perf_End_Use_Results_Table,A63,'Project Performance'!$AR$102)","v":0},{"$f":"IF(INDEX(Perf_End_Use_Results_Table,A63,'Project Performance'!$BT$102)=0,\"\",\"X\")","v":""},{"$f":"INDEX(Perf_End_Use_Results_Table,A63,'Project Performance'!$AS$102)","v":0},{"$f":"INDEX(Perf_End_Use_Results_Table,A63,'Project Performance'!$AT$102)","v":0},{"$f":"INDEX(Perf_End_Use_Results_Table,$A63,'Project Performance'!AU$102)","v":0},{"$f":"INDEX(Perf_End_Use_Results_Table,$A63,'Project Performance'!AV$102)","v":0},{"$f":"INDEX(Perf_End_Use_Results_Table,$A63,'Project Performance'!AW$102)","v":0},{"$f":"INDEX(Perf_End_Use_Results_Table,$A63,'Project Performance'!AX$102)","v":0},0,{"$f":"INDEX(Perf_End_Use_Results_Table,$A63,'Project Performance'!BB$102)","v":0},null,{"$f":"O63*INDEX(Perf_End_Use_Results_Table,$A63,'Project Performance'!BA$102)/1000","v":0},{"$f":"IFERROR(MIN(P63*INDEX(Perf_ComplianceCalculations,'Project Performance'!$A$108,'Project Performance'!$N$102)/SUM($P$38:$P$67),P63),\"\")","v":""},{"$f":"IFERROR(MAX((N63*INDEX(Perf_End_Use_Results_Table,$A63,'Project Performance'!BA$102)/1000)-P63,0),\"\")","v":0},{"$f":"IFERROR(MAX((N63*INDEX(Perf_End_Use_Results_Table,$A63,'Project Performance'!BA$102)/1000)-Q63,0),\"\")","v":""},null,{"$f":"T63*INDEX(Perf_End_Use_Results_Table,$A63,'Project Performance'!BA$102)/1000","v":0},{"$f":"IFERROR(MIN(U63*INDEX(Perf_ComplianceCalculations,'Project Performance'!$A$106,'Project Performance'!$N$102)/SUM($U$38:$U$67),U63),\"\")","v":""},{"$f":"(N63*INDEX(Perf_End_Use_Results_Table,$A63,'Project Performance'!BA$102)/1000)-U63","v":0},{"$f":"IFERROR((N63*INDEX(Perf_End_Use_Results_Table,$A63,'Project Performance'!BA$102)/1000)-V63,\"\")","v":""},null,null,null,null,null,null,null,null,{"$f":"IFERROR(INDEX(Ref_UnitConversions_Energy_Content_kBtu_Unit, IFERROR(MATCH(G63&H63,Ref_UnitConversions_Energy_Units_Lookup,0),MATCH(\"All\"&H63,Ref_UnitConversions_Energy_Units_Lookup,0)),),0)","v":0},null,null,null,null,null,null,null,null,null,null,null,"Other regulated","00"]
[27,null,{"$error":"#DIV/0!"},null,{"$f":"INDEX(Perf_End_Use_Results_Table,A64,'Project Performance'!$AR$102)","v":0},{"$f":"IF(INDEX(Perf_End_Use_Results_Table,A64,'Project Performance'!$BT$102)=0,\"\",\"X\")","v":""},{"$f":"INDEX(Perf_End_Use_Results_Table,A64,'Project Performance'!$AS$102)","v":0},{"$f":"INDEX(Perf_End_Use_Results_Table,A64,'Project Performance'!$AT$102)","v":0},{"$f":"INDEX(Perf_End_Use_Results_Table,$A64,'Project Performance'!AU$102)","v":0},{"$f":"INDEX(Perf_End_Use_Results_Table,$A64,'Project Performance'!AV$102)","v":0},{"$f":"INDEX(Perf_End_Use_Results_Table,$A64,'Project Performance'!AW$102)","v":0},{"$f":"INDEX(Perf_End_Use_Results_Table,$A64,'Project Performance'!AX$102)","v":0},0,{"$f":"INDEX(Perf_End_Use_Results_Table,$A64,'Project Performance'!BB$102)","v":0},null,{"$f":"O64*INDEX(Perf_End_Use_Results_Table,$A64,'Project Performance'!BA$102)/1000","v":0},{"$f":"IFERROR(MIN(P64*INDEX(Perf_ComplianceCalculations,'Project Performance'!$A$108,'Project Performance'!$N$102)/SUM($P$38:$P$67),P64),\"\")","v":""},{"$f":"IFERROR(MAX((N64*INDEX(Perf_End_Use_Results_Table,$A64,'Project Performance'!BA$102)/1000)-P64,0),\"\")","v":0},{"$f":"IFERROR(MAX((N64*INDEX(Perf_End_Use_Results_Table,$A64,'Project Performance'!BA$102)/1000)-Q64,0),\"\")","v":""},null,{"$f":"T64*INDEX(Perf_End_Use_Results_Table,$A64,'Project Performance'!BA$102)/1000","v":0},{"$f":"IFERROR(MIN(U64*INDEX(Perf_ComplianceCalculations,'Project Performance'!$A$106,'Project Performance'!$N$102)/SUM($U$38:$U$67),U64),\"\")","v":""},{"$f":"(N64*INDEX(Perf_End_Use_Results_Table,$A64,'Project Performance'!BA$102)/1000)-U64","v":0},{"$f":"IFERROR((N64*INDEX(Perf_End_Use_Results_Table,$A64,'Project Performance'!BA$102)/1000)-V64,\"\")","v":""},null,null,null,null,null,null,null,null,{"$f":"IFERROR(INDEX(Ref_UnitConversions_Energy_Content_kBtu_Unit, IFERROR(MATCH(G64&H64,Ref_UnitConversions_Energy_Units_Lookup,0),MATCH(\"All\"&H64,Ref_UnitConversions_Energy_Units_Lookup,0)),),0)","v":0},null,null,null,null,null,null,null,null,null,null,null,"Other regulated","00"]
[28,null,{"$error":"#DIV/0!"},null,{"$f":"INDEX(Perf_End_Use_Results_Table,A65,'Project Performance'!$AR$102)","v":0},{"$f":"IF(INDEX(Perf_End_Use_Results_Table,A65,'Project Performance'!$BT$102)=0,\"\",\"X\")","v":""},{"$f":"INDEX(Perf_End_Use_Results_Table,A65,'Project Performance'!$AS$102)","v":0},{"$f":"INDEX(Perf_End_Use_Results_Table,A65,'Project Performance'!$AT$102)","v":0},{"$f":"INDEX(Perf_End_Use_Results_Table,$A65,'Project Performance'!AU$102)","v":0},{"$f":"INDEX(Perf_End_Use_Results_Table,$A65,'Project Performance'!AV$102)","v":0},{"$f":"INDEX(Perf_End_Use_Results_Table,$A65,'Project Performance'!AW$102)","v":0},{"$f":"INDEX(Perf_End_Use_Results_Table,$A65,'Project Performance'!AX$102)","v":0},0,{"$f":"INDEX(Perf_End_Use_Results_Table,$A65,'Project Performance'!BB$102)","v":0},null,{"$f":"O65*INDEX(Perf_End_Use_Results_Table,$A65,'Project Performance'!BA$102)/1000","v":0},{"$f":"IFERROR(MIN(P65*INDEX(Perf_ComplianceCalculations,'Project Performance'!$A$108,'Project Performance'!$N$102)/SUM($P$38:$P$67),P65),\"\")","v":""},{"$f":"IFERROR(MAX((N65*INDEX(Perf_End_Use_Results_Table,$A65,'Project Performance'!BA$102)/1000)-P65,0),\"\")","v":0},{"$f":"IFERROR(MAX((N65*INDEX(Perf_End_Use_Results_Table,$A65,'Project Performance'!BA$102)/1000)-Q65,0),\"\")","v":""},null,{"$f":"T65*INDEX(Perf_End_Use_Results_Table,$A65,'Project Performance'!BA$102)/1000","v":0},{"$f":"IFERROR(MIN(U65*INDEX(Perf_ComplianceCalculations,'Project Performance'!$A$106,'Project Performance'!$N$102)/SUM($U$38:$U$67),U65),\"\")","v":""},{"$f":"(N65*INDEX(Perf_End_Use_Results_Table,$A65,'Project Performance'!BA$102)/1000)-U65","v":0},{"$f":"IFERROR((N65*INDEX(Perf_End_Use_Results_Table,$A65,'Project Performance'!BA$102)/1000)-V65,\"\")","v":""},null,null,null,null,null,null,null,null,{"$f":"IFERROR(INDEX(Ref_UnitConversions_Energy_Content_kBtu_Unit, IFERROR(MATCH(G65&H65,Ref_UnitConversions_Energy_Units_Lookup,0),MATCH(\"All\"&H65,Ref_UnitConversions_Energy_Units_Lookup,0)),),0)","v":0},"count",1,2,3,4,5,6,7,8,9,10,"Other regulated","00"]
[29,null,{"$error":"#DIV/0!"},null,{"$f":"INDEX(Perf_End_Use_Results_Table,A66,'Project Performance'!$AR$102)","v":0},{"$f":"IF(INDEX(Perf_End_Use_Results_Table,A66,'Project Performance'!$BT$102)=0,\"\",\"X\")","v":""},{"$f":"INDEX(Perf_End_Use_Results_Table,A66,'Project Performance'!$AS$102)","v":0},{"$f":"INDEX(Perf_End_Use_Results_Table,A66,'Project Performance'!$AT$102)","v":0},{"$f":"INDEX(Perf_End_Use_Results_Table,$A66,'Project Performance'!AU$102)","v":0},{"$f":"INDEX(Perf_End_Use_Results_Table,$A66,'Project Performance'!AV$102)","v":0},{"$f":"INDEX(Perf_End_Use_Results_Table,$A66,'Project Performance'!AW$102)","v":0},{"$f":"INDEX(Perf_End_Use_Results_Table,$A66,'Project Performance'!AX$102)","v":0},0,{"$f":"INDEX(Perf_End_Use_Results_Table,$A66,'Project Performance'!BB$102)","v":0},null,{"$f":"O66*INDEX(Perf_End_Use_Results_Table,$A66,'Project Performance'!BA$102)/1000","v":0},{"$f":"IFERROR(MIN(P66*INDEX(Perf_ComplianceCalculations,'Project Performance'!$A$108,'Project Performance'!$N$102)/SUM($P$38:$P$67),P66),\"\")","v":""},{"$f":"IFERROR(MAX((N66*INDEX(Perf_End_Use_Results_Table,$A66,'Project Performance'!BA$102)/1000)-P66,0),\"\")","v":0},{"$f":"IFERROR(MAX((N66*INDEX(Perf_End_Use_Results_Table,$A66,'Project Performance'!BA$102)/1000)-Q66,0),\"\")","v":""},null,{"$f":"T66*INDEX(Perf_End_Use_Results_Table,$A66,'Project Performance'!BA$102)/1000","v":0},{"$f":"IFERROR(MIN(U66*INDEX(Perf_ComplianceCalculations,'Project Performance'!$A$106,'Project Performance'!$N$102)/SUM($U$38:$U$67),U66),\"\")","v":""},{"$f":"(N66*INDEX(Perf_End_Use_Results_Table,$A66,'Project Performance'!BA$102)/1000)-U66","v":0},{"$f":"IFERROR((N66*INDEX(Perf_End_Use_Results_Table,$A66,'Project Performance'!BA$102)/1000)-V66,\"\")","v":""},null,null,null,null,null,null,null,null,{"$f":"IFERROR(INDEX(Ref_UnitConversions_Energy_Content_kBtu_Unit, IFERROR(MATCH(G66&H66,Ref_UnitConversions_Energy_Units_Lookup,0),MATCH(\"All\"&H66,Ref_UnitConversions_Energy_Units_Lookup,0)),),0)","v":0},"building area type",{"$f":"INDEX(Perf_BPF_Table, AI65,1)","v":0},{"$f":"INDEX(Perf_BPF_Table, AJ65,1)","v":0},{"$f":"INDEX(Perf_BPF_Table, AK65,1)","v":0},{"$f":"INDEX(Perf_BPF_Table, AL65,1)","v":0},{"$f":"INDEX(Perf_BPF_Table, AM65,1)","v":0},{"$f":"INDEX(Perf_BPF_Table, AN65,1)","v":0},{"$f":"INDEX(Perf_BPF_Table, AO65,1)","v":0},{"$f":"INDEX(Perf_BPF_Table, AP65,1)","v":0},{"$f":"INDEX(Perf_BPF_Table, AQ65,1)","v":0},{"$f":"INDEX(Perf_BPF_Table, AR65,1)","v":0},"Other regulated","00"]
[30,null,{"$error":"#DIV/0!"},null,{"$f":"INDEX(Perf_End_Use_Results_Table,A67,'Project Performance'!$AR$102)","v":0},{"$f":"IF(INDEX(Perf_End_Use_Results_Table,A67,'Project Performance'!$BT$102)=0,\"\",\"X\")","v":""},{"$f":"INDEX(Perf_End_Use_Results_Table,A67,'Project Performance'!$AS$102)","v":0},{"$f":"INDEX(Perf_End_Use_Results_Table,A67,'Project Performance'!$AT$102)","v":0},{"$f":"INDEX(Perf_End_Use_Results_Table,$A67,'Project Performance'!AU$102)","v":0},{"$f":"INDEX(Perf_End_Use_Results_Table,$A67,'Project Performance'!AV$102)","v":0},{"$f":"INDEX(Perf_End_Use_Results_Table,$A67,'Project Performance'!AW$102)","v":0},{"$f":"INDEX(Perf_End_Use_Results_Table,$A67,'Project Performance'!AX$102)","v":0},0,{"$f":"INDEX(Perf_End_Use_Results_Table,$A67,'Project Performance'!BB$102)","v":0},null,{"$f":"O67*INDEX(Perf_End_Use_Results_Table,$A67,'Project Performance'!BA$102)/1000","v":0},{"$f":"IFERROR(MIN(P67*INDEX(Perf_ComplianceCalculations,'Project Performance'!$A$108,'Project Performance'!$N$102)/SUM($P$38:$P$67),P67),\"\")","v":""},{"$f":"IFERROR(MAX((N67*INDEX(Perf_End_Use_Results_Table,$A67,'Project Performance'!BA$102)/1000)-P67,0),\"\")","v":0},{"$f":"IFERROR(MAX((N67*INDEX(Perf_End_Use_Results_Table,$A67,'Project Performance'!BA$102)/1000)-Q67,0),\"\")","v":""},null,{"$f":"T67*INDEX(Perf_End_Use_Results_Table,$A67,'Project Performance'!BA$102)/1000","v":0},{"$f":"IFERROR(MIN(U67*INDEX(Perf_ComplianceCalculations,'Project Performance'!$A$106,'Project Performance'!$N$102)/SUM($U$38:$U$67),U67),\"\")","v":""},{"$f":"(N67*INDEX(Perf_End_Use_Results_Table,$A67,'Project Performance'!BA$102)/1000)-U67","v":0},{"$f":"IFERROR((N67*INDEX(Perf_End_Use_Results_Table,$A67,'Project Performance'!BA$102)/1000)-V67,\"\")","v":""},null,null,null,null,null,null,null,null,{"$f":"IFERROR(INDEX(Ref_UnitConversions_Energy_Content_kBtu_Unit, IFERROR(MATCH(G67&H67,Ref_UnitConversions_Energy_Units_Lookup,0),MATCH(\"All\"&H67,Ref_UnitConversions_Energy_Units_Lookup,0)),),0)","v":0},"prototype model",{"$f":"IFERROR(INDEX(Ref_Building_Area_Mapping,MATCH(AI66,INDEX(Ref_Building_Area_Mapping,,2),0),1),0)","v":0},0,0,0,0,0,0,0,0,0,"Other regulated","00"]
[null,null,{"$f":"IF(OR(Lists_Renewable_Energy=\"Yes\", Lists_Exceptional_Calcs=\"Yes\"),1,5/0)","v":{"$error":"#DIV/0!"}},null,null,null,null,null,null,null,null,null,null,null,null,null,null,null,null,null,null,null,null,null,null,null,null,null,null,null,null,null,null,"total area",{"$f":"INDEX(Perf_BPF_Table, AI65,9)","v":0},{"$f":"INDEX(Perf_BPF_Table, AJ65,9)","v":0},{"$f":"INDEX(Perf_BPF_Table, AK65,9)","v":0},{"$f":"INDEX(Perf_BPF_Table, AL65,9)","v":0},{"$f":"INDEX(Perf_BPF_Table, AM65,9)","v":0},{"$f":"INDEX(Perf_BPF_Table, AN65,9)","v":0},{"$f":"INDEX(Perf_BPF_Table, AO65,9)","v":0},{"$f":"INDEX(Perf_BPF_Table, AP65,9)","v":0},{"$f":"INDEX(Perf_BPF_Table, AQ65,9)","v":0},{"$f":"INDEX(Perf_BPF_Table, AR65,9)","v":0}]
[null,null,{"$f":"IF($AG$25=0,5/0,1)","v":1},null,"Table 2: Energy Consumption and Savings by Fuel and End Use Excluding Exceptional Calculations and Renewable Energy",null,null,null,null,null,null,"Back to Table of Contents",null,null,null,null,null,null,null,null,null,null,null,null,null,null,null,null,null,null,null,null,null,"% Area of total building",{"$f":"IFERROR(AI68/SUM($AI$68:$AR$68),0)","v":0},0,0,0,0,0,0,0,0,0]
[null,null,{"$f":"5/0","v":{"$error":"#DIV/0!"}},null,null,{"$f":"INDEX(ImportCostdata,AH$70+1,COLUMN(Import!$A$74))","v":0},{"$f":"INDEX(ImportCostdata,AI$70+1,COLUMN(Import!$A$74))","v":0},{"$f":"INDEX(ImportCostdata,AJ$70+1,COLUMN(Import!$A$74))","v":0},{"$f":"INDEX(ImportCostdata,AK$70+1,COLUMN(Import!$A$74))","v":0},{"$f":"INDEX(ImportCostdata,AL$70+1,COLUMN(Import!$A$74))","v":0},{"$f":"INDEX(ImportCostdata,AM$70+1,COLUMN(Import!$A$74))","v":0},{"$f":"INDEX(ImportCostdata,AN$70+1,COLUMN(Import!$A$74))","v":0},{"$f":"INDEX(ImportCostdata,AO$70+1,COLUMN(Import!$A$74))","v":0},{"$f":"INDEX(ImportCostdata,AP$70+1,COLUMN(Import!$A$74))","v":0},{"$f":"INDEX(ImportCostdata,AQ$70+1,COLUMN(Import!$A$74))","v":0},{"$f":"INDEX(ImportCostdata,AR$70+1,COLUMN(Import!$A$74))","v":0},{"$f":"INDEX(ImportCostdata,AS$70+1,COLUMN(Import!$A$74))","v":0},{"$f":"INDEX(ImportCostdata,AT$70+1,COLUMN(Import!$A$74))","v":0},{"$f":"INDEX(ImportCostdata,AU$70+1,COLUMN(Import!$A$74))","v":0},{"$f":"INDEX(ImportCostdata,AV$70+1,COLUMN(Import!$A$74))","v":0},{"$f":"INDEX(ImportCostdata,AW$70+1,COLUMN(Import!$A$74))","v":0},{"$f":"INDEX(ImportCostdata,AX$70+1,COLUMN(Import!$A$74))","v":0},{"$f":"INDEX(ImportCostdata,AY$70+1,COLUMN(Import!$A$74))","v":0},{"$f":"INDEX(ImportCostdata,AZ$70+1,COLUMN(Import!$A$74))","v":0},{"$f":"INDEX(ImportCostdata,BA$70+1,COLUMN(Import!$A$74))","v":0},null,null,null,null,null,null,null,null,1,1,1,1,{"$f":"AH70+1","v":2},{"$f":"AI70+1","v":2},2,2,3,3,3,3,4,4,4,{"$f":"AS70+1","v":4},{"$f":"AT70+1","v":5},{"$f":"AU70+1","v":5},{"$f":"AV70+1","v":5},{"$f":"AW70+1","v":5}]
[null,null,1,null,"End Use",{"$f":"\"ASHRAE 90.1 ~2004 Baseline \" & F70 & \" Site Energy (MMBtu)\"","v":"ASHRAE 90.1 ~2004 Baseline 0 Site Energy (MMBtu)"},{"$f":"\"ASHRAE 90.1 \" & Lists_Modeling_Protocol_Year & \" Adjusted Baseline \" & G70 & \" Site Energy (MMBtu)\"","v":{"$error":"#VALUE!"}},{"$f":"\"Proposed \" & H70 & \" Site Energy (MMBtu)\"","v":"Proposed 0 Site Energy (MMBtu)"},{"$f":"I70 & \" Site Energy Savings (MMBtu)\"","v":"0 Site Energy Savings (MMBtu)"},{"$f":"\"ASHRAE 90.1 ~2004 Baseline \" & J70 & \" Site Energy (MMBtu)\"","v":"ASHRAE 90.1 ~2004 Baseline 0 Site Energy (MMBtu)"},{"$f":"\"ASHRAE 90.1 \" & Lists_Modeling_Protocol_Year & \" Adjusted Baseline \" & K70 & \" Site Energy (MMBtu)\"","v":{"$error":"#VALUE!"}},{"$f":"\"Proposed \" & L70 & \" Site Energy (MMBtu)\"","v":"Proposed 0 Site Energy (MMBtu)"},{"$f":"M70 & \" Site Energy Savings (MMBtu)\"","v":"0 Site Energy Savings (MMBtu)"},{"$f":"\"ASHRAE 90.1 ~2004 Baseline \" & N70 & \" Site Energy (MMBtu)\"","v":"ASHRAE 90.1 ~2004 Baseline 0 Site Energy (MMBtu)"},{"$f":"\"ASHRAE 90.1 \" & Lists_Modeling_Protocol_Year & \" Adjusted Baseline \" & O70 & \" Site Energy (MMBtu)\"","v":{"$error":"#VALUE!"}},{"$f":"\"Proposed \" & P70 & \" Site Energy (MMBtu)\"","v":"Proposed 0 Site Energy (MMBtu)"},{"$f":"Q70 & \" Site Energy Savings (MMBtu)\"","v":"0 Site Energy Savings (MMBtu)"},{"$f":"\"ASHRAE 90.1 ~2004 Baseline \" & R70 & \" Site Energy (MMBtu)\"","v":"ASHRAE 90.1 ~2004 Baseline 0 Site Energy (MMBtu)"},{"$f":"\"ASHRAE 90.1 \" & Lists_Modeling_Protocol_Year & \" Adjusted Baseline \" & S70 & \" Site Energy (MMBtu)\"","v":{"$error":"#VALUE!"}},{"$f":"\"Proposed \" & T70 & \" Site Energy (MMBtu)\"","v":"Proposed 0 Site Energy (MMBtu)"},{"$f":"U70 & \" Site Energy Savings (MMBtu)\"","v":"0 Site Energy Savings (MMBtu)"},{"$f":"\"ASHRAE 90.1 ~2004 Baseline \" & V70 & \" Site Energy (MMBtu)\"","v":"ASHRAE 90.1 ~2004 Baseline 0 Site Energy (MMBtu)"},{"$f":"\"ASHRAE 90.1 \" & Lists_Modeling_Protocol_Year & \" Adjusted Baseline \" & W70 & \" Site Energy (MMBtu)\"","v":{"$error":"#VALUE!"}},{"$f":"\"Proposed \" & X70 & \" Site Energy (MMBtu)\"","v":"Proposed 0 Site Energy (MMBtu)"},{"$f":"Y70 & \" Site Energy Savings (MMBtu)\"","v":"0 Site Energy Savings (MMBtu)"},"ASHRAE 90.1 ~2004 Baseline Site Energy (MMBtu)",{"$f":"\"Total ASHRAE 90.1 \" & Lists_Modeling_Protocol_Year & \" Adjusted Baseline Site Energy (MMBtu)\"","v":{"$error":"#VALUE!"}},"Total Proposed Site Energy (MMBtu)","Total Site Energy Savings Compared to ~2004 Baseline (MMBtu)",{"$f":"\"Total Site Energy Savings Compared to \" & Lists_Modeling_Protocol_Year & \" Baseline (MMBtu)\"","v":{"$error":"#VALUE!"}},null,null,null,"Weighted avg SEEUPF","SEEUPF building area type 1","SEEUPF building area type 2","SEEUPF building area type 3","SEEUPF building area type 4","SEEUPF building area type 5","SEEUPF building area type 6","SEEUPF building area type 7","SEEUPF building area type 8","SEEUPF building area type 9","SEEUPF building area type 10"]
[null,null,1,null,"Interior lighting",{"$f":"SUMPRODUCT($M$38:$M$67,--($G$38:$G$67=F$70),--($AS$38:$AS$67=$E72),$AG$38:$AG$67)/1000","v":0},{"$f":"SUMPRODUCT($M$38:$M$67,--($G$38:$G$67=G$70),--($AS$38:$AS$67=$E72),$AG$38:$AG$67)/1000*$AH72","v":0},{"$f":"SUMPRODUCT($N$38:$N$67,--($G$38:$G$67=H$70),--($AS$38:$AS$67=$E72),$AG$38:$AG$67)/1000","v":0},{"$f":"G72-H72","v":0},{"$f":"SUMPRODUCT($M$38:$M$67,--($G$38:$G$67=J$70),--($AS$38:$AS$67=$E72),$AG$38:$AG$67)/1000","v":0},{"$f":"SUMPRODUCT($M$38:$M$67,--($G$38:$G$67=K$70),--($AS$38:$AS$67=$E72),$AG$38:$AG$67)/1000*$AH72","v":0},{"$f":"SUMPRODUCT($N$38:$N$67,--($G$38:$G$67=L$70),--($AS$38:$AS$67=$E72),$AG$38:$AG$67)/1000","v":0},{"$f":"K72-L72","v":0},{"$f":"SUMPRODUCT($M$38:$M$67,--($G$38:$G$67=N$70),--($AS$38:$AS$67=$E72),$AG$38:$AG$67)/1000","v":0},{"$f":"SUMPRODUCT($M$38:$M$67,--($G$38:$G$67=O$70),--($AS$38:$AS$67=$E72),$AG$38:$AG$67)/1000*$AH72","v":0},{"$f":"SUMPRODUCT($N$38:$N$67,--($G$38:$G$67=P$70),--($AS$38:$AS$67=$E72),$AG$38:$AG$67)/1000","v":0},{"$f":"O72-P72","v":0},{"$f":"SUMPRODUCT($M$38:$M$67,--($G$38:$G$67=R$70),--($AS$38:$AS$67=$E72),$AG$38:$AG$67)/1000","v":0},{"$f":"SUMPRODUCT($M$38:$M$67,--($G$38:$G$67=S$70),--($AS$38:$AS$67=$E72),$AG$38:$AG$67)/1000*$AH72","v":0},{"$f":"SUMPRODUCT($N$38:$N$67,--($G$38:$G$67=T$70),--($AS$38:$AS$67=$E72),$AG$38:$AG$67)/1000","v":0},{"$f":"S72-T72","v":0},{"$f":"SUMPRODUCT($M$38:$M$67,--($G$38:$G$67=V$70),--($AS$38:$AS$67=$E72),$AG$38:$AG$67)/1000","v":0},{"$f":"SUMPRODUCT($M$38:$M$67,--($G$38:$G$67=W$70),--($AS$38:$AS$67=$E72),$AG$38:$AG$67)/1000*$AH72","v":0},{"$f":"SUMPRODUCT($N$38:$N$67,--($G$38:$G$67=X$70),--($AS$38:$AS$67=$E72),$AG$38:$AG$67)/1000","v":0},{"$f":"W72-X72","v":0},{"$f":"F72+J72+N72+R72+V72","v":0},{"$f":"G72+K72+O72+S72+W72","v":0},{"$f":"H72+L72+P72+T72+X72","v":0},{"$f":"Z72-AB72","v":0},{"$f":"AA72-AB72","v":0},null,null,null,{"$f":"SUMPRODUCT(AI72:AR72,$AI$69:$AR$69)","v":0},{"$f":"IFERROR(IF(AND(ProgSetup_SEEUPFs=TRUE,Lists_Modeling_Protocol_Year=2019),INDEX(SEEUPFs_Cust_2019_AllTables,MATCH(AI$67&$E72,SEEUPFs_Cust_2019_Lookup,0),MATCH(Lists_Project_Climate_Zone,SEEUPFs_Cust_2019_CZ_Lookup,0)),INDEX(SEEUPF_Tables,MATCH(AI$67&Lists_Modeling_Protocol_Year&$E72,SEEUPF_Lookup,0),MATCH(Lists_Project_Climate_Zone,SEEUPF_Lookup_CZ,0))),0)","v":0},{"$f":"IFERROR(IF(AND(ProgSetup_SEEUPFs=TRUE,Lists_Modeling_Protocol_Year=2019),INDEX(SEEUPFs_Cust_2019_AllTables,MATCH(AJ$67&$E72,SEEUPFs_Cust_2019_Lookup,0),MATCH(Lists_Project_Climate_Zone,SEEUPFs_Cust_2019_CZ_Lookup,0)),INDEX(SEEUPF_Tables,MATCH(AJ$67&Lists_Modeling_Protocol_Year&$E72,SEEUPF_Lookup,0),MATCH(Lists_Project_Climate_Zone,SEEUPF_Lookup_CZ,0))),0)","v":0},{"$f":"IFERROR(IF(AND(ProgSetup_SEEUPFs=TRUE,Lists_Modeling_Protocol_Year=2019),INDEX(SEEUPFs_Cust_2019_AllTables,MATCH(AK$67&$E72,SEEUPFs_Cust_2019_Lookup,0),MATCH(Lists_Project_Climate_Zone,SEEUPFs_Cust_2019_CZ_Lookup,0)),INDEX(SEEUPF_Tables,MATCH(AK$67&Lists_Modeling_Protocol_Year&$E72,SEEUPF_Lookup,0),MATCH(Lists_Project_Climate_Zone,SEEUPF_Lookup_CZ,0))),0)","v":0},{"$f":"IFERROR(IF(AND(ProgSetup_SEEUPFs=TRUE,Lists_Modeling_Protocol_Year=2019),INDEX(SEEUPFs_Cust_2019_AllTables,MATCH(AL$67&$E72,SEEUPFs_Cust_2019_Lookup,0),MATCH(Lists_Project_Climate_Zone,SEEUPFs_Cust_2019_CZ_Lookup,0)),INDEX(SEEUPF_Tables,MATCH(AL$67&Lists_Modeling_Protocol_Year&$E72,SEEUPF_Lookup,0),MATCH(Lists_Project_Climate_Zone,SEEUPF_Lookup_CZ,0))),0)","v":0},{"$f":"IFERROR(IF(AND(ProgSetup_SEEUPFs=TRUE,Lists_Modeling_Protocol_Year=2019),INDEX(SEEUPFs_Cust_2019_AllTables,MATCH(AM$67&$E72,SEEUPFs_Cust_2019_Lookup,0),MATCH(Lists_Project_Climate_Zone,SEEUPFs_Cust_2019_CZ_Lookup,0)),INDEX(SEEUPF_Tables,MATCH(AM$67&Lists_Modeling_Protocol_Year&$E72,SEEUPF_Lookup,0),MATCH(Lists_Project_Climate_Zone,SEEUPF_Lookup_CZ,0))),0)","v":0},{"$f":"IFERROR(IF(AND(ProgSetup_SEEUPFs=TRUE,Lists_Modeling_Protocol_Year=2019),INDEX(SEEUPFs_Cust_2019_AllTables,MATCH(AN$67&$E72,SEEUPFs_Cust_2019_Lookup,0),MATCH(Lists_Project_Climate_Zone,SEEUPFs_Cust_2019_CZ_Lookup,0)),INDEX(SEEUPF_Tables,MATCH(AN$67&Lists_Modeling_Protocol_Year&$E72,SEEUPF_Lookup,0),MATCH(Lists_Project_Climate_Zone,SEEUPF_Lookup_CZ,0))),0)","v":0},{"$f":"IFERROR(IF(AND(ProgSetup_SEEUPFs=TRUE,Lists_Modeling_Protocol_Year=2019),INDEX(SEEUPFs_Cust_2019_AllTables,MATCH(AO$67&$E72,SEEUPFs_Cust_2019_Lookup,0),MATCH(Lists_Project_Climate_Zone,SEEUPFs_Cust_2019_CZ_Lookup,0)),INDEX(SEEUPF_Tables,MATCH(AO$67&Lists_Modeling_Protocol_Year&$E72,SEEUPF_Lookup,0),MATCH(Lists_Project_Climate_Zone,SEEUPF_Lookup_CZ,0))),0)","v":0},{"$f":"IFERROR(IF(AND(ProgSetup_SEEUPFs=TRUE,Lists_Modeling_Protocol_Year=2019),INDEX(SEEUPFs_Cust_2019_AllTables,MATCH(AP$67&$E72,SEEUPFs_Cust_2019_Lookup,0),MATCH(Lists_Project_Climate_Zone,SEEUPFs_Cust_2019_CZ_Lookup,0)),INDEX(SEEUPF_Tables,MATCH(AP$67&Lists_Modeling_Protocol_Year&$E72,SEEUPF_Lookup,0),MATCH(Lists_Project_Climate_Zone,SEEUPF_Lookup_CZ,0))),0)","v":0},{"$f":"IFERROR(IF(AND(ProgSetup_SEEUPFs=TRUE,Lists_Modeling_Protocol_Year=2019),INDEX(SEEUPFs_Cust_2019_AllTables,MATCH(AQ$67&$E72,SEEUPFs_Cust_2019_Lookup,0),MATCH(Lists_Project_Climate_Zone,SEEUPFs_Cust_2019_CZ_Lookup,0)),INDEX(SEEUPF_Tables,MATCH(AQ$67&Lists_Modeling_Protocol_Year&$E72,SEEUPF_Lookup,0),MATCH(Lists_Project_Climate_Zone,SEEUPF_Lookup_CZ,0))),0)","v":0},{"$f":"IFERROR(IF(AND(ProgSetup_SEEUPFs=TRUE,Lists_Modeling_Protocol_Year=2019),INDEX(SEEUPFs_Cust_2019_AllTables,MATCH(AR$67&$E72,SEEUPFs_Cust_2019_Lookup,0),MATCH(Lists_Project_Climate_Zone,SEEUPFs_Cust_2019_CZ_Lookup,0)),INDEX(SEEUPF_Tables,MATCH(AR$67&Lists_Modeling_Protocol_Year&$E72,SEEUPF_Lookup,0),MATCH(Lists_Project_Climate_Zone,SEEUPF_Lookup_CZ,0))),0)","v":0}]
[null,null,1,null,"Interior lighting (unregulated)",{"$f":"SUMPRODUCT($M$38:$M$67,--($G$38:$G$67=F$70),--($AS$38:$AS$67=$E73),$AG$38:$AG$67)/1000","v":0},{"$f":"SUMPRODUCT($M$38:$M$67,--($G$38:$G$67=G$70),--($AS$38:$AS$67=$E73),$AG$38:$AG$67)/1000*$AH73","v":0},{"$f":"SUMPRODUCT($N$38:$N$67,--($G$38:$G$67=H$70),--($AS$38:$AS$67=$E73),$AG$38:$AG$67)/1000","v":0},{"$f":"G73-H73","v":0},{"$f":"SUMPRODUCT($M$38:$M$67,--($G$38:$G$67=J$70),--($AS$38:$AS$67=$E73),$AG$38:$AG$67)/1000","v":0},{"$f":"SUMPRODUCT($M$38:$M$67,--($G$38:$G$67=K$70),--($AS$38:$AS$67=$E73),$AG$38:$AG$67)/1000*$AH73","v":0},{"$f":"SUMPRODUCT($N$38:$N$67,--($G$38:$G$67=L$70),--($AS$38:$AS$67=$E73),$AG$38:$AG$67)/1000","v":0},{"$f":"K73-L73","v":0},{"$f":"SUMPRODUCT($M$38:$M$67,--($G$38:$G$67=N$70),--($AS$38:$AS$67=$E73),$AG$38:$AG$67)/1000","v":0},{"$f":"SUMPRODUCT($M$38:$M$67,--($G$38:$G$67=O$70),--($AS$38:$AS$67=$E73),$AG$38:$AG$67)/1000*$AH73","v":0},{"$f":"SUMPRODUCT($N$38:$N$67,--($G$38:$G$67=P$70),--($AS$38:$AS$67=$E73),$AG$38:$AG$67)/1000","v":0},{"$f":"O73-P73","v":0},{"$f":"SUMPRODUCT($M$38:$M$67,--($G$38:$G$67=R$70),--($AS$38:$AS$67=$E73),$AG$38:$AG$67)/1000","v":0},{"$f":"SUMPRODUCT($M$38:$M$67,--($G$38:$G$67=S$70),--($AS$38:$AS$67=$E73),$AG$38:$AG$67)/1000*$AH73","v":0},{"$f":"SUMPRODUCT($N$38:$N$67,--($G$38:$G$67=T$70),--($AS$38:$AS$67=$E73),$AG$38:$AG$67)/1000","v":0},{"$f":"S73-T73","v":0},{"$f":"SUMPRODUCT($M$38:$M$67,--($G$38:$G$67=V$70),--($AS$38:$AS$67=$E73),$AG$38:$AG$67)/1000","v":0},{"$f":"SUMPRODUCT($M$38:$M$67,--($G$38:$G$67=W$70),--($AS$38:$AS$67=$E73),$AG$38:$AG$67)/1000*$AH73","v":0},{"$f":"SUMPRODUCT($N$38:$N$67,--($G$38:$G$67=X$70),--($AS$38:$AS$67=$E73),$AG$38:$AG$67)/1000","v":0},{"$f":"W73-X73","v":0},{"$f":"F73+J73+N73+R73+V73","v":0},{"$f":"G73+K73+O73+S73+W73","v":0},{"$f":"H73+L73+P73+T73+X73","v":0},{"$f":"Z73-AB73","v":0},0,null,null,null,{"$f":"SUMPRODUCT(AI73:AR73,$AI$69:$AR$69)","v":0},{"$f":"IFERROR(IF(AND(ProgSetup_SEEUPFs=TRUE,Lists_Modeling_Protocol_Year=2019),INDEX(SEEUPFs_Cust_2019_AllTables,MATCH(AI$67&$E73,SEEUPFs_Cust_2019_Lookup,0),MATCH(Lists_Project_Climate_Zone,SEEUPFs_Cust_2019_CZ_Lookup,0)),INDEX(SEEUPF_Tables,MATCH(AI$67&Lists_Modeling_Protocol_Year&$E73,SEEUPF_Lookup,0),MATCH(Lists_Project_Climate_Zone,SEEUPF_Lookup_CZ,0))),0)","v":0},{"$f":"IFERROR(IF(AND(ProgSetup_SEEUPFs=TRUE,Lists_Modeling_Protocol_Year=2019),INDEX(SEEUPFs_Cust_2019_AllTables,MATCH(AJ$67&$E73,SEEUPFs_Cust_2019_Lookup,0),MATCH(Lists_Project_Climate_Zone,SEEUPFs_Cust_2019_CZ_Lookup,0)),INDEX(SEEUPF_Tables,MATCH(AJ$67&Lists_Modeling_Protocol_Year&$E73,SEEUPF_Lookup,0),MATCH(Lists_Project_Climate_Zone,SEEUPF_Lookup_CZ,0))),0)","v":0},{"$f":"IFERROR(IF(AND(ProgSetup_SEEUPFs=TRUE,Lists_Modeling_Protocol_Year=2019),INDEX(SEEUPFs_Cust_2019_AllTables,MATCH(AK$67&$E73,SEEUPFs_Cust_2019_Lookup,0),MATCH(Lists_Project_Climate_Zone,SEEUPFs_Cust_2019_CZ_Lookup,0)),INDEX(SEEUPF_Tables,MATCH(AK$67&Lists_Modeling_Protocol_Year&$E73,SEEUPF_Lookup,0),MATCH(Lists_Project_Climate_Zone,SEEUPF_Lookup_CZ,0))),0)","v":0},{"$f":"IFERROR(IF(AND(ProgSetup_SEEUPFs=TRUE,Lists_Modeling_Protocol_Year=2019),INDEX(SEEUPFs_Cust_2019_AllTables,MATCH(AL$67&$E73,SEEUPFs_Cust_2019_Lookup,0),MATCH(Lists_Project_Climate_Zone,SEEUPFs_Cust_2019_CZ_Lookup,0)),INDEX(SEEUPF_Tables,MATCH(AL$67&Lists_Modeling_Protocol_Year&$E73,SEEUPF_Lookup,0),MATCH(Lists_Project_Climate_Zone,SEEUPF_Lookup_CZ,0))),0)","v":0},{"$f":"IFERROR(IF(AND(ProgSetup_SEEUPFs=TRUE,Lists_Modeling_Protocol_Year=2019),INDEX(SEEUPFs_Cust_2019_AllTables,MATCH(AM$67&$E73,SEEUPFs_Cust_2019_Lookup,0),MATCH(Lists_Project_Climate_Zone,SEEUPFs_Cust_2019_CZ_Lookup,0)),INDEX(SEEUPF_Tables,MATCH(AM$67&Lists_Modeling_Protocol_Year&$E73,SEEUPF_Lookup,0),MATCH(Lists_Project_Climate_Zone,SEEUPF_Lookup_CZ,0))),0)","v":0},{"$f":"IFERROR(IF(AND(ProgSetup_SEEUPFs=TRUE,Lists_Modeling_Protocol_Year=2019),INDEX(SEEUPFs_Cust_2019_AllTables,MATCH(AN$67&$E73,SEEUPFs_Cust_2019_Lookup,0),MATCH(Lists_Project_Climate_Zone,SEEUPFs_Cust_2019_CZ_Lookup,0)),INDEX(SEEUPF_Tables,MATCH(AN$67&Lists_Modeling_Protocol_Year&$E73,SEEUPF_Lookup,0),MATCH(Lists_Project_Climate_Zone,SEEUPF_Lookup_CZ,0))),0)","v":0},{"$f":"IFERROR(IF(AND(ProgSetup_SEEUPFs=TRUE,Lists_Modeling_Protocol_Year=2019),INDEX(SEEUPFs_Cust_2019_AllTables,MATCH(AO$67&$E73,SEEUPFs_Cust_2019_Lookup,0),MATCH(Lists_Project_Climate_Zone,SEEUPFs_Cust_2019_CZ_Lookup,0)),INDEX(SEEUPF_Tables,MATCH(AO$67&Lists_Modeling_Protocol_Year&$E73,SEEUPF_Lookup,0),MATCH(Lists_Project_Climate_Zone,SEEUPF_Lookup_CZ,0))),0)","v":0},{"$f":"IFERROR(IF(AND(ProgSetup_SEEUPFs=TRUE,Lists_Modeling_Protocol_Year=2019),INDEX(SEEUPFs_Cust_2019_AllTables,MATCH(AP$67&$E73,SEEUPFs_Cust_2019_Lookup,0),MATCH(Lists_Project_Climate_Zone,SEEUPFs_Cust_2019_CZ_Lookup,0)),INDEX(SEEUPF_Tables,MATCH(AP$67&Lists_Modeling_Protocol_Year&$E73,SEEUPF_Lookup,0),MATCH(Lists_Project_Climate_Zone,SEEUPF_Lookup_CZ,0))),0)","v":0},{"$f":"IFERROR(IF(AND(ProgSetup_SEEUPFs=TRUE,Lists_Modeling_Protocol_Year=2019),INDEX(SEEUPFs_Cust_2019_AllTables,MATCH(AQ$67&$E73,SEEUPFs_Cust_2019_Lookup,0),MATCH(Lists_Project_Climate_Zone,SEEUPFs_Cust_2019_CZ_Lookup,0)),INDEX(SEEUPF_Tables,MATCH(AQ$67&Lists_Modeling_Protocol_Year&$E73,SEEUPF_Lookup,0),MATCH(Lists_Project_Climate_Zone,SEEUPF_Lookup_CZ,0))),0)","v":0},{"$f":"IFERROR(IF(AND(ProgSetup_SEEUPFs=TRUE,Lists_Modeling_Protocol_Year=2019),INDEX(SEEUPFs_Cust_2019_AllTables,MATCH(AR$67&$E73,SEEUPFs_Cust_2019_Lookup,0),MATCH(Lists_Project_Climate_Zone,SEEUPFs_Cust_2019_CZ_Lookup,0)),INDEX(SEEUPF_Tables,MATCH(AR$67&Lists_Modeling_Protocol_Year&$E73,SEEUPF_Lookup,0),MATCH(Lists_Project_Climate_Zone,SEEUPF_Lookup_CZ,0))),0)","v":0}]
[null,null,1,null,"Exterior lighting",{"$f":"SUMPRODUCT($M$38:$M$67,--($G$38:$G$67=F$70),--($AS$38:$AS$67=$E74),$AG$38:$AG$67)/1000","v":0},{"$f":"SUMPRODUCT($M$38:$M$67,--($G$38:$G$67=G$70),--($AS$38:$AS$67=$E74),$AG$38:$AG$67)/1000*$AH74","v":0},{"$f":"SUMPRODUCT($N$38:$N$67,--($G$38:$G$67=H$70),--($AS$38:$AS$67=$E74),$AG$38:$AG$67)/1000","v":0},0,{"$f":"SUMPRODUCT($M$38:$M$67,--($G$38:$G$67=J$70),--($AS$38:$AS$67=$E74),$AG$38:$AG$67)/1000","v":0},{"$f":"SUMPRODUCT($M$38:$M$67,--($G$38:$G$67=K$70),--($AS$38:$AS$67=$E74),$AG$38:$AG$67)/1000*$AH74","v":0},{"$f":"SUMPRODUCT($N$38:$N$67,--($G$38:$G$67=L$70),--($AS$38:$AS$67=$E74),$AG$38:$AG$67)/1000","v":0},0,{"$f":"SUMPRODUCT($M$38:$M$67,--($G$38:$G$67=N$70),--($AS$38:$AS$67=$E74),$AG$38:$AG$67)/1000","v":0},{"$f":"SUMPRODUCT($M$38:$M$67,--($G$38:$G$67=O$70),--($AS$38:$AS$67=$E74),$AG$38:$AG$67)/1000*$AH74","v":0},{"$f":"SUMPRODUCT($N$38:$N$67,--($G$38:$G$67=P$70),--($AS$38:$AS$67=$E74),$AG$38:$AG$67)/1000","v":0},0,{"$f":"SUMPRODUCT($M$38:$M$67,--($G$38:$G$67=R$70),--($AS$38:$AS$67=$E74),$AG$38:$AG$67)/1000","v":0},{"$f":"SUMPRODUCT($M$38:$M$67,--($G$38:$G$67=S$70),--($AS$38:$AS$67=$E74),$AG$38:$AG$67)/1000*$AH74","v":0},{"$f":"SUMPRODUCT($N$38:$N$67,--($G$38:$G$67=T$70),--($AS$38:$AS$67=$E74),$AG$38:$AG$67)/1000","v":0},0,{"$f":"SUMPRODUCT($M$38:$M$67,--($G$38:$G$67=V$70),--($AS$38:$AS$67=$E74),$AG$38:$AG$67)/1000","v":0},{"$f":"SUMPRODUCT($M$38:$M$67,--($G$38:$G$67=W$70),--($AS$38:$AS$67=$E74),$AG$38:$AG$67)/1000*$AH74","v":0},{"$f":"SUMPRODUCT($N$38:$N$67,--($G$38:$G$67=X$70),--($AS$38:$AS$67=$E74),$AG$38:$AG$67)/1000","v":0},0,0,0,0,0,0,null,null,null,0,{"$f":"IFERROR(IF(AND(ProgSetup_SEEUPFs=TRUE,Lists_Modeling_Protocol_Year=2019),INDEX(SEEUPFs_Cust_2019_AllTables,MATCH(AI$67&$E74,SEEUPFs_Cust_2019_Lookup,0),MATCH(Lists_Project_Climate_Zone,SEEUPFs_Cust_2019_CZ_Lookup,0)),INDEX(SEEUPF_Tables,MATCH(AI$67&Lists_Modeling_Protocol_Year&$E74,SEEUPF_Lookup,0),MATCH(Lists_Project_Climate_Zone,SEEUPF_Lookup_CZ,0))),0)","v":0},{"$f":"IFERROR(IF(AND(ProgSetup_SEEUPFs=TRUE,Lists_Modeling_Protocol_Year=2019),INDEX(SEEUPFs_Cust_2019_AllTables,MATCH(AJ$67&$E74,SEEUPFs_Cust_2019_Lookup,0),MATCH(Lists_Project_Climate_Zone,SEEUPFs_Cust_2019_CZ_Lookup,0)),INDEX(SEEUPF_Tables,MATCH(AJ$67&Lists_Modeling_Protocol_Year&$E74,SEEUPF_Lookup,0),MATCH(Lists_Project_Climate_Zone,SEEUPF_Lookup_CZ,0))),0)","v":0},{"$f":"IFERROR(IF(AND(ProgSetup_SEEUPFs=TRUE,Lists_Modeling_Protocol_Year=2019),INDEX(SEEUPFs_Cust_2019_AllTables,MATCH(AK$67&$E74,SEEUPFs_Cust_2019_Lookup,0),MATCH(Lists_Project_Climate_Zone,SEEUPFs_Cust_2019_CZ_Lookup,0)),INDEX(SEEUPF_Tables,MATCH(AK$67&Lists_Modeling_Protocol_Year&$E74,SEEUPF_Lookup,0),MATCH(Lists_Project_Climate_Zone,SEEUPF_Lookup_CZ,0))),0)","v":0},{"$f":"IFERROR(IF(AND(ProgSetup_SEEUPFs=TRUE,Lists_Modeling_Protocol_Year=2019),INDEX(SEEUPFs_Cust_2019_AllTables,MATCH(AL$67&$E74,SEEUPFs_Cust_2019_Lookup,0),MATCH(Lists_Project_Climate_Zone,SEEUPFs_Cust_2019_CZ_Lookup,0)),INDEX(SEEUPF_Tables,MATCH(AL$67&Lists_Modeling_Protocol_Year&$E74,SEEUPF_Lookup,0),MATCH(Lists_Project_Climate_Zone,SEEUPF_Lookup_CZ,0))),0)","v":0},{"$f":"IFERROR(IF(AND(ProgSetup_SEEUPFs=TRUE,Lists_Modeling_Protocol_Year=2019),INDEX(SEEUPFs_Cust_2019_AllTables,MATCH(AM$67&$E74,SEEUPFs_Cust_2019_Lookup,0),MATCH(Lists_Project_Climate_Zone,SEEUPFs_Cust_2019_CZ_Lookup,0)),INDEX(SEEUPF_Tables,MATCH(AM$67&Lists_Modeling_Protocol_Year&$E74,SEEUPF_Lookup,0),MATCH(Lists_Project_Climate_Zone,SEEUPF_Lookup_CZ,0))),0)","v":0},{"$f":"IFERROR(IF(AND(ProgSetup_SEEUPFs=TRUE,Lists_Modeling_Protocol_Year=2019),INDEX(SEEUPFs_Cust_2019_AllTables,MATCH(AN$67&$E74,SEEUPFs_Cust_2019_Lookup,0),MATCH(Lists_Project_Climate_Zone,SEEUPFs_Cust_2019_CZ_Lookup,0)),INDEX(SEEUPF_Tables,MATCH(AN$67&Lists_Modeling_Protocol_Year&$E74,SEEUPF_Lookup,0),MATCH(Lists_Project_Climate_Zone,SEEUPF_Lookup_CZ,0))),0)","v":0},{"$f":"IFERROR(IF(AND(ProgSetup_SEEUPFs=TRUE,Lists_Modeling_Protocol_Year=2019),INDEX(SEEUPFs_Cust_2019_AllTables,MATCH(AO$67&$E74,SEEUPFs_Cust_2019_Lookup,0),MATCH(Lists_Project_Climate_Zone,SEEUPFs_Cust_2019_CZ_Lookup,0)),INDEX(SEEUPF_Tables,MATCH(AO$67&Lists_Modeling_Protocol_Year&$E74,SEEUPF_Lookup,0),MATCH(Lists_Project_Climate_Zone,SEEUPF_Lookup_CZ,0))),0)","v":0},{"$f":"IFERROR(IF(AND(ProgSetup_SEEUPFs=TRUE,Lists_Modeling_Protocol_Year=2019),INDEX(SEEUPFs_Cust_2019_AllTables,MATCH(AP$67&$E74,SEEUPFs_Cust_2019_Lookup,0),MATCH(Lists_Project_Climate_Zone,SEEUPFs_Cust_2019_CZ_Lookup,0)),INDEX(SEEUPF_Tables,MATCH(AP$67&Lists_Modeling_Protocol_Year&$E74,SEEUPF_Lookup,0),MATCH(Lists_Project_Climate_Zone,SEEUPF_Lookup_CZ,0))),0)","v":0},{"$f":"IFERROR(IF(AND(ProgSetup_SEEUPFs=TRUE,Lists_Modeling_Protocol_Year=2019),INDEX(SEEUPFs_Cust_2019_AllTables,MATCH(AQ$67&$E74,SEEUPFs_Cust_2019_Lookup,0),MATCH(Lists_Project_Climate_Zone,SEEUPFs_Cust_2019_CZ_Lookup,0)),INDEX(SEEUPF_Tables,MATCH(AQ$67&Lists_Modeling_Protocol_Year&$E74,SEEUPF_Lookup,0),MATCH(Lists_Project_Climate_Zone,SEEUPF_Lookup_CZ,0))),0)","v":0},{"$f":"IFERROR(IF(AND(ProgSetup_SEEUPFs=TRUE,Lists_Modeling_Protocol_Year=2019),INDEX(SEEUPFs_Cust_2019_AllTables,MATCH(AR$67&$E74,SEEUPFs_Cust_2019_Lookup,0),MATCH(Lists_Project_Climate_Zone,SEEUPFs_Cust_2019_CZ_Lookup,0)),INDEX(SEEUPF_Tables,MATCH(AR$67&Lists_Modeling_Protocol_Year&$E74,SEEUPF_Lookup,0),MATCH(Lists_Project_Climate_Zone,SEEUPF_Lookup_CZ,0))),0)","v":0}]
[null,null,1,null,"Space heating",{"$f":"SUMPRODUCT($M$38:$M$67,--($G$38:$G$67=F$70),--($AS$38:$AS$67=$E75),$AG$38:$AG$67)/1000","v":0},{"$f":"SUMPRODUCT($M$38:$M$67,--($G$38:$G$67=G$70),--($AS$38:$AS$67=$E75),$AG$38:$AG$67)/1000*$AH75","v":0},{"$f":"SUMPRODUCT($N$38:$N$67,--($G$38:$G$67=H$70),--($AS$38:$AS$67=$E75),$AG$38:$AG$67)/1000","v":0},0,{"$f":"SUMPRODUCT($M$38:$M$67,--($G$38:$G$67=J$70),--($AS$38:$AS$67=$E75),$AG$38:$AG$67)/1000","v":0},{"$f":"SUMPRODUCT($M$38:$M$67,--($G$38:$G$67=K$70),--($AS$38:$AS$67=$E75),$AG$38:$AG$67)/1000*$AH75","v":0},{"$f":"SUMPRODUCT($N$38:$N$67,--($G$38:$G$67=L$70),--($AS$38:$AS$67=$E75),$AG$38:$AG$67)/1000","v":0},0,{"$f":"SUMPRODUCT($M$38:$M$67,--($G$38:$G$67=N$70),--($AS$38:$AS$67=$E75),$AG$38:$AG$67)/1000","v":0},{"$f":"SUMPRODUCT($M$38:$M$67,--($G$38:$G$67=O$70),--($AS$38:$AS$67=$E75),$AG$38:$AG$67)/1000*$AH75","v":0},{"$f":"SUMPRODUCT($N$38:$N$67,--($G$38:$G$67=P$70),--($AS$38:$AS$67=$E75),$AG$38:$AG$67)/1000","v":0},0,{"$f":"SUMPRODUCT($M$38:$M$67,--($G$38:$G$67=R$70),--($AS$38:$AS$67=$E75),$AG$38:$AG$67)/1000","v":0},{"$f":"SUMPRODUCT($M$38:$M$67,--($G$38:$G$67=S$70),--($AS$38:$AS$67=$E75),$AG$38:$AG$67)/1000*$AH75","v":0},{"$f":"SUMPRODUCT($N$38:$N$67,--($G$38:$G$67=T$70),--($AS$38:$AS$67=$E75),$AG$38:$AG$67)/1000","v":0},0,{"$f":"SUMPRODUCT($M$38:$M$67,--($G$38:$G$67=V$70),--($AS$38:$AS$67=$E75),$AG$38:$AG$67)/1000","v":0},{"$f":"SUMPRODUCT($M$38:$M$67,--($G$38:$G$67=W$70),--($AS$38:$AS$67=$E75),$AG$38:$AG$67)/1000*$AH75","v":0},{"$f":"SUMPRODUCT($N$38:$N$67,--($G$38:$G$67=X$70),--($AS$38:$AS$67=$E75),$AG$38:$AG$67)/1000","v":0},0,0,0,0,0,0,null,null,null,0,{"$f":"IFERROR(IF(AND(ProgSetup_SEEUPFs=TRUE,Lists_Modeling_Protocol_Year=2019),INDEX(SEEUPFs_Cust_2019_AllTables,MATCH(AI$67&$E75,SEEUPFs_Cust_2019_Lookup,0),MATCH(Lists_Project_Climate_Zone,SEEUPFs_Cust_2019_CZ_Lookup,0)),INDEX(SEEUPF_Tables,MATCH(AI$67&Lists_Modeling_Protocol_Year&$E75,SEEUPF_Lookup,0),MATCH(Lists_Project_Climate_Zone,SEEUPF_Lookup_CZ,0))),0)","v":0},{"$f":"IFERROR(IF(AND(ProgSetup_SEEUPFs=TRUE,Lists_Modeling_Protocol_Year=2019),INDEX(SEEUPFs_Cust_2019_AllTables,MATCH(AJ$67&$E75,SEEUPFs_Cust_2019_Lookup,0),MATCH(Lists_Project_Climate_Zone,SEEUPFs_Cust_2019_CZ_Lookup,0)),INDEX(SEEUPF_Tables,MATCH(AJ$67&Lists_Modeling_Protocol_Year&$E75,SEEUPF_Lookup,0),MATCH(Lists_Project_Climate_Zone,SEEUPF_Lookup_CZ,0))),0)","v":0},{"$f":"IFERROR(IF(AND(ProgSetup_SEEUPFs=TRUE,Lists_Modeling_Protocol_Year=2019),INDEX(SEEUPFs_Cust_2019_AllTables,MATCH(AK$67&$E75,SEEUPFs_Cust_2019_Lookup,0),MATCH(Lists_Project_Climate_Zone,SEEUPFs_Cust_2019_CZ_Lookup,0)),INDEX(SEEUPF_Tables,MATCH(AK$67&Lists_Modeling_Protocol_Year&$E75,SEEUPF_Lookup,0),MATCH(Lists_Project_Climate_Zone,SEEUPF_Lookup_CZ,0))),0)","v":0},{"$f":"IFERROR(IF(AND(ProgSetup_SEEUPFs=TRUE,Lists_Modeling_Protocol_Year=2019),INDEX(SEEUPFs_Cust_2019_AllTables,MATCH(AL$67&$E75,SEEUPFs_Cust_2019_Lookup,0),MATCH(Lists_Project_Climate_Zone,SEEUPFs_Cust_2019_CZ_Lookup,0)),INDEX(SEEUPF_Tables,MATCH(AL$67&Lists_Modeling_Protocol_Year&$E75,SEEUPF_Lookup,0),MATCH(Lists_Project_Climate_Zone,SEEUPF_Lookup_CZ,0))),0)","v":0},{"$f":"IFERROR(IF(AND(ProgSetup_SEEUPFs=TRUE,Lists_Modeling_Protocol_Year=2019),INDEX(SEEUPFs_Cust_2019_AllTables,MATCH(AM$67&$E75,SEEUPFs_Cust_2019_Lookup,0),MATCH(Lists_Project_Climate_Zone,SEEUPFs_Cust_2019_CZ_Lookup,0)),INDEX(SEEUPF_Tables,MATCH(AM$67&Lists_Modeling_Protocol_Year&$E75,SEEUPF_Lookup,0),MATCH(Lists_Project_Climate_Zone,SEEUPF_Lookup_CZ,0))),0)","v":0},{"$f":"IFERROR(IF(AND(ProgSetup_SEEUPFs=TRUE,Lists_Modeling_Protocol_Year=2019),INDEX(SEEUPFs_Cust_2019_AllTables,MATCH(AN$67&$E75,SEEUPFs_Cust_2019_Lookup,0),MATCH(Lists_Project_Climate_Zone,SEEUPFs_Cust_2019_CZ_Lookup,0)),INDEX(SEEUPF_Tables,MATCH(AN$67&Lists_Modeling_Protocol_Year&$E75,SEEUPF_Lookup,0),MATCH(Lists_Project_Climate_Zone,SEEUPF_Lookup_CZ,0))),0)","v":0},{"$f":"IFERROR(IF(AND(ProgSetup_SEEUPFs=TRUE,Lists_Modeling_Protocol_Year=2019),INDEX(SEEUPFs_Cust_2019_AllTables,MATCH(AO$67&$E75,SEEUPFs_Cust_2019_Lookup,0),MATCH(Lists_Project_Climate_Zone,SEEUPFs_Cust_2019_CZ_Lookup,0)),INDEX(SEEUPF_Tables,MATCH(AO$67&Lists_Modeling_Protocol_Year&$E75,SEEUPF_Lookup,0),MATCH(Lists_Project_Climate_Zone,SEEUPF_Lookup_CZ,0))),0)","v":0},{"$f":"IFERROR(IF(AND(ProgSetup_SEEUPFs=TRUE,Lists_Modeling_Protocol_Year=2019),INDEX(SEEUPFs_Cust_2019_AllTables,MATCH(AP$67&$E75,SEEUPFs_Cust_2019_Lookup,0),MATCH(Lists_Project_Climate_Zone,SEEUPFs_Cust_2019_CZ_Lookup,0)),INDEX(SEEUPF_Tables,MATCH(AP$67&Lists_Modeling_Protocol_Year&$E75,SEEUPF_Lookup,0),MATCH(Lists_Project_Climate_Zone,SEEUPF_Lookup_CZ,0))),0)","v":0},{"$f":"IFERROR(IF(AND(ProgSetup_SEEUPFs=TRUE,Lists_Modeling_Protocol_Year=2019),INDEX(SEEUPFs_Cust_2019_AllTables,MATCH(AQ$67&$E75,SEEUPFs_Cust_2019_Lookup,0),MATCH(Lists_Project_Climate_Zone,SEEUPFs_Cust_2019_CZ_Lookup,0)),INDEX(SEEUPF_Tables,MATCH(AQ$67&Lists_Modeling_Protocol_Year&$E75,SEEUPF_Lookup,0),MATCH(Lists_Project_Climate_Zone,SEEUPF_Lookup_CZ,0))),0)","v":0},{"$f":"IFERROR(IF(AND(ProgSetup_SEEUPFs=TRUE,Lists_Modeling_Protocol_Year=2019),INDEX(SEEUPFs_Cust_2019_AllTables,MATCH(AR$67&$E75,SEEUPFs_Cust_2019_Lookup,0),MATCH(Lists_Project_Climate_Zone,SEEUPFs_Cust_2019_CZ_Lookup,0)),INDEX(SEEUPF_Tables,MATCH(AR$67&Lists_Modeling_Protocol_Year&$E75,SEEUPF_Lookup,0),MATCH(Lists_Project_Climate_Zone,SEEUPF_Lookup_CZ,0))),0)","v":0}]
[null,null,1,null,"Heat pump supplemental heater",{"$f":"SUMPRODUCT($M$38:$M$67,--($G$38:$G$67=F$70),--($AS$38:$AS$67=$E76),$AG$38:$AG$67)/1000","v":0},{"$f":"SUMPRODUCT($M$38:$M$67,--($G$38:$G$67=G$70),--($AS$38:$AS$67=$E76),$AG$38:$AG$67)/1000*$AH76","v":0},{"$f":"SUMPRODUCT($N$38:$N$67,--($G$38:$G$67=H$70),--($AS$38:$AS$67=$E76),$AG$38:$AG$67)/1000","v":0},0,{"$f":"SUMPRODUCT($M$38:$M$67,--($G$38:$G$67=J$70),--($AS$38:$AS$67=$E76),$AG$38:$AG$67)/1000","v":0},{"$f":"SUMPRODUCT($M$38:$M$67,--($G$38:$G$67=K$70),--($AS$38:$AS$67=$E76),$AG$38:$AG$67)/1000*$AH76","v":0},{"$f":"SUMPRODUCT($N$38:$N$67,--($G$38:$G$67=L$70),--($AS$38:$AS$67=$E76),$AG$38:$AG$67)/1000","v":0},0,{"$f":"SUMPRODUCT($M$38:$M$67,--($G$38:$G$67=N$70),--($AS$38:$AS$67=$E76),$AG$38:$AG$67)/1000","v":0},{"$f":"SUMPRODUCT($M$38:$M$67,--($G$38:$G$67=O$70),--($AS$38:$AS$67=$E76),$AG$38:$AG$67)/1000*$AH76","v":0},{"$f":"SUMPRODUCT($N$38:$N$67,--($G$38:$G$67=P$70),--($AS$38:$AS$67=$E76),$AG$38:$AG$67)/1000","v":0},0,{"$f":"SUMPRODUCT($M$38:$M$67,--($G$38:$G$67=R$70),--($AS$38:$AS$67=$E76),$AG$38:$AG$67)/1000","v":0},{"$f":"SUMPRODUCT($M$38:$M$67,--($G$38:$G$67=S$70),--($AS$38:$AS$67=$E76),$AG$38:$AG$67)/1000*$AH76","v":0},{"$f":"SUMPRODUCT($N$38:$N$67,--($G$38:$G$67=T$70),--($AS$38:$AS$67=$E76),$AG$38:$AG$67)/1000","v":0},0,{"$f":"SUMPRODUCT($M$38:$M$67,--($G$38:$G$67=V$70),--($AS$38:$AS$67=$E76),$AG$38:$AG$67)/1000","v":0},{"$f":"SUMPRODUCT($M$38:$M$67,--($G$38:$G$67=W$70),--($AS$38:$AS$67=$E76),$AG$38:$AG$67)/1000*$AH76","v":0},{"$f":"SUMPRODUCT($N$38:$N$67,--($G$38:$G$67=X$70),--($AS$38:$AS$67=$E76),$AG$38:$AG$67)/1000","v":0},0,0,0,0,0,0,null,null,null,0,{"$f":"IFERROR(IF(AND(ProgSetup_SEEUPFs=TRUE,Lists_Modeling_Protocol_Year=2019),INDEX(SEEUPFs_Cust_2019_AllTables,MATCH(AI$67&$E76,SEEUPFs_Cust_2019_Lookup,0),MATCH(Lists_Project_Climate_Zone,SEEUPFs_Cust_2019_CZ_Lookup,0)),INDEX(SEEUPF_Tables,MATCH(AI$67&Lists_Modeling_Protocol_Year&$E76,SEEUPF_Lookup,0),MATCH(Lists_Project_Climate_Zone,SEEUPF_Lookup_CZ,0))),0)","v":0},{"$f":"IFERROR(IF(AND(ProgSetup_SEEUPFs=TRUE,Lists_Modeling_Protocol_Year=2019),INDEX(SEEUPFs_Cust_2019_AllTables,MATCH(AJ$67&$E76,SEEUPFs_Cust_2019_Lookup,0),MATCH(Lists_Project_Climate_Zone,SEEUPFs_Cust_2019_CZ_Lookup,0)),INDEX(SEEUPF_Tables,MATCH(AJ$67&Lists_Modeling_Protocol_Year&$E76,SEEUPF_Lookup,0),MATCH(Lists_Project_Climate_Zone,SEEUPF_Lookup_CZ,0))),0)","v":0},{"$f":"IFERROR(IF(AND(ProgSetup_SEEUPFs=TRUE,Lists_Modeling_Protocol_Year=2019),INDEX(SEEUPFs_Cust_2019_AllTables,MATCH(AK$67&$E76,SEEUPFs_Cust_2019_Lookup,0),MATCH(Lists_Project_Climate_Zone,SEEUPFs_Cust_2019_CZ_Lookup,0)),INDEX(SEEUPF_Tables,MATCH(AK$67&Lists_Modeling_Protocol_Year&$E76,SEEUPF_Lookup,0),MATCH(Lists_Project_Climate_Zone,SEEUPF_Lookup_CZ,0))),0)","v":0},{"$f":"IFERROR(IF(AND(ProgSetup_SEEUPFs=TRUE,Lists_Modeling_Protocol_Year=2019),INDEX(SEEUPFs_Cust_2019_AllTables,MATCH(AL$67&$E76,SEEUPFs_Cust_2019_Lookup,0),MATCH(Lists_Project_Climate_Zone,SEEUPFs_Cust_2019_CZ_Lookup,0)),INDEX(SEEUPF_Tables,MATCH(AL$67&Lists_Modeling_Protocol_Year&$E76,SEEUPF_Lookup,0),MATCH(Lists_Project_Climate_Zone,SEEUPF_Lookup_CZ,0))),0)","v":0},{"$f":"IFERROR(IF(AND(ProgSetup_SEEUPFs=TRUE,Lists_Modeling_Protocol_Year=2019),INDEX(SEEUPFs_Cust_2019_AllTables,MATCH(AM$67&$E76,SEEUPFs_Cust_2019_Lookup,0),MATCH(Lists_Project_Climate_Zone,SEEUPFs_Cust_2019_CZ_Lookup,0)),INDEX(SEEUPF_Tables,MATCH(AM$67&Lists_Modeling_Protocol_Year&$E76,SEEUPF_Lookup,0),MATCH(Lists_Project_Climate_Zone,SEEUPF_Lookup_CZ,0))),0)","v":0},{"$f":"IFERROR(IF(AND(ProgSetup_SEEUPFs=TRUE,Lists_Modeling_Protocol_Year=2019),INDEX(SEEUPFs_Cust_2019_AllTables,MATCH(AN$67&$E76,SEEUPFs_Cust_2019_Lookup,0),MATCH(Lists_Project_Climate_Zone,SEEUPFs_Cust_2019_CZ_Lookup,0)),INDEX(SEEUPF_Tables,MATCH(AN$67&Lists_Modeling_Protocol_Year&$E76,SEEUPF_Lookup,0),MATCH(Lists_Project_Climate_Zone,SEEUPF_Lookup_CZ,0))),0)","v":0},{"$f":"IFERROR(IF(AND(ProgSetup_SEEUPFs=TRUE,Lists_Modeling_Protocol_Year=2019),INDEX(SEEUPFs_Cust_2019_AllTables,MATCH(AO$67&$E76,SEEUPFs_Cust_2019_Lookup,0),MATCH(Lists_Project_Climate_Zone,SEEUPFs_Cust_2019_CZ_Lookup,0)),INDEX(SEEUPF_Tables,MATCH(AO$67&Lists_Modeling_Protocol_Year&$E76,SEEUPF_Lookup,0),MATCH(Lists_Project_Climate_Zone,SEEUPF_Lookup_CZ,0))),0)","v":0},{"$f":"IFERROR(IF(AND(ProgSetup_SEEUPFs=TRUE,Lists_Modeling_Protocol_Year=2019),INDEX(SEEUPFs_Cust_2019_AllTables,MATCH(AP$67&$E76,SEEUPFs_Cust_2019_Lookup,0),MATCH(Lists_Project_Climate_Zone,SEEUPFs_Cust_2019_CZ_Lookup,0)),INDEX(SEEUPF_Tables,MATCH(AP$67&Lists_Modeling_Protocol_Year&$E76,SEEUPF_Lookup,0),MATCH(Lists_Project_Climate_Zone,SEEUPF_Lookup_CZ,0))),0)","v":0},{"$f":"IFERROR(IF(AND(ProgSetup_SEEUPFs=TRUE,Lists_Modeling_Protocol_Year=2019),INDEX(SEEUPFs_Cust_2019_AllTables,MATCH(AQ$67&$E76,SEEUPFs_Cust_2019_Lookup,0),MATCH(Lists_Project_Climate_Zone,SEEUPFs_Cust_2019_CZ_Lookup,0)),INDEX(SEEUPF_Tables,MATCH(AQ$67&Lists_Modeling_Protocol_Year&$E76,SEEUPF_Lookup,0),MATCH(Lists_Project_Climate_Zone,SEEUPF_Lookup_CZ,0))),0)","v":0},{"$f":"IFERROR(IF(AND(ProgSetup_SEEUPFs=TRUE,Lists_Modeling_Protocol_Year=2019),INDEX(SEEUPFs_Cust_2019_AllTables,MATCH(AR$67&$E76,SEEUPFs_Cust_2019_Lookup,0),MATCH(Lists_Project_Climate_Zone,SEEUPFs_Cust_2019_CZ_Lookup,0)),INDEX(SEEUPF_Tables,MATCH(AR$67&Lists_Modeling_Protocol_Year&$E76,SEEUPF_Lookup,0),MATCH(Lists_Project_Climate_Zone,SEEUPF_Lookup_CZ,0))),0)","v":0}]
[null,null,1,null,"Space cooling",{"$f":"SUMPRODUCT($M$38:$M$67,--($G$38:$G$67=F$70),--($AS$38:$AS$67=$E77),$AG$38:$AG$67)/1000","v":0},{"$f":"SUMPRODUCT($M$38:$M$67,--($G$38:$G$67=G$70),--($AS$38:$AS$67=$E77),$AG$38:$AG$67)/1000*$AH77","v":0},{"$f":"SUMPRODUCT($N$38:$N$67,--($G$38:$G$67=H$70),--($AS$38:$AS$67=$E77),$AG$38:$AG$67)/1000","v":0},0,{"$f":"SUMPRODUCT($M$38:$M$67,--($G$38:$G$67=J$70),--($AS$38:$AS$67=$E77),$AG$38:$AG$67)/1000","v":0},{"$f":"SUMPRODUCT($M$38:$M$67,--($G$38:$G$67=K$70),--($AS$38:$AS$67=$E77),$AG$38:$AG$67)/1000*$AH77","v":0},{"$f":"SUMPRODUCT($N$38:$N$67,--($G$38:$G$67=L$70),--($AS$38:$AS$67=$E77),$AG$38:$AG$67)/1000","v":0},0,{"$f":"SUMPRODUCT($M$38:$M$67,--($G$38:$G$67=N$70),--($AS$38:$AS$67=$E77),$AG$38:$AG$67)/1000","v":0},{"$f":"SUMPRODUCT($M$38:$M$67,--($G$38:$G$67=O$70),--($AS$38:$AS$67=$E77),$AG$38:$AG$67)/1000*$AH77","v":0},{"$f":"SUMPRODUCT($N$38:$N$67,--($G$38:$G$67=P$70),--($AS$38:$AS$67=$E77),$AG$38:$AG$67)/1000","v":0},0,{"$f":"SUMPRODUCT($M$38:$M$67,--($G$38:$G$67=R$70),--($AS$38:$AS$67=$E77),$AG$38:$AG$67)/1000","v":0},{"$f":"SUMPRODUCT($M$38:$M$67,--($G$38:$G$67=S$70),--($AS$38:$AS$67=$E77),$AG$38:$AG$67)/1000*$AH77","v":0},{"$f":"SUMPRODUCT($N$38:$N$67,--($G$38:$G$67=T$70),--($AS$38:$AS$67=$E77),$AG$38:$AG$67)/1000","v":0},0,{"$f":"SUMPRODUCT($M$38:$M$67,--($G$38:$G$67=V$70),--($AS$38:$AS$67=$E77),$AG$38:$AG$67)/1000","v":0},{"$f":"SUMPRODUCT($M$38:$M$67,--($G$38:$G$67=W$70),--($AS$38:$AS$67=$E77),$AG$38:$AG$67)/1000*$AH77","v":0},{"$f":"SUMPRODUCT($N$38:$N$67,--($G$38:$G$67=X$70),--($AS$38:$AS$67=$E77),$AG$38:$AG$67)/1000","v":0},0,0,0,0,0,0,null,null,null,0,{"$f":"IFERROR(IF(AND(ProgSetup_SEEUPFs=TRUE,Lists_Modeling_Protocol_Year=2019),INDEX(SEEUPFs_Cust_2019_AllTables,MATCH(AI$67&$E77,SEEUPFs_Cust_2019_Lookup,0),MATCH(Lists_Project_Climate_Zone,SEEUPFs_Cust_2019_CZ_Lookup,0)),INDEX(SEEUPF_Tables,MATCH(AI$67&Lists_Modeling_Protocol_Year&$E77,SEEUPF_Lookup,0),MATCH(Lists_Project_Climate_Zone,SEEUPF_Lookup_CZ,0))),0)","v":0},{"$f":"IFERROR(IF(AND(ProgSetup_SEEUPFs=TRUE,Lists_Modeling_Protocol_Year=2019),INDEX(SEEUPFs_Cust_2019_AllTables,MATCH(AJ$67&$E77,SEEUPFs_Cust_2019_Lookup,0),MATCH(Lists_Project_Climate_Zone,SEEUPFs_Cust_2019_CZ_Lookup,0)),INDEX(SEEUPF_Tables,MATCH(AJ$67&Lists_Modeling_Protocol_Year&$E77,SEEUPF_Lookup,0),MATCH(Lists_Project_Climate_Zone,SEEUPF_Lookup_CZ,0))),0)","v":0},{"$f":"IFERROR(IF(AND(ProgSetup_SEEUPFs=TRUE,Lists_Modeling_Protocol_Year=2019),INDEX(SEEUPFs_Cust_2019_AllTables,MATCH(AK$67&$E77,SEEUPFs_Cust_2019_Lookup,0),MATCH(Lists_Project_Climate_Zone,SEEUPFs_Cust_2019_CZ_Lookup,0)),INDEX(SEEUPF_Tables,MATCH(AK$67&Lists_Modeling_Protocol_Year&$E77,SEEUPF_Lookup,0),MATCH(Lists_Project_Climate_Zone,SEEUPF_Lookup_CZ,0))),0)","v":0},{"$f":"IFERROR(IF(AND(ProgSetup_SEEUPFs=TRUE,Lists_Modeling_Protocol_Year=2019),INDEX(SEEUPFs_Cust_2019_AllTables,MATCH(AL$67&$E77,SEEUPFs_Cust_2019_Lookup,0),MATCH(Lists_Project_Climate_Zone,SEEUPFs_Cust_2019_CZ_Lookup,0)),INDEX(SEEUPF_Tables,MATCH(AL$67&Lists_Modeling_Protocol_Year&$E77,SEEUPF_Lookup,0),MATCH(Lists_Project_Climate_Zone,SEEUPF_Lookup_CZ,0))),0)","v":0},{"$f":"IFERROR(IF(AND(ProgSetup_SEEUPFs=TRUE,Lists_Modeling_Protocol_Year=2019),INDEX(SEEUPFs_Cust_2019_AllTables,MATCH(AM$67&$E77,SEEUPFs_Cust_2019_Lookup,0),MATCH(Lists_Project_Climate_Zone,SEEUPFs_Cust_2019_CZ_Lookup,0)),INDEX(SEEUPF_Tables,MATCH(AM$67&Lists_Modeling_Protocol_Year&$E77,SEEUPF_Lookup,0),MATCH(Lists_Project_Climate_Zone,SEEUPF_Lookup_CZ,0))),0)","v":0},{"$f":"IFERROR(IF(AND(ProgSetup_SEEUPFs=TRUE,Lists_Modeling_Protocol_Year=2019),INDEX(SEEUPFs_Cust_2019_AllTables,MATCH(AN$67&$E77,SEEUPFs_Cust_2019_Lookup,0),MATCH(Lists_Project_Climate_Zone,SEEUPFs_Cust_2019_CZ_Lookup,0)),INDEX(SEEUPF_Tables,MATCH(AN$67&Lists_Modeling_Protocol_Year&$E77,SEEUPF_Lookup,0),MATCH(Lists_Project_Climate_Zone,SEEUPF_Lookup_CZ,0))),0)","v":0},{"$f":"IFERROR(IF(AND(ProgSetup_SEEUPFs=TRUE,Lists_Modeling_Protocol_Year=2019),INDEX(SEEUPFs_Cust_2019_AllTables,MATCH(AO$67&$E77,SEEUPFs_Cust_2019_Lookup,0),MATCH(Lists_Project_Climate_Zone,SEEUPFs_Cust_2019_CZ_Lookup,0)),INDEX(SEEUPF_Tables,MATCH(AO$67&Lists_Modeling_Protocol_Year&$E77,SEEUPF_Lookup,0),MATCH(Lists_Project_Climate_Zone,SEEUPF_Lookup_CZ,0))),0)","v":0},{"$f":"IFERROR(IF(AND(ProgSetup_SEEUPFs=TRUE,Lists_Modeling_Protocol_Year=2019),INDEX(SEEUPFs_Cust_2019_AllTables,MATCH(AP$67&$E77,SEEUPFs_Cust_2019_Lookup,0),MATCH(Lists_Project_Climate_Zone,SEEUPFs_Cust_2019_CZ_Lookup,0)),INDEX(SEEUPF_Tables,MATCH(AP$67&Lists_Modeling_Protocol_Year&$E77,SEEUPF_Lookup,0),MATCH(Lists_Project_Climate_Zone,SEEUPF_Lookup_CZ,0))),0)","v":0},{"$f":"IFERROR(IF(AND(ProgSetup_SEEUPFs=TRUE,Lists_Modeling_Protocol_Year=2019),INDEX(SEEUPFs_Cust_2019_AllTables,MATCH(AQ$67&$E77,SEEUPFs_Cust_2019_Lookup,0),MATCH(Lists_Project_Climate_Zone,SEEUPFs_Cust_2019_CZ_Lookup,0)),INDEX(SEEUPF_Tables,MATCH(AQ$67&Lists_Modeling_Protocol_Year&$E77,SEEUPF_Lookup,0),MATCH(Lists_Project_Climate_Zone,SEEUPF_Lookup_CZ,0))),0)","v":0},{"$f":"IFERROR(IF(AND(ProgSetup_SEEUPFs=TRUE,Lists_Modeling_Protocol_Year=2019),INDEX(SEEUPFs_Cust_2019_AllTables,MATCH(AR$67&$E77,SEEUPFs_Cust_2019_Lookup,0),MATCH(Lists_Project_Climate_Zone,SEEUPFs_Cust_2019_CZ_Lookup,0)),INDEX(SEEUPF_Tables,MATCH(AR$67&Lists_Modeling_Protocol_Year&$E77,SEEUPF_Lookup,0),MATCH(Lists_Project_Climate_Zone,SEEUPF_Lookup_CZ,0))),0)","v":0}]
[null,null,1,null,"Pumps",{"$f":"SUMPRODUCT($M$38:$M$67,--($G$38:$G$67=F$70),--($AS$38:$AS$67=$E78),$AG$38:$AG$67)/1000","v":0},{"$f":"SUMPRODUCT($M$38:$M$67,--($G$38:$G$67=G$70),--($AS$38:$AS$67=$E78),$AG$38:$AG$67)/1000*$AH78","v":0},{"$f":"SUMPRODUCT($N$38:$N$67,--($G$38:$G$67=H$70),--($AS$38:$AS$67=$E78),$AG$38:$AG$67)/1000","v":0},0,{"$f":"SUMPRODUCT($M$38:$M$67,--($G$38:$G$67=J$70),--($AS$38:$AS$67=$E78),$AG$38:$AG$67)/1000","v":0},{"$f":"SUMPRODUCT($M$38:$M$67,--($G$38:$G$67=K$70),--($AS$38:$AS$67=$E78),$AG$38:$AG$67)/1000*$AH78","v":0},{"$f":"SUMPRODUCT($N$38:$N$67,--($G$38:$G$67=L$70),--($AS$38:$AS$67=$E78),$AG$38:$AG$67)/1000","v":0},0,{"$f":"SUMPRODUCT($M$38:$M$67,--($G$38:$G$67=N$70),--($AS$38:$AS$67=$E78),$AG$38:$AG$67)/1000","v":0},{"$f":"SUMPRODUCT($M$38:$M$67,--($G$38:$G$67=O$70),--($AS$38:$AS$67=$E78),$AG$38:$AG$67)/1000*$AH78","v":0},{"$f":"SUMPRODUCT($N$38:$N$67,--($G$38:$G$67=P$70),--($AS$38:$AS$67=$E78),$AG$38:$AG$67)/1000","v":0},0,{"$f":"SUMPRODUCT($M$38:$M$67,--($G$38:$G$67=R$70),--($AS$38:$AS$67=$E78),$AG$38:$AG$67)/1000","v":0},{"$f":"SUMPRODUCT($M$38:$M$67,--($G$38:$G$67=S$70),--($AS$38:$AS$67=$E78),$AG$38:$AG$67)/1000*$AH78","v":0},{"$f":"SUMPRODUCT($N$38:$N$67,--($G$38:$G$67=T$70),--($AS$38:$AS$67=$E78),$AG$38:$AG$67)/1000","v":0},0,{"$f":"SUMPRODUCT($M$38:$M$67,--($G$38:$G$67=V$70),--($AS$38:$AS$67=$E78),$AG$38:$AG$67)/1000","v":0},{"$f":"SUMPRODUCT($M$38:$M$67,--($G$38:$G$67=W$70),--($AS$38:$AS$67=$E78),$AG$38:$AG$67)/1000*$AH78","v":0},{"$f":"SUMPRODUCT($N$38:$N$67,--($G$38:$G$67=X$70),--($AS$38:$AS$67=$E78),$AG$38:$AG$67)/1000","v":0},0,0,0,0,0,0,null,null,null,0,{"$f":"IFERROR(IF(AND(ProgSetup_SEEUPFs=TRUE,Lists_Modeling_Protocol_Year=2019),INDEX(SEEUPFs_Cust_2019_AllTables,MATCH(AI$67&$E78,SEEUPFs_Cust_2019_Lookup,0),MATCH(Lists_Project_Climate_Zone,SEEUPFs_Cust_2019_CZ_Lookup,0)),INDEX(SEEUPF_Tables,MATCH(AI$67&Lists_Modeling_Protocol_Year&$E78,SEEUPF_Lookup,0),MATCH(Lists_Project_Climate_Zone,SEEUPF_Lookup_CZ,0))),0)","v":0},{"$f":"IFERROR(IF(AND(ProgSetup_SEEUPFs=TRUE,Lists_Modeling_Protocol_Year=2019),INDEX(SEEUPFs_Cust_2019_AllTables,MATCH(AJ$67&$E78,SEEUPFs_Cust_2019_Lookup,0),MATCH(Lists_Project_Climate_Zone,SEEUPFs_Cust_2019_CZ_Lookup,0)),INDEX(SEEUPF_Tables,MATCH(AJ$67&Lists_Modeling_Protocol_Year&$E78,SEEUPF_Lookup,0),MATCH(Lists_Project_Climate_Zone,SEEUPF_Lookup_CZ,0))),0)","v":0},{"$f":"IFERROR(IF(AND(ProgSetup_SEEUPFs=TRUE,Lists_Modeling_Protocol_Year=2019),INDEX(SEEUPFs_Cust_2019_AllTables,MATCH(AK$67&$E78,SEEUPFs_Cust_2019_Lookup,0),MATCH(Lists_Project_Climate_Zone,SEEUPFs_Cust_2019_CZ_Lookup,0)),INDEX(SEEUPF_Tables,MATCH(AK$67&Lists_Modeling_Protocol_Year&$E78,SEEUPF_Lookup,0),MATCH(Lists_Project_Climate_Zone,SEEUPF_Lookup_CZ,0))),0)","v":0},{"$f":"IFERROR(IF(AND(ProgSetup_SEEUPFs=TRUE,Lists_Modeling_Protocol_Year=2019),INDEX(SEEUPFs_Cust_2019_AllTables,MATCH(AL$67&$E78,SEEUPFs_Cust_2019_Lookup,0),MATCH(Lists_Project_Climate_Zone,SEEUPFs_Cust_2019_CZ_Lookup,0)),INDEX(SEEUPF_Tables,MATCH(AL$67&Lists_Modeling_Protocol_Year&$E78,SEEUPF_Lookup,0),MATCH(Lists_Project_Climate_Zone,SEEUPF_Lookup_CZ,0))),0)","v":0},{"$f":"IFERROR(IF(AND(ProgSetup_SEEUPFs=TRUE,Lists_Modeling_Protocol_Year=2019),INDEX(SEEUPFs_Cust_2019_AllTables,MATCH(AM$67&$E78,SEEUPFs_Cust_2019_Lookup,0),MATCH(Lists_Project_Climate_Zone,SEEUPFs_Cust_2019_CZ_Lookup,0)),INDEX(SEEUPF_Tables,MATCH(AM$67&Lists_Modeling_Protocol_Year&$E78,SEEUPF_Lookup,0),MATCH(Lists_Project_Climate_Zone,SEEUPF_Lookup_CZ,0))),0)","v":0},{"$f":"IFERROR(IF(AND(ProgSetup_SEEUPFs=TRUE,Lists_Modeling_Protocol_Year=2019),INDEX(SEEUPFs_Cust_2019_AllTables,MATCH(AN$67&$E78,SEEUPFs_Cust_2019_Lookup,0),MATCH(Lists_Project_Climate_Zone,SEEUPFs_Cust_2019_CZ_Lookup,0)),INDEX(SEEUPF_Tables,MATCH(AN$67&Lists_Modeling_Protocol_Year&$E78,SEEUPF_Lookup,0),MATCH(Lists_Project_Climate_Zone,SEEUPF_Lookup_CZ,0))),0)","v":0},{"$f":"IFERROR(IF(AND(ProgSetup_SEEUPFs=TRUE,Lists_Modeling_Protocol_Year=2019),INDEX(SEEUPFs_Cust_2019_AllTables,MATCH(AO$67&$E78,SEEUPFs_Cust_2019_Lookup,0),MATCH(Lists_Project_Climate_Zone,SEEUPFs_Cust_2019_CZ_Lookup,0)),INDEX(SEEUPF_Tables,MATCH(AO$67&Lists_Modeling_Protocol_Year&$E78,SEEUPF_Lookup,0),MATCH(Lists_Project_Climate_Zone,SEEUPF_Lookup_CZ,0))),0)","v":0},{"$f":"IFERROR(IF(AND(ProgSetup_SEEUPFs=TRUE,Lists_Modeling_Protocol_Year=2019),INDEX(SEEUPFs_Cust_2019_AllTables,MATCH(AP$67&$E78,SEEUPFs_Cust_2019_Lookup,0),MATCH(Lists_Project_Climate_Zone,SEEUPFs_Cust_2019_CZ_Lookup,0)),INDEX(SEEUPF_Tables,MATCH(AP$67&Lists_Modeling_Protocol_Year&$E78,SEEUPF_Lookup,0),MATCH(Lists_Project_Climate_Zone,SEEUPF_Lookup_CZ,0))),0)","v":0},{"$f":"IFERROR(IF(AND(ProgSetup_SEEUPFs=TRUE,Lists_Modeling_Protocol_Year=2019),INDEX(SEEUPFs_Cust_2019_AllTables,MATCH(AQ$67&$E78,SEEUPFs_Cust_2019_Lookup,0),MATCH(Lists_Project_Climate_Zone,SEEUPFs_Cust_2019_CZ_Lookup,0)),INDEX(SEEUPF_Tables,MATCH(AQ$67&Lists_Modeling_Protocol_Year&$E78,SEEUPF_Lookup,0),MATCH(Lists_Project_Climate_Zone,SEEUPF_Lookup_CZ,0))),0)","v":0},{"$f":"IFERROR(IF(AND(ProgSetup_SEEUPFs=TRUE,Lists_Modeling_Protocol_Year=2019),INDEX(SEEUPFs_Cust_2019_AllTables,MATCH(AR$67&$E78,SEEUPFs_Cust_2019_Lookup,0),MATCH(Lists_Project_Climate_Zone,SEEUPFs_Cust_2019_CZ_Lookup,0)),INDEX(SEEUPF_Tables,MATCH(AR$67&Lists_Modeling_Protocol_Year&$E78,SEEUPF_Lookup,0),MATCH(Lists_Project_Climate_Zone,SEEUPF_Lookup_CZ,0))),0)","v":0}]
[null,null,1,null,"Heat rejection",{"$f":"SUMPRODUCT($M$38:$M$67,--($G$38:$G$67=F$70),--($AS$38:$AS$67=$E79),$AG$38:$AG$67)/1000","v":0},{"$f":"SUMPRODUCT($M$38:$M$67,--($G$38:$G$67=G$70),--($AS$38:$AS$67=$E79),$AG$38:$AG$67)/1000*$AH79","v":0},{"$f":"SUMPRODUCT($N$38:$N$67,--($G$38:$G$67=H$70),--($AS$38:$AS$67=$E79),$AG$38:$AG$67)/1000","v":0},0,{"$f":"SUMPRODUCT($M$38:$M$67,--($G$38:$G$67=J$70),--($AS$38:$AS$67=$E79),$AG$38:$AG$67)/1000","v":0},{"$f":"SUMPRODUCT($M$38:$M$67,--($G$38:$G$67=K$70),--($AS$38:$AS$67=$E79),$AG$38:$AG$67)/1000*$AH79","v":0},{"$f":"SUMPRODUCT($N$38:$N$67,--($G$38:$G$67=L$70),--($AS$38:$AS$67=$E79),$AG$38:$AG$67)/1000","v":0},0,{"$f":"SUMPRODUCT($M$38:$M$67,--($G$38:$G$67=N$70),--($AS$38:$AS$67=$E79),$AG$38:$AG$67)/1000","v":0},{"$f":"SUMPRODUCT($M$38:$M$67,--($G$38:$G$67=O$70),--($AS$38:$AS$67=$E79),$AG$38:$AG$67)/1000*$AH79","v":0},{"$f":"SUMPRODUCT($N$38:$N$67,--($G$38:$G$67=P$70),--($AS$38:$AS$67=$E79),$AG$38:$AG$67)/1000","v":0},0,{"$f":"SUMPRODUCT($M$38:$M$67,--($G$38:$G$67=R$70),--($AS$38:$AS$67=$E79),$AG$38:$AG$67)/1000","v":0},{"$f":"SUMPRODUCT($M$38:$M$67,--($G$38:$G$67=S$70),--($AS$38:$AS$67=$E79),$AG$38:$AG$67)/1000*$AH79","v":0},{"$f":"SUMPRODUCT($N$38:$N$67,--($G$38:$G$67=T$70),--($AS$38:$AS$67=$E79),$AG$38:$AG$67)/1000","v":0},0,{"$f":"SUMPRODUCT($M$38:$M$67,--($G$38:$G$67=V$70),--($AS$38:$AS$67=$E79),$AG$38:$AG$67)/1000","v":0},{"$f":"SUMPRODUCT($M$38:$M$67,--($G$38:$G$67=W$70),--($AS$38:$AS$67=$E79),$AG$38:$AG$67)/1000*$AH79","v":0},{"$f":"SUMPRODUCT($N$38:$N$67,--($G$38:$G$67=X$70),--($AS$38:$AS$67=$E79),$AG$38:$AG$67)/1000","v":0},0,0,0,0,0,0,null,null,null,0,{"$f":"IFERROR(IF(AND(ProgSetup_SEEUPFs=TRUE,Lists_Modeling_Protocol_Year=2019),INDEX(SEEUPFs_Cust_2019_AllTables,MATCH(AI$67&$E79,SEEUPFs_Cust_2019_Lookup,0),MATCH(Lists_Project_Climate_Zone,SEEUPFs_Cust_2019_CZ_Lookup,0)),INDEX(SEEUPF_Tables,MATCH(AI$67&Lists_Modeling_Protocol_Year&$E79,SEEUPF_Lookup,0),MATCH(Lists_Project_Climate_Zone,SEEUPF_Lookup_CZ,0))),0)","v":0},{"$f":"IFERROR(IF(AND(ProgSetup_SEEUPFs=TRUE,Lists_Modeling_Protocol_Year=2019),INDEX(SEEUPFs_Cust_2019_AllTables,MATCH(AJ$67&$E79,SEEUPFs_Cust_2019_Lookup,0),MATCH(Lists_Project_Climate_Zone,SEEUPFs_Cust_2019_CZ_Lookup,0)),INDEX(SEEUPF_Tables,MATCH(AJ$67&Lists_Modeling_Protocol_Year&$E79,SEEUPF_Lookup,0),MATCH(Lists_Project_Climate_Zone,SEEUPF_Lookup_CZ,0))),0)","v":0},{"$f":"IFERROR(IF(AND(ProgSetup_SEEUPFs=TRUE,Lists_Modeling_Protocol_Year=2019),INDEX(SEEUPFs_Cust_2019_AllTables,MATCH(AK$67&$E79,SEEUPFs_Cust_2019_Lookup,0),MATCH(Lists_Project_Climate_Zone,SEEUPFs_Cust_2019_CZ_Lookup,0)),INDEX(SEEUPF_Tables,MATCH(AK$67&Lists_Modeling_Protocol_Year&$E79,SEEUPF_Lookup,0),MATCH(Lists_Project_Climate_Zone,SEEUPF_Lookup_CZ,0))),0)","v":0},{"$f":"IFERROR(IF(AND(ProgSetup_SEEUPFs=TRUE,Lists_Modeling_Protocol_Year=2019),INDEX(SEEUPFs_Cust_2019_AllTables,MATCH(AL$67&$E79,SEEUPFs_Cust_2019_Lookup,0),MATCH(Lists_Project_Climate_Zone,SEEUPFs_Cust_2019_CZ_Lookup,0)),INDEX(SEEUPF_Tables,MATCH(AL$67&Lists_Modeling_Protocol_Year&$E79,SEEUPF_Lookup,0),MATCH(Lists_Project_Climate_Zone,SEEUPF_Lookup_CZ,0))),0)","v":0},{"$f":"IFERROR(IF(AND(ProgSetup_SEEUPFs=TRUE,Lists_Modeling_Protocol_Year=2019),INDEX(SEEUPFs_Cust_2019_AllTables,MATCH(AM$67&$E79,SEEUPFs_Cust_2019_Lookup,0),MATCH(Lists_Project_Climate_Zone,SEEUPFs_Cust_2019_CZ_Lookup,0)),INDEX(SEEUPF_Tables,MATCH(AM$67&Lists_Modeling_Protocol_Year&$E79,SEEUPF_Lookup,0),MATCH(Lists_Project_Climate_Zone,SEEUPF_Lookup_CZ,0))),0)","v":0},{"$f":"IFERROR(IF(AND(ProgSetup_SEEUPFs=TRUE,Lists_Modeling_Protocol_Year=2019),INDEX(SEEUPFs_Cust_2019_AllTables,MATCH(AN$67&$E79,SEEUPFs_Cust_2019_Lookup,0),MATCH(Lists_Project_Climate_Zone,SEEUPFs_Cust_2019_CZ_Lookup,0)),INDEX(SEEUPF_Tables,MATCH(AN$67&Lists_Modeling_Protocol_Year&$E79,SEEUPF_Lookup,0),MATCH(Lists_Project_Climate_Zone,SEEUPF_Lookup_CZ,0))),0)","v":0},{"$f":"IFERROR(IF(AND(ProgSetup_SEEUPFs=TRUE,Lists_Modeling_Protocol_Year=2019),INDEX(SEEUPFs_Cust_2019_AllTables,MATCH(AO$67&$E79,SEEUPFs_Cust_2019_Lookup,0),MATCH(Lists_Project_Climate_Zone,SEEUPFs_Cust_2019_CZ_Lookup,0)),INDEX(SEEUPF_Tables,MATCH(AO$67&Lists_Modeling_Protocol_Year&$E79,SEEUPF_Lookup,0),MATCH(Lists_Project_Climate_Zone,SEEUPF_Lookup_CZ,0))),0)","v":0},{"$f":"IFERROR(IF(AND(ProgSetup_SEEUPFs=TRUE,Lists_Modeling_Protocol_Year=2019),INDEX(SEEUPFs_Cust_2019_AllTables,MATCH(AP$67&$E79,SEEUPFs_Cust_2019_Lookup,0),MATCH(Lists_Project_Climate_Zone,SEEUPFs_Cust_2019_CZ_Lookup,0)),INDEX(SEEUPF_Tables,MATCH(AP$67&Lists_Modeling_Protocol_Year&$E79,SEEUPF_Lookup,0),MATCH(Lists_Project_Climate_Zone,SEEUPF_Lookup_CZ,0))),0)","v":0},{"$f":"IFERROR(IF(AND(ProgSetup_SEEUPFs=TRUE,Lists_Modeling_Protocol_Year=2019),INDEX(SEEUPFs_Cust_2019_AllTables,MATCH(AQ$67&$E79,SEEUPFs_Cust_2019_Lookup,0),MATCH(Lists_Project_Climate_Zone,SEEUPFs_Cust_2019_CZ_Lookup,0)),INDEX(SEEUPF_Tables,MATCH(AQ$67&Lists_Modeling_Protocol_Year&$E79,SEEUPF_Lookup,0),MATCH(Lists_Project_Climate_Zone,SEEUPF_Lookup_CZ,0))),0)","v":0},{"$f":"IFERROR(IF(AND(ProgSetup_SEEUPFs=TRUE,Lists_Modeling_Protocol_Year=2019),INDEX(SEEUPFs_Cust_2019_AllTables,MATCH(AR$67&$E79,SEEUPFs_Cust_2019_Lookup,0),MATCH(Lists_Project_Climate_Zone,SEEUPFs_Cust_2019_CZ_Lookup,0)),INDEX(SEEUPF_Tables,MATCH(AR$67&Lists_Modeling_Protocol_Year&$E79,SEEUPF_Lookup,0),MATCH(Lists_Project_Climate_Zone,SEEUPF_Lookup_CZ,0))),0)","v":0}]
[null,null,1,null,"Fans - interior ventilation",{"$f":"SUMPRODUCT($M$38:$M$67,--($G$38:$G$67=F$70),--($AS$38:$AS$67=$E80),$AG$38:$AG$67)/1000","v":0},{"$f":"SUMPRODUCT($M$38:$M$67,--($G$38:$G$67=G$70),--($AS$38:$AS$67=$E80),$AG$38:$AG$67)/1000*$AH80","v":0},{"$f":"SUMPRODUCT($N$38:$N$67,--($G$38:$G$67=H$70),--($AS$38:$AS$67=$E80),$AG$38:$AG$67)/1000","v":0},0,{"$f":"SUMPRODUCT($M$38:$M$67,--($G$38:$G$67=J$70),--($AS$38:$AS$67=$E80),$AG$38:$AG$67)/1000","v":0},{"$f":"SUMPRODUCT($M$38:$M$67,--($G$38:$G$67=K$70),--($AS$38:$AS$67=$E80),$AG$38:$AG$67)/1000*$AH80","v":0},{"$f":"SUMPRODUCT($N$38:$N$67,--($G$38:$G$67=L$70),--($AS$38:$AS$67=$E80),$AG$38:$AG$67)/1000","v":0},0,{"$f":"SUMPRODUCT($M$38:$M$67,--($G$38:$G$67=N$70),--($AS$38:$AS$67=$E80),$AG$38:$AG$67)/1000","v":0},{"$f":"SUMPRODUCT($M$38:$M$67,--($G$38:$G$67=O$70),--($AS$38:$AS$67=$E80),$AG$38:$AG$67)/1000*$AH80","v":0},{"$f":"SUMPRODUCT($N$38:$N$67,--($G$38:$G$67=P$70),--($AS$38:$AS$67=$E80),$AG$38:$AG$67)/1000","v":0},0,{"$f":"SUMPRODUCT($M$38:$M$67,--($G$38:$G$67=R$70),--($AS$38:$AS$67=$E80),$AG$38:$AG$67)/1000","v":0},{"$f":"SUMPRODUCT($M$38:$M$67,--($G$38:$G$67=S$70),--($AS$38:$AS$67=$E80),$AG$38:$AG$67)/1000*$AH80","v":0},{"$f":"SUMPRODUCT($N$38:$N$67,--($G$38:$G$67=T$70),--($AS$38:$AS$67=$E80),$AG$38:$AG$67)/1000","v":0},0,{"$f":"SUMPRODUCT($M$38:$M$67,--($G$38:$G$67=V$70),--($AS$38:$AS$67=$E80),$AG$38:$AG$67)/1000","v":0},{"$f":"SUMPRODUCT($M$38:$M$67,--($G$38:$G$67=W$70),--($AS$38:$AS$67=$E80),$AG$38:$AG$67)/1000*$AH80","v":0},{"$f":"SUMPRODUCT($N$38:$N$67,--($G$38:$G$67=X$70),--($AS$38:$AS$67=$E80),$AG$38:$AG$67)/1000","v":0},0,0,0,0,0,0,null,null,null,0,{"$f":"IFERROR(IF(AND(ProgSetup_SEEUPFs=TRUE,Lists_Modeling_Protocol_Year=2019),INDEX(SEEUPFs_Cust_2019_AllTables,MATCH(AI$67&$E80,SEEUPFs_Cust_2019_Lookup,0),MATCH(Lists_Project_Climate_Zone,SEEUPFs_Cust_2019_CZ_Lookup,0)),INDEX(SEEUPF_Tables,MATCH(AI$67&Lists_Modeling_Protocol_Year&$E80,SEEUPF_Lookup,0),MATCH(Lists_Project_Climate_Zone,SEEUPF_Lookup_CZ,0))),0)","v":0},{"$f":"IFERROR(IF(AND(ProgSetup_SEEUPFs=TRUE,Lists_Modeling_Protocol_Year=2019),INDEX(SEEUPFs_Cust_2019_AllTables,MATCH(AJ$67&$E80,SEEUPFs_Cust_2019_Lookup,0),MATCH(Lists_Project_Climate_Zone,SEEUPFs_Cust_2019_CZ_Lookup,0)),INDEX(SEEUPF_Tables,MATCH(AJ$67&Lists_Modeling_Protocol_Year&$E80,SEEUPF_Lookup,0),MATCH(Lists_Project_Climate_Zone,SEEUPF_Lookup_CZ,0))),0)","v":0},{"$f":"IFERROR(IF(AND(ProgSetup_SEEUPFs=TRUE,Lists_Modeling_Protocol_Year=2019),INDEX(SEEUPFs_Cust_2019_AllTables,MATCH(AK$67&$E80,SEEUPFs_Cust_2019_Lookup,0),MATCH(Lists_Project_Climate_Zone,SEEUPFs_Cust_2019_CZ_Lookup,0)),INDEX(SEEUPF_Tables,MATCH(AK$67&Lists_Modeling_Protocol_Year&$E80,SEEUPF_Lookup,0),MATCH(Lists_Project_Climate_Zone,SEEUPF_Lookup_CZ,0))),0)","v":0},{"$f":"IFERROR(IF(AND(ProgSetup_SEEUPFs=TRUE,Lists_Modeling_Protocol_Year=2019),INDEX(SEEUPFs_Cust_2019_AllTables,MATCH(AL$67&$E80,SEEUPFs_Cust_2019_Lookup,0),MATCH(Lists_Project_Climate_Zone,SEEUPFs_Cust_2019_CZ_Lookup,0)),INDEX(SEEUPF_Tables,MATCH(AL$67&Lists_Modeling_Protocol_Year&$E80,SEEUPF_Lookup,0),MATCH(Lists_Project_Climate_Zone,SEEUPF_Lookup_CZ,0))),0)","v":0},{"$f":"IFERROR(IF(AND(ProgSetup_SEEUPFs=TRUE,Lists_Modeling_Protocol_Year=2019),INDEX(SEEUPFs_Cust_2019_AllTables,MATCH(AM$67&$E80,SEEUPFs_Cust_2019_Lookup,0),MATCH(Lists_Project_Climate_Zone,SEEUPFs_Cust_2019_CZ_Lookup,0)),INDEX(SEEUPF_Tables,MATCH(AM$67&Lists_Modeling_Protocol_Year&$E80,SEEUPF_Lookup,0),MATCH(Lists_Project_Climate_Zone,SEEUPF_Lookup_CZ,0))),0)","v":0},{"$f":"IFERROR(IF(AND(ProgSetup_SEEUPFs=TRUE,Lists_Modeling_Protocol_Year=2019),INDEX(SEEUPFs_Cust_2019_AllTables,MATCH(AN$67&$E80,SEEUPFs_Cust_2019_Lookup,0),MATCH(Lists_Project_Climate_Zone,SEEUPFs_Cust_2019_CZ_Lookup,0)),INDEX(SEEUPF_Tables,MATCH(AN$67&Lists_Modeling_Protocol_Year&$E80,SEEUPF_Lookup,0),MATCH(Lists_Project_Climate_Zone,SEEUPF_Lookup_CZ,0))),0)","v":0},{"$f":"IFERROR(IF(AND(ProgSetup_SEEUPFs=TRUE,Lists_Modeling_Protocol_Year=2019),INDEX(SEEUPFs_Cust_2019_AllTables,MATCH(AO$67&$E80,SEEUPFs_Cust_2019_Lookup,0),MATCH(Lists_Project_Climate_Zone,SEEUPFs_Cust_2019_CZ_Lookup,0)),INDEX(SEEUPF_Tables,MATCH(AO$67&Lists_Modeling_Protocol_Year&$E80,SEEUPF_Lookup,0),MATCH(Lists_Project_Climate_Zone,SEEUPF_Lookup_CZ,0))),0)","v":0},{"$f":"IFERROR(IF(AND(ProgSetup_SEEUPFs=TRUE,Lists_Modeling_Protocol_Year=2019),INDEX(SEEUPFs_Cust_2019_AllTables,MATCH(AP$67&$E80,SEEUPFs_Cust_2019_Lookup,0),MATCH(Lists_Project_Climate_Zone,SEEUPFs_Cust_2019_CZ_Lookup,0)),INDEX(SEEUPF_Tables,MATCH(AP$67&Lists_Modeling_Protocol_Year&$E80,SEEUPF_Lookup,0),MATCH(Lists_Project_Climate_Zone,SEEUPF_Lookup_CZ,0))),0)","v":0},{"$f":"IFERROR(IF(AND(ProgSetup_SEEUPFs=TRUE,Lists_Modeling_Protocol_Year=2019),INDEX(SEEUPFs_Cust_2019_AllTables,MATCH(AQ$67&$E80,SEEUPFs_Cust_2019_Lookup,0),MATCH(Lists_Project_Climate_Zone,SEEUPFs_Cust_2019_CZ_Lookup,0)),INDEX(SEEUPF_Tables,MATCH(AQ$67&Lists_Modeling_Protocol_Year&$E80,SEEUPF_Lookup,0),MATCH(Lists_Project_Climate_Zone,SEEUPF_Lookup_CZ,0))),0)","v":0},{"$f":"IFERROR(IF(AND(ProgSetup_SEEUPFs=TRUE,Lists_Modeling_Protocol_Year=2019),INDEX(SEEUPFs_Cust_2019_AllTables,MATCH(AR$67&$E80,SEEUPFs_Cust_2019_Lookup,0),MATCH(Lists_Project_Climate_Zone,SEEUPFs_Cust_2019_CZ_Lookup,0)),INDEX(SEEUPF_Tables,MATCH(AR$67&Lists_Modeling_Protocol_Year&$E80,SEEUPF_Lookup,0),MATCH(Lists_Project_Climate_Zone,SEEUPF_Lookup_CZ,0))),0)","v":0}]
[null,null,1,null,"Fans - parking garage",{"$f":"SUMPRODUCT($M$38:$M$67,--($G$38:$G$67=F$70),--($AS$38:$AS$67=$E81),$AG$38:$AG$67)/1000","v":0},{"$f":"SUMPRODUCT($M$38:$M$67,--($G$38:$G$67=G$70),--($AS$38:$AS$67=$E81),$AG$38:$AG$67)/1000*$AH81","v":0},{"$f":"SUMPRODUCT($N$38:$N$67,--($G$38:$G$67=H$70),--($AS$38:$AS$67=$E81),$AG$38:$AG$67)/1000","v":0},0,{"$f":"SUMPRODUCT($M$38:$M$67,--($G$38:$G$67=J$70),--($AS$38:$AS$67=$E81),$AG$38:$AG$67)/1000","v":0},{"$f":"SUMPRODUCT($M$38:$M$67,--($G$38:$G$67=K$70),--($AS$38:$AS$67=$E81),$AG$38:$AG$67)/1000*$AH81","v":0},{"$f":"SUMPRODUCT($N$38:$N$67,--($G$38:$G$67=L$70),--($AS$38:$AS$67=$E81),$AG$38:$AG$67)/1000","v":0},0,{"$f":"SUMPRODUCT($M$38:$M$67,--($G$38:$G$67=N$70),--($AS$38:$AS$67=$E81),$AG$38:$AG$67)/1000","v":0},{"$f":"SUMPRODUCT($M$38:$M$67,--($G$38:$G$67=O$70),--($AS$38:$AS$67=$E81),$AG$38:$AG$67)/1000*$AH81","v":0},{"$f":"SUMPRODUCT($N$38:$N$67,--($G$38:$G$67=P$70),--($AS$38:$AS$67=$E81),$AG$38:$AG$67)/1000","v":0},0,{"$f":"SUMPRODUCT($M$38:$M$67,--($G$38:$G$67=R$70),--($AS$38:$AS$67=$E81),$AG$38:$AG$67)/1000","v":0},{"$f":"SUMPRODUCT($M$38:$M$67,--($G$38:$G$67=S$70),--($AS$38:$AS$67=$E81),$AG$38:$AG$67)/1000*$AH81","v":0},{"$f":"SUMPRODUCT($N$38:$N$67,--($G$38:$G$67=T$70),--($AS$38:$AS$67=$E81),$AG$38:$AG$67)/1000","v":0},0,{"$f":"SUMPRODUCT($M$38:$M$67,--($G$38:$G$67=V$70),--($AS$38:$AS$67=$E81),$AG$38:$AG$67)/1000","v":0},{"$f":"SUMPRODUCT($M$38:$M$67,--($G$38:$G$67=W$70),--($AS$38:$AS$67=$E81),$AG$38:$AG$67)/1000*$AH81","v":0},{"$f":"SUMPRODUCT($N$38:$N$67,--($G$38:$G$67=X$70),--($AS$38:$AS$67=$E81),$AG$38:$AG$67)/1000","v":0},0,0,0,0,0,0,null,null,null,0,{"$f":"IFERROR(IF(AND(ProgSetup_SEEUPFs=TRUE,Lists_Modeling_Protocol_Year=2019),INDEX(SEEUPFs_Cust_2019_AllTables,MATCH(AI$67&$E81,SEEUPFs_Cust_2019_Lookup,0),MATCH(Lists_Project_Climate_Zone,SEEUPFs_Cust_2019_CZ_Lookup,0)),INDEX(SEEUPF_Tables,MATCH(AI$67&Lists_Modeling_Protocol_Year&$E81,SEEUPF_Lookup,0),MATCH(Lists_Project_Climate_Zone,SEEUPF_Lookup_CZ,0))),0)","v":0},{"$f":"IFERROR(IF(AND(ProgSetup_SEEUPFs=TRUE,Lists_Modeling_Protocol_Year=2019),INDEX(SEEUPFs_Cust_2019_AllTables,MATCH(AJ$67&$E81,SEEUPFs_Cust_2019_Lookup,0),MATCH(Lists_Project_Climate_Zone,SEEUPFs_Cust_2019_CZ_Lookup,0)),INDEX(SEEUPF_Tables,MATCH(AJ$67&Lists_Modeling_Protocol_Year&$E81,SEEUPF_Lookup,0),MATCH(Lists_Project_Climate_Zone,SEEUPF_Lookup_CZ,0))),0)","v":0},{"$f":"IFERROR(IF(AND(ProgSetup_SEEUPFs=TRUE,Lists_Modeling_Protocol_Year=2019),INDEX(SEEUPFs_Cust_2019_AllTables,MATCH(AK$67&$E81,SEEUPFs_Cust_2019_Lookup,0),MATCH(Lists_Project_Climate_Zone,SEEUPFs_Cust_2019_CZ_Lookup,0)),INDEX(SEEUPF_Tables,MATCH(AK$67&Lists_Modeling_Protocol_Year&$E81,SEEUPF_Lookup,0),MATCH(Lists_Project_Climate_Zone,SEEUPF_Lookup_CZ,0))),0)","v":0},{"$f":"IFERROR(IF(AND(ProgSetup_SEEUPFs=TRUE,Lists_Modeling_Protocol_Year=2019),INDEX(SEEUPFs_Cust_2019_AllTables,MATCH(AL$67&$E81,SEEUPFs_Cust_2019_Lookup,0),MATCH(Lists_Project_Climate_Zone,SEEUPFs_Cust_2019_CZ_Lookup,0)),INDEX(SEEUPF_Tables,MATCH(AL$67&Lists_Modeling_Protocol_Year&$E81,SEEUPF_Lookup,0),MATCH(Lists_Project_Climate_Zone,SEEUPF_Lookup_CZ,0))),0)","v":0},{"$f":"IFERROR(IF(AND(ProgSetup_SEEUPFs=TRUE,Lists_Modeling_Protocol_Year=2019),INDEX(SEEUPFs_Cust_2019_AllTables,MATCH(AM$67&$E81,SEEUPFs_Cust_2019_Lookup,0),MATCH(Lists_Project_Climate_Zone,SEEUPFs_Cust_2019_CZ_Lookup,0)),INDEX(SEEUPF_Tables,MATCH(AM$67&Lists_Modeling_Protocol_Year&$E81,SEEUPF_Lookup,0),MATCH(Lists_Project_Climate_Zone,SEEUPF_Lookup_CZ,0))),0)","v":0},{"$f":"IFERROR(IF(AND(ProgSetup_SEEUPFs=TRUE,Lists_Modeling_Protocol_Year=2019),INDEX(SEEUPFs_Cust_2019_AllTables,MATCH(AN$67&$E81,SEEUPFs_Cust_2019_Lookup,0),MATCH(Lists_Project_Climate_Zone,SEEUPFs_Cust_2019_CZ_Lookup,0)),INDEX(SEEUPF_Tables,MATCH(AN$67&Lists_Modeling_Protocol_Year&$E81,SEEUPF_Lookup,0),MATCH(Lists_Project_Climate_Zone,SEEUPF_Lookup_CZ,0))),0)","v":0},{"$f":"IFERROR(IF(AND(ProgSetup_SEEUPFs=TRUE,Lists_Modeling_Protocol_Year=2019),INDEX(SEEUPFs_Cust_2019_AllTables,MATCH(AO$67&$E81,SEEUPFs_Cust_2019_Lookup,0),MATCH(Lists_Project_Climate_Zone,SEEUPFs_Cust_2019_CZ_Lookup,0)),INDEX(SEEUPF_Tables,MATCH(AO$67&Lists_Modeling_Protocol_Year&$E81,SEEUPF_Lookup,0),MATCH(Lists_Project_Climate_Zone,SEEUPF_Lookup_CZ,0))),0)","v":0},{"$f":"IFERROR(IF(AND(ProgSetup_SEEUPFs=TRUE,Lists_Modeling_Protocol_Year=2019),INDEX(SEEUPFs_Cust_2019_AllTables,MATCH(AP$67&$E81,SEEUPFs_Cust_2019_Lookup,0),MATCH(Lists_Project_Climate_Zone,SEEUPFs_Cust_2019_CZ_Lookup,0)),INDEX(SEEUPF_Tables,MATCH(AP$67&Lists_Modeling_Protocol_Year&$E81,SEEUPF_Lookup,0),MATCH(Lists_Project_Climate_Zone,SEEUPF_Lookup_CZ,0))),0)","v":0},{"$f":"IFERROR(IF(AND(ProgSetup_SEEUPFs=TRUE,Lists_Modeling_Protocol_Year=2019),INDEX(SEEUPFs_Cust_2019_AllTables,MATCH(AQ$67&$E81,SEEUPFs_Cust_2019_Lookup,0),MATCH(Lists_Project_Climate_Zone,SEEUPFs_Cust_2019_CZ_Lookup,0)),INDEX(SEEUPF_Tables,MATCH(AQ$67&Lists_Modeling_Protocol_Year&$E81,SEEUPF_Lookup,0),MATCH(Lists_Project_Climate_Zone,SEEUPF_Lookup_CZ,0))),0)","v":0},{"$f":"IFERROR(IF(AND(ProgSetup_SEEUPFs=TRUE,Lists_Modeling_Protocol_Year=2019),INDEX(SEEUPFs_Cust_2019_AllTables,MATCH(AR$67&$E81,SEEUPFs_Cust_2019_Lookup,0),MATCH(Lists_Project_Climate_Zone,SEEUPFs_Cust_2019_CZ_Lookup,0)),INDEX(SEEUPF_Tables,MATCH(AR$67&Lists_Modeling_Protocol_Year&$E81,SEEUPF_Lookup,0),MATCH(Lists_Project_Climate_Zone,SEEUPF_Lookup_CZ,0))),0)","v":0}]
[null,null,1,null,"Service water heating",{"$f":"SUMPRODUCT($M$38:$M$67,--($G$38:$G$67=F$70),--($AS$38:$AS$67=$E82),$AG$38:$AG$67)/1000","v":0},{"$f":"SUMPRODUCT($M$38:$M$67,--($G$38:$G$67=G$70),--($AS$38:$AS$67=$E82),$AG$38:$AG$67)/1000*$AH82","v":0},{"$f":"SUMPRODUCT($N$38:$N$67,--($G$38:$G$67=H$70),--($AS$38:$AS$67=$E82),$AG$38:$AG$67)/1000","v":0},0,{"$f":"SUMPRODUCT($M$38:$M$67,--($G$38:$G$67=J$70),--($AS$38:$AS$67=$E82),$AG$38:$AG$67)/1000","v":0},{"$f":"SUMPRODUCT($M$38:$M$67,--($G$38:$G$67=K$70),--($AS$38:$AS$67=$E82),$AG$38:$AG$67)/1000*$AH82","v":0},{"$f":"SUMPRODUCT($N$38:$N$67,--($G$38:$G$67=L$70),--($AS$38:$AS$67=$E82),$AG$38:$AG$67)/1000","v":0},0,{"$f":"SUMPRODUCT($M$38:$M$67,--($G$38:$G$67=N$70),--($AS$38:$AS$67=$E82),$AG$38:$AG$67)/1000","v":0},{"$f":"SUMPRODUCT($M$38:$M$67,--($G$38:$G$67=O$70),--($AS$38:$AS$67=$E82),$AG$38:$AG$67)/1000*$AH82","v":0},{"$f":"SUMPRODUCT($N$38:$N$67,--($G$38:$G$67=P$70),--($AS$38:$AS$67=$E82),$AG$38:$AG$67)/1000","v":0},0,{"$f":"SUMPRODUCT($M$38:$M$67,--($G$38:$G$67=R$70),--($AS$38:$AS$67=$E82),$AG$38:$AG$67)/1000","v":0},{"$f":"SUMPRODUCT($M$38:$M$67,--($G$38:$G$67=S$70),--($AS$38:$AS$67=$E82),$AG$38:$AG$67)/1000*$AH82","v":0},{"$f":"SUMPRODUCT($N$38:$N$67,--($G$38:$G$67=T$70),--($AS$38:$AS$67=$E82),$AG$38:$AG$67)/1000","v":0},0,{"$f":"SUMPRODUCT($M$38:$M$67,--($G$38:$G$67=V$70),--($AS$38:$AS$67=$E82),$AG$38:$AG$67)/1000","v":0},{"$f":"SUMPRODUCT($M$38:$M$67,--($G$38:$G$67=W$70),--($AS$38:$AS$67=$E82),$AG$38:$AG$67)/1000*$AH82","v":0},{"$f":"SUMPRODUCT($N$38:$N$67,--($G$38:$G$67=X$70),--($AS$38:$AS$67=$E82),$AG$38:$AG$67)/1000","v":0},0,0,0,0,0,0,null,null,null,0,{"$f":"IFERROR(IF(AND(ProgSetup_SEEUPFs=TRUE,Lists_Modeling_Protocol_Year=2019),INDEX(SEEUPFs_Cust_2019_AllTables,MATCH(AI$67&$E82,SEEUPFs_Cust_2019_Lookup,0),MATCH(Lists_Project_Climate_Zone,SEEUPFs_Cust_2019_CZ_Lookup,0)),INDEX(SEEUPF_Tables,MATCH(AI$67&Lists_Modeling_Protocol_Year&$E82,SEEUPF_Lookup,0),MATCH(Lists_Project_Climate_Zone,SEEUPF_Lookup_CZ,0))),0)","v":0},{"$f":"IFERROR(IF(AND(ProgSetup_SEEUPFs=TRUE,Lists_Modeling_Protocol_Year=2019),INDEX(SEEUPFs_Cust_2019_AllTables,MATCH(AJ$67&$E82,SEEUPFs_Cust_2019_Lookup,0),MATCH(Lists_Project_Climate_Zone,SEEUPFs_Cust_2019_CZ_Lookup,0)),INDEX(SEEUPF_Tables,MATCH(AJ$67&Lists_Modeling_Protocol_Year&$E82,SEEUPF_Lookup,0),MATCH(Lists_Project_Climate_Zone,SEEUPF_Lookup_CZ,0))),0)","v":0},{"$f":"IFERROR(IF(AND(ProgSetup_SEEUPFs=TRUE,Lists_Modeling_Protocol_Year=2019),INDEX(SEEUPFs_Cust_2019_AllTables,MATCH(AK$67&$E82,SEEUPFs_Cust_2019_Lookup,0),MATCH(Lists_Project_Climate_Zone,SEEUPFs_Cust_2019_CZ_Lookup,0)),INDEX(SEEUPF_Tables,MATCH(AK$67&Lists_Modeling_Protocol_Year&$E82,SEEUPF_Lookup,0),MATCH(Lists_Project_Climate_Zone,SEEUPF_Lookup_CZ,0))),0)","v":0},{"$f":"IFERROR(IF(AND(ProgSetup_SEEUPFs=TRUE,Lists_Modeling_Protocol_Year=2019),INDEX(SEEUPFs_Cust_2019_AllTables,MATCH(AL$67&$E82,SEEUPFs_Cust_2019_Lookup,0),MATCH(Lists_Project_Climate_Zone,SEEUPFs_Cust_2019_CZ_Lookup,0)),INDEX(SEEUPF_Tables,MATCH(AL$67&Lists_Modeling_Protocol_Year&$E82,SEEUPF_Lookup,0),MATCH(Lists_Project_Climate_Zone,SEEUPF_Lookup_CZ,0))),0)","v":0},{"$f":"IFERROR(IF(AND(ProgSetup_SEEUPFs=TRUE,Lists_Modeling_Protocol_Year=2019),INDEX(SEEUPFs_Cust_2019_AllTables,MATCH(AM$67&$E82,SEEUPFs_Cust_2019_Lookup,0),MATCH(Lists_Project_Climate_Zone,SEEUPFs_Cust_2019_CZ_Lookup,0)),INDEX(SEEUPF_Tables,MATCH(AM$67&Lists_Modeling_Protocol_Year&$E82,SEEUPF_Lookup,0),MATCH(Lists_Project_Climate_Zone,SEEUPF_Lookup_CZ,0))),0)","v":0},{"$f":"IFERROR(IF(AND(ProgSetup_SEEUPFs=TRUE,Lists_Modeling_Protocol_Year=2019),INDEX(SEEUPFs_Cust_2019_AllTables,MATCH(AN$67&$E82,SEEUPFs_Cust_2019_Lookup,0),MATCH(Lists_Project_Climate_Zone,SEEUPFs_Cust_2019_CZ_Lookup,0)),INDEX(SEEUPF_Tables,MATCH(AN$67&Lists_Modeling_Protocol_Year&$E82,SEEUPF_Lookup,0),MATCH(Lists_Project_Climate_Zone,SEEUPF_Lookup_CZ,0))),0)","v":0},{"$f":"IFERROR(IF(AND(ProgSetup_SEEUPFs=TRUE,Lists_Modeling_Protocol_Year=2019),INDEX(SEEUPFs_Cust_2019_AllTables,MATCH(AO$67&$E82,SEEUPFs_Cust_2019_Lookup,0),MATCH(Lists_Project_Climate_Zone,SEEUPFs_Cust_2019_CZ_Lookup,0)),INDEX(SEEUPF_Tables,MATCH(AO$67&Lists_Modeling_Protocol_Year&$E82,SEEUPF_Lookup,0),MATCH(Lists_Project_Climate_Zone,SEEUPF_Lookup_CZ,0))),0)","v":0},{"$f":"IFERROR(IF(AND(ProgSetup_SEEUPFs=TRUE,Lists_Modeling_Protocol_Year=2019),INDEX(SEEUPFs_Cust_2019_AllTables,MATCH(AP$67&$E82,SEEUPFs_Cust_2019_Lookup,0),MATCH(Lists_Project_Climate_Zone,SEEUPFs_Cust_2019_CZ_Lookup,0)),INDEX(SEEUPF_Tables,MATCH(AP$67&Lists_Modeling_Protocol_Year&$E82,SEEUPF_Lookup,0),MATCH(Lists_Project_Climate_Zone,SEEUPF_Lookup_CZ,0))),0)","v":0},{"$f":"IFERROR(IF(AND(ProgSetup_SEEUPFs=TRUE,Lists_Modeling_Protocol_Year=2019),INDEX(SEEUPFs_Cust_2019_AllTables,MATCH(AQ$67&$E82,SEEUPFs_Cust_2019_Lookup,0),MATCH(Lists_Project_Climate_Zone,SEEUPFs_Cust_2019_CZ_Lookup,0)),INDEX(SEEUPF_Tables,MATCH(AQ$67&Lists_Modeling_Protocol_Year&$E82,SEEUPF_Lookup,0),MATCH(Lists_Project_Climate_Zone,SEEUPF_Lookup_CZ,0))),0)","v":0},{"$f":"IFERROR(IF(AND(ProgSetup_SEEUPFs=TRUE,Lists_Modeling_Protocol_Year=2019),INDEX(SEEUPFs_Cust_2019_AllTables,MATCH(AR$67&$E82,SEEUPFs_Cust_2019_Lookup,0),MATCH(Lists_Project_Climate_Zone,SEEUPFs_Cust_2019_CZ_Lookup,0)),INDEX(SEEUPF_Tables,MATCH(AR$67&Lists_Modeling_Protocol_Year&$E82,SEEUPF_Lookup,0),MATCH(Lists_Project_Climate_Zone,SEEUPF_Lookup_CZ,0))),0)","v":0}]
[null,null,1,null,"Misc equipment",{"$f":"SUMPRODUCT($M$38:$M$67,--($G$38:$G$67=F$70),--($AS$38:$AS$67=$E83),$AG$38:$AG$67)/1000","v":0},{"$f":"SUMPRODUCT($M$38:$M$67,--($G$38:$G$67=G$70),--($AS$38:$AS$67=$E83),$AG$38:$AG$67)/1000*$AH83","v":0},{"$f":"SUMPRODUCT($N$38:$N$67,--($G$38:$G$67=H$70),--($AS$38:$AS$67=$E83),$AG$38:$AG$67)/1000","v":0},0,{"$f":"SUMPRODUCT($M$38:$M$67,--($G$38:$G$67=J$70),--($AS$38:$AS$67=$E83),$AG$38:$AG$67)/1000","v":0},{"$f":"SUMPRODUCT($M$38:$M$67,--($G$38:$G$67=K$70),--($AS$38:$AS$67=$E83),$AG$38:$AG$67)/1000*$AH83","v":0},{"$f":"SUMPRODUCT($N$38:$N$67,--($G$38:$G$67=L$70),--($AS$38:$AS$67=$E83),$AG$38:$AG$67)/1000","v":0},0,{"$f":"SUMPRODUCT($M$38:$M$67,--($G$38:$G$67=N$70),--($AS$38:$AS$67=$E83),$AG$38:$AG$67)/1000","v":0},{"$f":"SUMPRODUCT($M$38:$M$67,--($G$38:$G$67=O$70),--($AS$38:$AS$67=$E83),$AG$38:$AG$67)/1000*$AH83","v":0},{"$f":"SUMPRODUCT($N$38:$N$67,--($G$38:$G$67=P$70),--($AS$38:$AS$67=$E83),$AG$38:$AG$67)/1000","v":0},0,{"$f":"SUMPRODUCT($M$38:$M$67,--($G$38:$G$67=R$70),--($AS$38:$AS$67=$E83),$AG$38:$AG$67)/1000","v":0},{"$f":"SUMPRODUCT($M$38:$M$67,--($G$38:$G$67=S$70),--($AS$38:$AS$67=$E83),$AG$38:$AG$67)/1000*$AH83","v":0},{"$f":"SUMPRODUCT($N$38:$N$67,--($G$38:$G$67=T$70),--($AS$38:$AS$67=$E83),$AG$38:$AG$67)/1000","v":0},0,{"$f":"SUMPRODUCT($M$38:$M$67,--($G$38:$G$67=V$70),--($AS$38:$AS$67=$E83),$AG$38:$AG$67)/1000","v":0},{"$f":"SUMPRODUCT($M$38:$M$67,--($G$38:$G$67=W$70),--($AS$38:$AS$67=$E83),$AG$38:$AG$67)/1000*$AH83","v":0},{"$f":"SUMPRODUCT($N$38:$N$67,--($G$38:$G$67=X$70),--($AS$38:$AS$67=$E83),$AG$38:$AG$67)/1000","v":0},0,0,0,0,0,0,null,null,null,0,{"$f":"IFERROR(IF(AND(ProgSetup_SEEUPFs=TRUE,Lists_Modeling_Protocol_Year=2019),INDEX(SEEUPFs_Cust_2019_AllTables,MATCH(AI$67&$E83,SEEUPFs_Cust_2019_Lookup,0),MATCH(Lists_Project_Climate_Zone,SEEUPFs_Cust_2019_CZ_Lookup,0)),INDEX(SEEUPF_Tables,MATCH(AI$67&Lists_Modeling_Protocol_Year&$E83,SEEUPF_Lookup,0),MATCH(Lists_Project_Climate_Zone,SEEUPF_Lookup_CZ,0))),0)","v":0},{"$f":"IFERROR(IF(AND(ProgSetup_SEEUPFs=TRUE,Lists_Modeling_Protocol_Year=2019),INDEX(SEEUPFs_Cust_2019_AllTables,MATCH(AJ$67&$E83,SEEUPFs_Cust_2019_Lookup,0),MATCH(Lists_Project_Climate_Zone,SEEUPFs_Cust_2019_CZ_Lookup,0)),INDEX(SEEUPF_Tables,MATCH(AJ$67&Lists_Modeling_Protocol_Year&$E83,SEEUPF_Lookup,0),MATCH(Lists_Project_Climate_Zone,SEEUPF_Lookup_CZ,0))),0)","v":0},{"$f":"IFERROR(IF(AND(ProgSetup_SEEUPFs=TRUE,Lists_Modeling_Protocol_Year=2019),INDEX(SEEUPFs_Cust_2019_AllTables,MATCH(AK$67&$E83,SEEUPFs_Cust_2019_Lookup,0),MATCH(Lists_Project_Climate_Zone,SEEUPFs_Cust_2019_CZ_Lookup,0)),INDEX(SEEUPF_Tables,MATCH(AK$67&Lists_Modeling_Protocol_Year&$E83,SEEUPF_Lookup,0),MATCH(Lists_Project_Climate_Zone,SEEUPF_Lookup_CZ,0))),0)","v":0},{"$f":"IFERROR(IF(AND(ProgSetup_SEEUPFs=TRUE,Lists_Modeling_Protocol_Year=2019),INDEX(SEEUPFs_Cust_2019_AllTables,MATCH(AL$67&$E83,SEEUPFs_Cust_2019_Lookup,0),MATCH(Lists_Project_Climate_Zone,SEEUPFs_Cust_2019_CZ_Lookup,0)),INDEX(SEEUPF_Tables,MATCH(AL$67&Lists_Modeling_Protocol_Year&$E83,SEEUPF_Lookup,0),MATCH(Lists_Project_Climate_Zone,SEEUPF_Lookup_CZ,0))),0)","v":0},{"$f":"IFERROR(IF(AND(ProgSetup_SEEUPFs=TRUE,Lists_Modeling_Protocol_Year=2019),INDEX(SEEUPFs_Cust_2019_AllTables,MATCH(AM$67&$E83,SEEUPFs_Cust_2019_Lookup,0),MATCH(Lists_Project_Climate_Zone,SEEUPFs_Cust_2019_CZ_Lookup,0)),INDEX(SEEUPF_Tables,MATCH(AM$67&Lists_Modeling_Protocol_Year&$E83,SEEUPF_Lookup,0),MATCH(Lists_Project_Climate_Zone,SEEUPF_Lookup_CZ,0))),0)","v":0},{"$f":"IFERROR(IF(AND(ProgSetup_SEEUPFs=TRUE,Lists_Modeling_Protocol_Year=2019),INDEX(SEEUPFs_Cust_2019_AllTables,MATCH(AN$67&$E83,SEEUPFs_Cust_2019_Lookup,0),MATCH(Lists_Project_Climate_Zone,SEEUPFs_Cust_2019_CZ_Lookup,0)),INDEX(SEEUPF_Tables,MATCH(AN$67&Lists_Modeling_Protocol_Year&$E83,SEEUPF_Lookup,0),MATCH(Lists_Project_Climate_Zone,SEEUPF_Lookup_CZ,0))),0)","v":0},{"$f":"IFERROR(IF(AND(ProgSetup_SEEUPFs=TRUE,Lists_Modeling_Protocol_Year=2019),INDEX(SEEUPFs_Cust_2019_AllTables,MATCH(AO$67&$E83,SEEUPFs_Cust_2019_Lookup,0),MATCH(Lists_Project_Climate_Zone,SEEUPFs_Cust_2019_CZ_Lookup,0)),INDEX(SEEUPF_Tables,MATCH(AO$67&Lists_Modeling_Protocol_Year&$E83,SEEUPF_Lookup,0),MATCH(Lists_Project_Climate_Zone,SEEUPF_Lookup_CZ,0))),0)","v":0},{"$f":"IFERROR(IF(AND(ProgSetup_SEEUPFs=TRUE,Lists_Modeling_Protocol_Year=2019),INDEX(SEEUPFs_Cust_2019_AllTables,MATCH(AP$67&$E83,SEEUPFs_Cust_2019_Lookup,0),MATCH(Lists_Project_Climate_Zone,SEEUPFs_Cust_2019_CZ_Lookup,0)),INDEX(SEEUPF_Tables,MATCH(AP$67&Lists_Modeling_Protocol_Year&$E83,SEEUPF_Lookup,0),MATCH(Lists_Project_Climate_Zone,SEEUPF_Lookup_CZ,0))),0)","v":0},{"$f":"IFERROR(IF(AND(ProgSetup_SEEUPFs=TRUE,Lists_Modeling_Protocol_Year=2019),INDEX(SEEUPFs_Cust_2019_AllTables,MATCH(AQ$67&$E83,SEEUPFs_Cust_2019_Lookup,0),MATCH(Lists_Project_Climate_Zone,SEEUPFs_Cust_2019_CZ_Lookup,0)),INDEX(SEEUPF_Tables,MATCH(AQ$67&Lists_Modeling_Protocol_Year&$E83,SEEUPF_Lookup,0),MATCH(Lists_Project_Climate_Zone,SEEUPF_Lookup_CZ,0))),0)","v":0},{"$f":"IFERROR(IF(AND(ProgSetup_SEEUPFs=TRUE,Lists_Modeling_Protocol_Year=2019),INDEX(SEEUPFs_Cust_2019_AllTables,MATCH(AR$67&$E83,SEEUPFs_Cust_2019_Lookup,0),MATCH(Lists_Project_Climate_Zone,SEEUPFs_Cust_2019_CZ_Lookup,0)),INDEX(SEEUPF_Tables,MATCH(AR$67&Lists_Modeling_Protocol_Year&$E83,SEEUPF_Lookup,0),MATCH(Lists_Project_Climate_Zone,SEEUPF_Lookup_CZ,0))),0)","v":0}]
[null,null,1,null,"Industrial process",{"$f":"SUMPRODUCT($M$38:$M$67,--($G$38:$G$67=F$70),--($AS$38:$AS$67=$E84),$AG$38:$AG$67)/1000","v":0},{"$f":"SUMPRODUCT($M$38:$M$67,--($G$38:$G$67=G$70),--($AS$38:$AS$67=$E84),$AG$38:$AG$67)/1000*$AH84","v":0},{"$f":"SUMPRODUCT($N$38:$N$67,--($G$38:$G$67=H$70),--($AS$38:$AS$67=$E84),$AG$38:$AG$67)/1000","v":0},0,{"$f":"SUMPRODUCT($M$38:$M$67,--($G$38:$G$67=J$70),--($AS$38:$AS$67=$E84),$AG$38:$AG$67)/1000","v":0},{"$f":"SUMPRODUCT($M$38:$M$67,--($G$38:$G$67=K$70),--($AS$38:$AS$67=$E84),$AG$38:$AG$67)/1000*$AH84","v":0},{"$f":"SUMPRODUCT($N$38:$N$67,--($G$38:$G$67=L$70),--($AS$38:$AS$67=$E84),$AG$38:$AG$67)/1000","v":0},0,{"$f":"SUMPRODUCT($M$38:$M$67,--($G$38:$G$67=N$70),--($AS$38:$AS$67=$E84),$AG$38:$AG$67)/1000","v":0},{"$f":"SUMPRODUCT($M$38:$M$67,--($G$38:$G$67=O$70),--($AS$38:$AS$67=$E84),$AG$38:$AG$67)/1000*$AH84","v":0},{"$f":"SUMPRODUCT($N$38:$N$67,--($G$38:$G$67=P$70),--($AS$38:$AS$67=$E84),$AG$38:$AG$67)/1000","v":0},0,{"$f":"SUMPRODUCT($M$38:$M$67,--($G$38:$G$67=R$70),--($AS$38:$AS$67=$E84),$AG$38:$AG$67)/1000","v":0},{"$f":"SUMPRODUCT($M$38:$M$67,--($G$38:$G$67=S$70),--($AS$38:$AS$67=$E84),$AG$38:$AG$67)/1000*$AH84","v":0},{"$f":"SUMPRODUCT($N$38:$N$67,--($G$38:$G$67=T$70),--($AS$38:$AS$67=$E84),$AG$38:$AG$67)/1000","v":0},0,{"$f":"SUMPRODUCT($M$38:$M$67,--($G$38:$G$67=V$70),--($AS$38:$AS$67=$E84),$AG$38:$AG$67)/1000","v":0},{"$f":"SUMPRODUCT($M$38:$M$67,--($G$38:$G$67=W$70),--($AS$38:$AS$67=$E84),$AG$38:$AG$67)/1000*$AH84","v":0},{"$f":"SUMPRODUCT($N$38:$N$67,--($G$38:$G$67=X$70),--($AS$38:$AS$67=$E84),$AG$38:$AG$67)/1000","v":0},0,0,0,0,0,0,null,null,null,0,{"$f":"IFERROR(IF(AND(ProgSetup_SEEUPFs=TRUE,Lists_Modeling_Protocol_Year=2019),INDEX(SEEUPFs_Cust_2019_AllTables,MATCH(AI$67&$E84,SEEUPFs_Cust_2019_Lookup,0),MATCH(Lists_Project_Climate_Zone,SEEUPFs_Cust_2019_CZ_Lookup,0)),INDEX(SEEUPF_Tables,MATCH(AI$67&Lists_Modeling_Protocol_Year&$E84,SEEUPF_Lookup,0),MATCH(Lists_Project_Climate_Zone,SEEUPF_Lookup_CZ,0))),0)","v":0},{"$f":"IFERROR(IF(AND(ProgSetup_SEEUPFs=TRUE,Lists_Modeling_Protocol_Year=2019),INDEX(SEEUPFs_Cust_2019_AllTables,MATCH(AJ$67&$E84,SEEUPFs_Cust_2019_Lookup,0),MATCH(Lists_Project_Climate_Zone,SEEUPFs_Cust_2019_CZ_Lookup,0)),INDEX(SEEUPF_Tables,MATCH(AJ$67&Lists_Modeling_Protocol_Year&$E84,SEEUPF_Lookup,0),MATCH(Lists_Project_Climate_Zone,SEEUPF_Lookup_CZ,0))),0)","v":0},{"$f":"IFERROR(IF(AND(ProgSetup_SEEUPFs=TRUE,Lists_Modeling_Protocol_Year=2019),INDEX(SEEUPFs_Cust_2019_AllTables,MATCH(AK$67&$E84,SEEUPFs_Cust_2019_Lookup,0),MATCH(Lists_Project_Climate_Zone,SEEUPFs_Cust_2019_CZ_Lookup,0)),INDEX(SEEUPF_Tables,MATCH(AK$67&Lists_Modeling_Protocol_Year&$E84,SEEUPF_Lookup,0),MATCH(Lists_Project_Climate_Zone,SEEUPF_Lookup_CZ,0))),0)","v":0},{"$f":"IFERROR(IF(AND(ProgSetup_SEEUPFs=TRUE,Lists_Modeling_Protocol_Year=2019),INDEX(SEEUPFs_Cust_2019_AllTables,MATCH(AL$67&$E84,SEEUPFs_Cust_2019_Lookup,0),MATCH(Lists_Project_Climate_Zone,SEEUPFs_Cust_2019_CZ_Lookup,0)),INDEX(SEEUPF_Tables,MATCH(AL$67&Lists_Modeling_Protocol_Year&$E84,SEEUPF_Lookup,0),MATCH(Lists_Project_Climate_Zone,SEEUPF_Lookup_CZ,0))),0)","v":0},{"$f":"IFERROR(IF(AND(ProgSetup_SEEUPFs=TRUE,Lists_Modeling_Protocol_Year=2019),INDEX(SEEUPFs_Cust_2019_AllTables,MATCH(AM$67&$E84,SEEUPFs_Cust_2019_Lookup,0),MATCH(Lists_Project_Climate_Zone,SEEUPFs_Cust_2019_CZ_Lookup,0)),INDEX(SEEUPF_Tables,MATCH(AM$67&Lists_Modeling_Protocol_Year&$E84,SEEUPF_Lookup,0),MATCH(Lists_Project_Climate_Zone,SEEUPF_Lookup_CZ,0))),0)","v":0},{"$f":"IFERROR(IF(AND(ProgSetup_SEEUPFs=TRUE,Lists_Modeling_Protocol_Year=2019),INDEX(SEEUPFs_Cust_2019_AllTables,MATCH(AN$67&$E84,SEEUPFs_Cust_2019_Lookup,0),MATCH(Lists_Project_Climate_Zone,SEEUPFs_Cust_2019_CZ_Lookup,0)),INDEX(SEEUPF_Tables,MATCH(AN$67&Lists_Modeling_Protocol_Year&$E84,SEEUPF_Lookup,0),MATCH(Lists_Project_Climate_Zone,SEEUPF_Lookup_CZ,0))),0)","v":0},{"$f":"IFERROR(IF(AND(ProgSetup_SEEUPFs=TRUE,Lists_Modeling_Protocol_Year=2019),INDEX(SEEUPFs_Cust_2019_AllTables,MATCH(AO$67&$E84,SEEUPFs_Cust_2019_Lookup,0),MATCH(Lists_Project_Climate_Zone,SEEUPFs_Cust_2019_CZ_Lookup,0)),INDEX(SEEUPF_Tables,MATCH(AO$67&Lists_Modeling_Protocol_Year&$E84,SEEUPF_Lookup,0),MATCH(Lists_Project_Climate_Zone,SEEUPF_Lookup_CZ,0))),0)","v":0},{"$f":"IFERROR(IF(AND(ProgSetup_SEEUPFs=TRUE,Lists_Modeling_Protocol_Year=2019),INDEX(SEEUPFs_Cust_2019_AllTables,MATCH(AP$67&$E84,SEEUPFs_Cust_2019_Lookup,0),MATCH(Lists_Project_Climate_Zone,SEEUPFs_Cust_2019_CZ_Lookup,0)),INDEX(SEEUPF_Tables,MATCH(AP$67&Lists_Modeling_Protocol_Year&$E84,SEEUPF_Lookup,0),MATCH(Lists_Project_Climate_Zone,SEEUPF_Lookup_CZ,0))),0)","v":0},{"$f":"IFERROR(IF(AND(ProgSetup_SEEUPFs=TRUE,Lists_Modeling_Protocol_Year=2019),INDEX(SEEUPFs_Cust_2019_AllTables,MATCH(AQ$67&$E84,SEEUPFs_Cust_2019_Lookup,0),MATCH(Lists_Project_Climate_Zone,SEEUPFs_Cust_2019_CZ_Lookup,0)),INDEX(SEEUPF_Tables,MATCH(AQ$67&Lists_Modeling_Protocol_Year&$E84,SEEUPF_Lookup,0),MATCH(Lists_Project_Climate_Zone,SEEUPF_Lookup_CZ,0))),0)","v":0},{"$f":"IFERROR(IF(AND(ProgSetup_SEEUPFs=TRUE,Lists_Modeling_Protocol_Year=2019),INDEX(SEEUPFs_Cust_2019_AllTables,MATCH(AR$67&$E84,SEEUPFs_Cust_2019_Lookup,0),MATCH(Lists_Project_Climate_Zone,SEEUPFs_Cust_2019_CZ_Lookup,0)),INDEX(SEEUPF_Tables,MATCH(AR$67&Lists_Modeling_Protocol_Year&$E84,SEEUPF_Lookup,0),MATCH(Lists_Project_Climate_Zone,SEEUPF_Lookup_CZ,0))),0)","v":0}]
[null,null,1,null,"Refrigeration equipment (regulated)",{"$f":"SUMPRODUCT($M$38:$M$67,--($G$38:$G$67=F$70),--($AS$38:$AS$67=$E85),$AG$38:$AG$67)/1000","v":0},{"$f":"SUMPRODUCT($M$38:$M$67,--($G$38:$G$67=G$70),--($AS$38:$AS$67=$E85),$AG$38:$AG$67)/1000*$AH85","v":0},{"$f":"SUMPRODUCT($N$38:$N$67,--($G$38:$G$67=H$70),--($AS$38:$AS$67=$E85),$AG$38:$AG$67)/1000","v":0},0,{"$f":"SUMPRODUCT($M$38:$M$67,--($G$38:$G$67=J$70),--($AS$38:$AS$67=$E85),$AG$38:$AG$67)/1000","v":0},{"$f":"SUMPRODUCT($M$38:$M$67,--($G$38:$G$67=K$70),--($AS$38:$AS$67=$E85),$AG$38:$AG$67)/1000*$AH85","v":0},{"$f":"SUMPRODUCT($N$38:$N$67,--($G$38:$G$67=L$70),--($AS$38:$AS$67=$E85),$AG$38:$AG$67)/1000","v":0},0,{"$f":"SUMPRODUCT($M$38:$M$67,--($G$38:$G$67=N$70),--($AS$38:$AS$67=$E85),$AG$38:$AG$67)/1000","v":0},{"$f":"SUMPRODUCT($M$38:$M$67,--($G$38:$G$67=O$70),--($AS$38:$AS$67=$E85),$AG$38:$AG$67)/1000*$AH85","v":0},{"$f":"SUMPRODUCT($N$38:$N$67,--($G$38:$G$67=P$70),--($AS$38:$AS$67=$E85),$AG$38:$AG$67)/1000","v":0},0,{"$f":"SUMPRODUCT($M$38:$M$67,--($G$38:$G$67=R$70),--($AS$38:$AS$67=$E85),$AG$38:$AG$67)/1000","v":0},{"$f":"SUMPRODUCT($M$38:$M$67,--($G$38:$G$67=S$70),--($AS$38:$AS$67=$E85),$AG$38:$AG$67)/1000*$AH85","v":0},{"$f":"SUMPRODUCT($N$38:$N$67,--($G$38:$G$67=T$70),--($AS$38:$AS$67=$E85),$AG$38:$AG$67)/1000","v":0},0,{"$f":"SUMPRODUCT($M$38:$M$67,--($G$38:$G$67=V$70),--($AS$38:$AS$67=$E85),$AG$38:$AG$67)/1000","v":0},{"$f":"SUMPRODUCT($M$38:$M$67,--($G$38:$G$67=W$70),--($AS$38:$AS$67=$E85),$AG$38:$AG$67)/1000*$AH85","v":0},{"$f":"SUMPRODUCT($N$38:$N$67,--($G$38:$G$67=X$70),--($AS$38:$AS$67=$E85),$AG$38:$AG$67)/1000","v":0},0,0,0,0,0,0,null,null,null,0,{"$f":"IFERROR(IF(AND(ProgSetup_SEEUPFs=TRUE,Lists_Modeling_Protocol_Year=2019),INDEX(SEEUPFs_Cust_2019_AllTables,MATCH(AI$67&$E85,SEEUPFs_Cust_2019_Lookup,0),MATCH(Lists_Project_Climate_Zone,SEEUPFs_Cust_2019_CZ_Lookup,0)),INDEX(SEEUPF_Tables,MATCH(AI$67&Lists_Modeling_Protocol_Year&$E85,SEEUPF_Lookup,0),MATCH(Lists_Project_Climate_Zone,SEEUPF_Lookup_CZ,0))),0)","v":0},{"$f":"IFERROR(IF(AND(ProgSetup_SEEUPFs=TRUE,Lists_Modeling_Protocol_Year=2019),INDEX(SEEUPFs_Cust_2019_AllTables,MATCH(AJ$67&$E85,SEEUPFs_Cust_2019_Lookup,0),MATCH(Lists_Project_Climate_Zone,SEEUPFs_Cust_2019_CZ_Lookup,0)),INDEX(SEEUPF_Tables,MATCH(AJ$67&Lists_Modeling_Protocol_Year&$E85,SEEUPF_Lookup,0),MATCH(Lists_Project_Climate_Zone,SEEUPF_Lookup_CZ,0))),0)","v":0},{"$f":"IFERROR(IF(AND(ProgSetup_SEEUPFs=TRUE,Lists_Modeling_Protocol_Year=2019),INDEX(SEEUPFs_Cust_2019_AllTables,MATCH(AK$67&$E85,SEEUPFs_Cust_2019_Lookup,0),MATCH(Lists_Project_Climate_Zone,SEEUPFs_Cust_2019_CZ_Lookup,0)),INDEX(SEEUPF_Tables,MATCH(AK$67&Lists_Modeling_Protocol_Year&$E85,SEEUPF_Lookup,0),MATCH(Lists_Project_Climate_Zone,SEEUPF_Lookup_CZ,0))),0)","v":0},{"$f":"IFERROR(IF(AND(ProgSetup_SEEUPFs=TRUE,Lists_Modeling_Protocol_Year=2019),INDEX(SEEUPFs_Cust_2019_AllTables,MATCH(AL$67&$E85,SEEUPFs_Cust_2019_Lookup,0),MATCH(Lists_Project_Climate_Zone,SEEUPFs_Cust_2019_CZ_Lookup,0)),INDEX(SEEUPF_Tables,MATCH(AL$67&Lists_Modeling_Protocol_Year&$E85,SEEUPF_Lookup,0),MATCH(Lists_Project_Climate_Zone,SEEUPF_Lookup_CZ,0))),0)","v":0},{"$f":"IFERROR(IF(AND(ProgSetup_SEEUPFs=TRUE,Lists_Modeling_Protocol_Year=2019),INDEX(SEEUPFs_Cust_2019_AllTables,MATCH(AM$67&$E85,SEEUPFs_Cust_2019_Lookup,0),MATCH(Lists_Project_Climate_Zone,SEEUPFs_Cust_2019_CZ_Lookup,0)),INDEX(SEEUPF_Tables,MATCH(AM$67&Lists_Modeling_Protocol_Year&$E85,SEEUPF_Lookup,0),MATCH(Lists_Project_Climate_Zone,SEEUPF_Lookup_CZ,0))),0)","v":0},{"$f":"IFERROR(IF(AND(ProgSetup_SEEUPFs=TRUE,Lists_Modeling_Protocol_Year=2019),INDEX(SEEUPFs_Cust_2019_AllTables,MATCH(AN$67&$E85,SEEUPFs_Cust_2019_Lookup,0),MATCH(Lists_Project_Climate_Zone,SEEUPFs_Cust_2019_CZ_Lookup,0)),INDEX(SEEUPF_Tables,MATCH(AN$67&Lists_Modeling_Protocol_Year&$E85,SEEUPF_Lookup,0),MATCH(Lists_Project_Climate_Zone,SEEUPF_Lookup_CZ,0))),0)","v":0},{"$f":"IFERROR(IF(AND(ProgSetup_SEEUPFs=TRUE,Lists_Modeling_Protocol_Year=2019),INDEX(SEEUPFs_Cust_2019_AllTables,MATCH(AO$67&$E85,SEEUPFs_Cust_2019_Lookup,0),MATCH(Lists_Project_Climate_Zone,SEEUPFs_Cust_2019_CZ_Lookup,0)),INDEX(SEEUPF_Tables,MATCH(AO$67&Lists_Modeling_Protocol_Year&$E85,SEEUPF_Lookup,0),MATCH(Lists_Project_Climate_Zone,SEEUPF_Lookup_CZ,0))),0)","v":0},{"$f":"IFERROR(IF(AND(ProgSetup_SEEUPFs=TRUE,Lists_Modeling_Protocol_Year=2019),INDEX(SEEUPFs_Cust_2019_AllTables,MATCH(AP$67&$E85,SEEUPFs_Cust_2019_Lookup,0),MATCH(Lists_Project_Climate_Zone,SEEUPFs_Cust_2019_CZ_Lookup,0)),INDEX(SEEUPF_Tables,MATCH(AP$67&Lists_Modeling_Protocol_Year&$E85,SEEUPF_Lookup,0),MATCH(Lists_Project_Climate_Zone,SEEUPF_Lookup_CZ,0))),0)","v":0},{"$f":"IFERROR(IF(AND(ProgSetup_SEEUPFs=TRUE,Lists_Modeling_Protocol_Year=2019),INDEX(SEEUPFs_Cust_2019_AllTables,MATCH(AQ$67&$E85,SEEUPFs_Cust_2019_Lookup,0),MATCH(Lists_Project_Climate_Zone,SEEUPFs_Cust_2019_CZ_Lookup,0)),INDEX(SEEUPF_Tables,MATCH(AQ$67&Lists_Modeling_Protocol_Year&$E85,SEEUPF_Lookup,0),MATCH(Lists_Project_Climate_Zone,SEEUPF_Lookup_CZ,0))),0)","v":0},{"$f":"IFERROR(IF(AND(ProgSetup_SEEUPFs=TRUE,Lists_Modeling_Protocol_Year=2019),INDEX(SEEUPFs_Cust_2019_AllTables,MATCH(AR$67&$E85,SEEUPFs_Cust_2019_Lookup,0),MATCH(Lists_Project_Climate_Zone,SEEUPFs_Cust_2019_CZ_Lookup,0)),INDEX(SEEUPF_Tables,MATCH(AR$67&Lists_Modeling_Protocol_Year&$E85,SEEUPF_Lookup,0),MATCH(Lists_Project_Climate_Zone,SEEUPF_Lookup_CZ,0))),0)","v":0}]
[null,null,1,null,"Refrigeration equipment (unregulated)",{"$f":"SUMPRODUCT($M$38:$M$67,--($G$38:$G$67=F$70),--($AS$38:$AS$67=$E86),$AG$38:$AG$67)/1000","v":0},{"$f":"SUMPRODUCT($M$38:$M$67,--($G$38:$G$67=G$70),--($AS$38:$AS$67=$E86),$AG$38:$AG$67)/1000*$AH86","v":0},{"$f":"SUMPRODUCT($N$38:$N$67,--($G$38:$G$67=H$70),--($AS$38:$AS$67=$E86),$AG$38:$AG$67)/1000","v":0},0,{"$f":"SUMPRODUCT($M$38:$M$67,--($G$38:$G$67=J$70),--($AS$38:$AS$67=$E86),$AG$38:$AG$67)/1000","v":0},{"$f":"SUMPRODUCT($M$38:$M$67,--($G$38:$G$67=K$70),--($AS$38:$AS$67=$E86),$AG$38:$AG$67)/1000*$AH86","v":0},{"$f":"SUMPRODUCT($N$38:$N$67,--($G$38:$G$67=L$70),--($AS$38:$AS$67=$E86),$AG$38:$AG$67)/1000","v":0},0,{"$f":"SUMPRODUCT($M$38:$M$67,--($G$38:$G$67=N$70),--($AS$38:$AS$67=$E86),$AG$38:$AG$67)/1000","v":0},{"$f":"SUMPRODUCT($M$38:$M$67,--($G$38:$G$67=O$70),--($AS$38:$AS$67=$E86),$AG$38:$AG$67)/1000*$AH86","v":0},{"$f":"SUMPRODUCT($N$38:$N$67,--($G$38:$G$67=P$70),--($AS$38:$AS$67=$E86),$AG$38:$AG$67)/1000","v":0},0,{"$f":"SUMPRODUCT($M$38:$M$67,--($G$38:$G$67=R$70),--($AS$38:$AS$67=$E86),$AG$38:$AG$67)/1000","v":0},{"$f":"SUMPRODUCT($M$38:$M$67,--($G$38:$G$67=S$70),--($AS$38:$AS$67=$E86),$AG$38:$AG$67)/1000*$AH86","v":0},{"$f":"SUMPRODUCT($N$38:$N$67,--($G$38:$G$67=T$70),--($AS$38:$AS$67=$E86),$AG$38:$AG$67)/1000","v":0},0,{"$f":"SUMPRODUCT($M$38:$M$67,--($G$38:$G$67=V$70),--($AS$38:$AS$67=$E86),$AG$38:$AG$67)/1000","v":0},{"$f":"SUMPRODUCT($M$38:$M$67,--($G$38:$G$67=W$70),--($AS$38:$AS$67=$E86),$AG$38:$AG$67)/1000*$AH86","v":0},{"$f":"SUMPRODUCT($N$38:$N$67,--($G$38:$G$67=X$70),--($AS$38:$AS$67=$E86),$AG$38:$AG$67)/1000","v":0},0,0,0,0,0,0,null,null,null,0,{"$f":"IFERROR(IF(AND(ProgSetup_SEEUPFs=TRUE,Lists_Modeling_Protocol_Year=2019),INDEX(SEEUPFs_Cust_2019_AllTables,MATCH(AI$67&$E86,SEEUPFs_Cust_2019_Lookup,0),MATCH(Lists_Project_Climate_Zone,SEEUPFs_Cust_2019_CZ_Lookup,0)),INDEX(SEEUPF_Tables,MATCH(AI$67&Lists_Modeling_Protocol_Year&$E86,SEEUPF_Lookup,0),MATCH(Lists_Project_Climate_Zone,SEEUPF_Lookup_CZ,0))),0)","v":0},{"$f":"IFERROR(IF(AND(ProgSetup_SEEUPFs=TRUE,Lists_Modeling_Protocol_Year=2019),INDEX(SEEUPFs_Cust_2019_AllTables,MATCH(AJ$67&$E86,SEEUPFs_Cust_2019_Lookup,0),MATCH(Lists_Project_Climate_Zone,SEEUPFs_Cust_2019_CZ_Lookup,0)),INDEX(SEEUPF_Tables,MATCH(AJ$67&Lists_Modeling_Protocol_Year&$E86,SEEUPF_Lookup,0),MATCH(Lists_Project_Climate_Zone,SEEUPF_Lookup_CZ,0))),0)","v":0},{"$f":"IFERROR(IF(AND(ProgSetup_SEEUPFs=TRUE,Lists_Modeling_Protocol_Year=2019),INDEX(SEEUPFs_Cust_2019_AllTables,MATCH(AK$67&$E86,SEEUPFs_Cust_2019_Lookup,0),MATCH(Lists_Project_Climate_Zone,SEEUPFs_Cust_2019_CZ_Lookup,0)),INDEX(SEEUPF_Tables,MATCH(AK$67&Lists_Modeling_Protocol_Year&$E86,SEEUPF_Lookup,0),MATCH(Lists_Project_Climate_Zone,SEEUPF_Lookup_CZ,0))),0)","v":0},{"$f":"IFERROR(IF(AND(ProgSetup_SEEUPFs=TRUE,Lists_Modeling_Protocol_Year=2019),INDEX(SEEUPFs_Cust_2019_AllTables,MATCH(AL$67&$E86,SEEUPFs_Cust_2019_Lookup,0),MATCH(Lists_Project_Climate_Zone,SEEUPFs_Cust_2019_CZ_Lookup,0)),INDEX(SEEUPF_Tables,MATCH(AL$67&Lists_Modeling_Protocol_Year&$E86,SEEUPF_Lookup,0),MATCH(Lists_Project_Climate_Zone,SEEUPF_Lookup_CZ,0))),0)","v":0},{"$f":"IFERROR(IF(AND(ProgSetup_SEEUPFs=TRUE,Lists_Modeling_Protocol_Year=2019),INDEX(SEEUPFs_Cust_2019_AllTables,MATCH(AM$67&$E86,SEEUPFs_Cust_2019_Lookup,0),MATCH(Lists_Project_Climate_Zone,SEEUPFs_Cust_2019_CZ_Lookup,0)),INDEX(SEEUPF_Tables,MATCH(AM$67&Lists_Modeling_Protocol_Year&$E86,SEEUPF_Lookup,0),MATCH(Lists_Project_Climate_Zone,SEEUPF_Lookup_CZ,0))),0)","v":0},{"$f":"IFERROR(IF(AND(ProgSetup_SEEUPFs=TRUE,Lists_Modeling_Protocol_Year=2019),INDEX(SEEUPFs_Cust_2019_AllTables,MATCH(AN$67&$E86,SEEUPFs_Cust_2019_Lookup,0),MATCH(Lists_Project_Climate_Zone,SEEUPFs_Cust_2019_CZ_Lookup,0)),INDEX(SEEUPF_Tables,MATCH(AN$67&Lists_Modeling_Protocol_Year&$E86,SEEUPF_Lookup,0),MATCH(Lists_Project_Climate_Zone,SEEUPF_Lookup_CZ,0))),0)","v":0},{"$f":"IFERROR(IF(AND(ProgSetup_SEEUPFs=TRUE,Lists_Modeling_Protocol_Year=2019),INDEX(SEEUPFs_Cust_2019_AllTables,MATCH(AO$67&$E86,SEEUPFs_Cust_2019_Lookup,0),MATCH(Lists_Project_Climate_Zone,SEEUPFs_Cust_2019_CZ_Lookup,0)),INDEX(SEEUPF_Tables,MATCH(AO$67&Lists_Modeling_Protocol_Year&$E86,SEEUPF_Lookup,0),MATCH(Lists_Project_Climate_Zone,SEEUPF_Lookup_CZ,0))),0)","v":0},{"$f":"IFERROR(IF(AND(ProgSetup_SEEUPFs=TRUE,Lists_Modeling_Protocol_Year=2019),INDEX(SEEUPFs_Cust_2019_AllTables,MATCH(AP$67&$E86,SEEUPFs_Cust_2019_Lookup,0),MATCH(Lists_Project_Climate_Zone,SEEUPFs_Cust_2019_CZ_Lookup,0)),INDEX(SEEUPF_Tables,MATCH(AP$67&Lists_Modeling_Protocol_Year&$E86,SEEUPF_Lookup,0),MATCH(Lists_Project_Climate_Zone,SEEUPF_Lookup_CZ,0))),0)","v":0},{"$f":"IFERROR(IF(AND(ProgSetup_SEEUPFs=TRUE,Lists_Modeling_Protocol_Year=2019),INDEX(SEEUPFs_Cust_2019_AllTables,MATCH(AQ$67&$E86,SEEUPFs_Cust_2019_Lookup,0),MATCH(Lists_Project_Climate_Zone,SEEUPFs_Cust_2019_CZ_Lookup,0)),INDEX(SEEUPF_Tables,MATCH(AQ$67&Lists_Modeling_Protocol_Year&$E86,SEEUPF_Lookup,0),MATCH(Lists_Project_Climate_Zone,SEEUPF_Lookup_CZ,0))),0)","v":0},{"$f":"IFERROR(IF(AND(ProgSetup_SEEUPFs=TRUE,Lists_Modeling_Protocol_Year=2019),INDEX(SEEUPFs_Cust_2019_AllTables,MATCH(AR$67&$E86,SEEUPFs_Cust_2019_Lookup,0),MATCH(Lists_Project_Climate_Zone,SEEUPFs_Cust_2019_CZ_Lookup,0)),INDEX(SEEUPF_Tables,MATCH(AR$67&Lists_Modeling_Protocol_Year&$E86,SEEUPF_Lookup,0),MATCH(Lists_Project_Climate_Zone,SEEUPF_Lookup_CZ,0))),0)","v":0}]
[null,null,1,null,"Elevators and escalators",{"$f":"SUMPRODUCT($M$38:$M$67,--($G$38:$G$67=F$70),--($AS$38:$AS$67=$E87),$AG$38:$AG$67)/1000","v":0},{"$f":"SUMPRODUCT($M$38:$M$67,--($G$38:$G$67=G$70),--($AS$38:$AS$67=$E87),$AG$38:$AG$67)/1000*$AH87","v":0},{"$f":"SUMPRODUCT($N$38:$N$67,--($G$38:$G$67=H$70),--($AS$38:$AS$67=$E87),$AG$38:$AG$67)/1000","v":0},0,{"$f":"SUMPRODUCT($M$38:$M$67,--($G$38:$G$67=J$70),--($AS$38:$AS$67=$E87),$AG$38:$AG$67)/1000","v":0},{"$f":"SUMPRODUCT($M$38:$M$67,--($G$38:$G$67=K$70),--($AS$38:$AS$67=$E87),$AG$38:$AG$67)/1000*$AH87","v":0},{"$f":"SUMPRODUCT($N$38:$N$67,--($G$38:$G$67=L$70),--($AS$38:$AS$67=$E87),$AG$38:$AG$67)/1000","v":0},0,{"$f":"SUMPRODUCT($M$38:$M$67,--($G$38:$G$67=N$70),--($AS$38:$AS$67=$E87),$AG$38:$AG$67)/1000","v":0},{"$f":"SUMPRODUCT($M$38:$M$67,--($G$38:$G$67=O$70),--($AS$38:$AS$67=$E87),$AG$38:$AG$67)/1000*$AH87","v":0},{"$f":"SUMPRODUCT($N$38:$N$67,--($G$38:$G$67=P$70),--($AS$38:$AS$67=$E87),$AG$38:$AG$67)/1000","v":0},0,{"$f":"SUMPRODUCT($M$38:$M$67,--($G$38:$G$67=R$70),--($AS$38:$AS$67=$E87),$AG$38:$AG$67)/1000","v":0},{"$f":"SUMPRODUCT($M$38:$M$67,--($G$38:$G$67=S$70),--($AS$38:$AS$67=$E87),$AG$38:$AG$67)/1000*$AH87","v":0},{"$f":"SUMPRODUCT($N$38:$N$67,--($G$38:$G$67=T$70),--($AS$38:$AS$67=$E87),$AG$38:$AG$67)/1000","v":0},0,{"$f":"SUMPRODUCT($M$38:$M$67,--($G$38:$G$67=V$70),--($AS$38:$AS$67=$E87),$AG$38:$AG$67)/1000","v":0},{"$f":"SUMPRODUCT($M$38:$M$67,--($G$38:$G$67=W$70),--($AS$38:$AS$67=$E87),$AG$38:$AG$67)/1000*$AH87","v":0},{"$f":"SUMPRODUCT($N$38:$N$67,--($G$38:$G$67=X$70),--($AS$38:$AS$67=$E87),$AG$38:$AG$67)/1000","v":0},0,0,0,0,0,0,null,null,null,0,{"$f":"IFERROR(IF(AND(ProgSetup_SEEUPFs=TRUE,Lists_Modeling_Protocol_Year=2019),INDEX(SEEUPFs_Cust_2019_AllTables,MATCH(AI$67&$E87,SEEUPFs_Cust_2019_Lookup,0),MATCH(Lists_Project_Climate_Zone,SEEUPFs_Cust_2019_CZ_Lookup,0)),INDEX(SEEUPF_Tables,MATCH(AI$67&Lists_Modeling_Protocol_Year&$E87,SEEUPF_Lookup,0),MATCH(Lists_Project_Climate_Zone,SEEUPF_Lookup_CZ,0))),0)","v":0},{"$f":"IFERROR(IF(AND(ProgSetup_SEEUPFs=TRUE,Lists_Modeling_Protocol_Year=2019),INDEX(SEEUPFs_Cust_2019_AllTables,MATCH(AJ$67&$E87,SEEUPFs_Cust_2019_Lookup,0),MATCH(Lists_Project_Climate_Zone,SEEUPFs_Cust_2019_CZ_Lookup,0)),INDEX(SEEUPF_Tables,MATCH(AJ$67&Lists_Modeling_Protocol_Year&$E87,SEEUPF_Lookup,0),MATCH(Lists_Project_Climate_Zone,SEEUPF_Lookup_CZ,0))),0)","v":0},{"$f":"IFERROR(IF(AND(ProgSetup_SEEUPFs=TRUE,Lists_Modeling_Protocol_Year=2019),INDEX(SEEUPFs_Cust_2019_AllTables,MATCH(AK$67&$E87,SEEUPFs_Cust_2019_Lookup,0),MATCH(Lists_Project_Climate_Zone,SEEUPFs_Cust_2019_CZ_Lookup,0)),INDEX(SEEUPF_Tables,MATCH(AK$67&Lists_Modeling_Protocol_Year&$E87,SEEUPF_Lookup,0),MATCH(Lists_Project_Climate_Zone,SEEUPF_Lookup_CZ,0))),0)","v":0},{"$f":"IFERROR(IF(AND(ProgSetup_SEEUPFs=TRUE,Lists_Modeling_Protocol_Year=2019),INDEX(SEEUPFs_Cust_2019_AllTables,MATCH(AL$67&$E87,SEEUPFs_Cust_2019_Lookup,0),MATCH(Lists_Project_Climate_Zone,SEEUPFs_Cust_2019_CZ_Lookup,0)),INDEX(SEEUPF_Tables,MATCH(AL$67&Lists_Modeling_Protocol_Year&$E87,SEEUPF_Lookup,0),MATCH(Lists_Project_Climate_Zone,SEEUPF_Lookup_CZ,0))),0)","v":0},{"$f":"IFERROR(IF(AND(ProgSetup_SEEUPFs=TRUE,Lists_Modeling_Protocol_Year=2019),INDEX(SEEUPFs_Cust_2019_AllTables,MATCH(AM$67&$E87,SEEUPFs_Cust_2019_Lookup,0),MATCH(Lists_Project_Climate_Zone,SEEUPFs_Cust_2019_CZ_Lookup,0)),INDEX(SEEUPF_Tables,MATCH(AM$67&Lists_Modeling_Protocol_Year&$E87,SEEUPF_Lookup,0),MATCH(Lists_Project_Climate_Zone,SEEUPF_Lookup_CZ,0))),0)","v":0},{"$f":"IFERROR(IF(AND(ProgSetup_SEEUPFs=TRUE,Lists_Modeling_Protocol_Year=2019),INDEX(SEEUPFs_Cust_2019_AllTables,MATCH(AN$67&$E87,SEEUPFs_Cust_2019_Lookup,0),MATCH(Lists_Project_Climate_Zone,SEEUPFs_Cust_2019_CZ_Lookup,0)),INDEX(SEEUPF_Tables,MATCH(AN$67&Lists_Modeling_Protocol_Year&$E87,SEEUPF_Lookup,0),MATCH(Lists_Project_Climate_Zone,SEEUPF_Lookup_CZ,0))),0)","v":0},{"$f":"IFERROR(IF(AND(ProgSetup_SEEUPFs=TRUE,Lists_Modeling_Protocol_Year=2019),INDEX(SEEUPFs_Cust_2019_AllTables,MATCH(AO$67&$E87,SEEUPFs_Cust_2019_Lookup,0),MATCH(Lists_Project_Climate_Zone,SEEUPFs_Cust_2019_CZ_Lookup,0)),INDEX(SEEUPF_Tables,MATCH(AO$67&Lists_Modeling_Protocol_Year&$E87,SEEUPF_Lookup,0),MATCH(Lists_Project_Climate_Zone,SEEUPF_Lookup_CZ,0))),0)","v":0},{"$f":"IFERROR(IF(AND(ProgSetup_SEEUPFs=TRUE,Lists_Modeling_Protocol_Year=2019),INDEX(SEEUPFs_Cust_2019_AllTables,MATCH(AP$67&$E87,SEEUPFs_Cust_2019_Lookup,0),MATCH(Lists_Project_Climate_Zone,SEEUPFs_Cust_2019_CZ_Lookup,0)),INDEX(SEEUPF_Tables,MATCH(AP$67&Lists_Modeling_Protocol_Year&$E87,SEEUPF_Lookup,0),MATCH(Lists_Project_Climate_Zone,SEEUPF_Lookup_CZ,0))),0)","v":0},{"$f":"IFERROR(IF(AND(ProgSetup_SEEUPFs=TRUE,Lists_Modeling_Protocol_Year=2019),INDEX(SEEUPFs_Cust_2019_AllTables,MATCH(AQ$67&$E87,SEEUPFs_Cust_2019_Lookup,0),MATCH(Lists_Project_Climate_Zone,SEEUPFs_Cust_2019_CZ_Lookup,0)),INDEX(SEEUPF_Tables,MATCH(AQ$67&Lists_Modeling_Protocol_Year&$E87,SEEUPF_Lookup,0),MATCH(Lists_Project_Climate_Zone,SEEUPF_Lookup_CZ,0))),0)","v":0},{"$f":"IFERROR(IF(AND(ProgSetup_SEEUPFs=TRUE,Lists_Modeling_Protocol_Year=2019),INDEX(SEEUPFs_Cust_2019_AllTables,MATCH(AR$67&$E87,SEEUPFs_Cust_2019_Lookup,0),MATCH(Lists_Project_Climate_Zone,SEEUPFs_Cust_2019_CZ_Lookup,0)),INDEX(SEEUPF_Tables,MATCH(AR$67&Lists_Modeling_Protocol_Year&$E87,SEEUPF_Lookup,0),MATCH(Lists_Project_Climate_Zone,SEEUPF_Lookup_CZ,0))),0)","v":0}]
[null,null,1,null,"Other regulated",{"$f":"SUMPRODUCT($M$38:$M$67,--($G$38:$G$67=F$70),--($AS$38:$AS$67=$E88),$AG$38:$AG$67)/1000","v":0},{"$f":"SUMPRODUCT($M$38:$M$67,--($G$38:$G$67=G$70),--($AS$38:$AS$67=$E88),$AG$38:$AG$67)/1000*$AH88","v":0},{"$f":"SUMPRODUCT($N$38:$N$67,--($G$38:$G$67=H$70),--($AS$38:$AS$67=$E88),$AG$38:$AG$67)/1000","v":0},0,{"$f":"SUMPRODUCT($M$38:$M$67,--($G$38:$G$67=J$70),--($AS$38:$AS$67=$E88),$AG$38:$AG$67)/1000","v":0},{"$f":"SUMPRODUCT($M$38:$M$67,--($G$38:$G$67=K$70),--($AS$38:$AS$67=$E88),$AG$38:$AG$67)/1000*$AH88","v":0},{"$f":"SUMPRODUCT($N$38:$N$67,--($G$38:$G$67=L$70),--($AS$38:$AS$67=$E88),$AG$38:$AG$67)/1000","v":0},0,{"$f":"SUMPRODUCT($M$38:$M$67,--($G$38:$G$67=N$70),--($AS$38:$AS$67=$E88),$AG$38:$AG$67)/1000","v":0},{"$f":"SUMPRODUCT($M$38:$M$67,--($G$38:$G$67=O$70),--($AS$38:$AS$67=$E88),$AG$38:$AG$67)/1000*$AH88","v":0},{"$f":"SUMPRODUCT($N$38:$N$67,--($G$38:$G$67=P$70),--($AS$38:$AS$67=$E88),$AG$38:$AG$67)/1000","v":0},0,{"$f":"SUMPRODUCT($M$38:$M$67,--($G$38:$G$67=R$70),--($AS$38:$AS$67=$E88),$AG$38:$AG$67)/1000","v":0},{"$f":"SUMPRODUCT($M$38:$M$67,--($G$38:$G$67=S$70),--($AS$38:$AS$67=$E88),$AG$38:$AG$67)/1000*$AH88","v":0},{"$f":"SUMPRODUCT($N$38:$N$67,--($G$38:$G$67=T$70),--($AS$38:$AS$67=$E88),$AG$38:$AG$67)/1000","v":0},0,{"$f":"SUMPRODUCT($M$38:$M$67,--($G$38:$G$67=V$70),--($AS$38:$AS$67=$E88),$AG$38:$AG$67)/1000","v":0},{"$f":"SUMPRODUCT($M$38:$M$67,--($G$38:$G$67=W$70),--($AS$38:$AS$67=$E88),$AG$38:$AG$67)/1000*$AH88","v":0},{"$f":"SUMPRODUCT($N$38:$N$67,--($G$38:$G$67=X$70),--($AS$38:$AS$67=$E88),$AG$38:$AG$67)/1000","v":0},0,0,0,0,0,0,null,null,null,{"$f":"SUMPRODUCT(AI88:AR88,$AI$69:$AR$69)","v":0},{"$f":"IFERROR(IF(AND(ProgSetup_SEEUPFs=TRUE,Lists_Modeling_Protocol_Year=2019),INDEX(SEEUPFs_Cust_2019_AllTables,MATCH(AI$67&$E88,SEEUPFs_Cust_2019_Lookup,0),MATCH(Lists_Project_Climate_Zone,SEEUPFs_Cust_2019_CZ_Lookup,0)),INDEX(SEEUPF_Tables,MATCH(AI$67&Lists_Modeling_Protocol_Year&$E88,SEEUPF_Lookup,0),MATCH(Lists_Project_Climate_Zone,SEEUPF_Lookup_CZ,0))),0)","v":0},{"$f":"IFERROR(IF(AND(ProgSetup_SEEUPFs=TRUE,Lists_Modeling_Protocol_Year=2019),INDEX(SEEUPFs_Cust_2019_AllTables,MATCH(AJ$67&$E88,SEEUPFs_Cust_2019_Lookup,0),MATCH(Lists_Project_Climate_Zone,SEEUPFs_Cust_2019_CZ_Lookup,0)),INDEX(SEEUPF_Tables,MATCH(AJ$67&Lists_Modeling_Protocol_Year&$E88,SEEUPF_Lookup,0),MATCH(Lists_Project_Climate_Zone,SEEUPF_Lookup_CZ,0))),0)","v":0},{"$f":"IFERROR(IF(AND(ProgSetup_SEEUPFs=TRUE,Lists_Modeling_Protocol_Year=2019),INDEX(SEEUPFs_Cust_2019_AllTables,MATCH(AK$67&$E88,SEEUPFs_Cust_2019_Lookup,0),MATCH(Lists_Project_Climate_Zone,SEEUPFs_Cust_2019_CZ_Lookup,0)),INDEX(SEEUPF_Tables,MATCH(AK$67&Lists_Modeling_Protocol_Year&$E88,SEEUPF_Lookup,0),MATCH(Lists_Project_Climate_Zone,SEEUPF_Lookup_CZ,0))),0)","v":0},{"$f":"IFERROR(IF(AND(ProgSetup_SEEUPFs=TRUE,Lists_Modeling_Protocol_Year=2019),INDEX(SEEUPFs_Cust_2019_AllTables,MATCH(AL$67&$E88,SEEUPFs_Cust_2019_Lookup,0),MATCH(Lists_Project_Climate_Zone,SEEUPFs_Cust_2019_CZ_Lookup,0)),INDEX(SEEUPF_Tables,MATCH(AL$67&Lists_Modeling_Protocol_Year&$E88,SEEUPF_Lookup,0),MATCH(Lists_Project_Climate_Zone,SEEUPF_Lookup_CZ,0))),0)","v":0},{"$f":"IFERROR(IF(AND(ProgSetup_SEEUPFs=TRUE,Lists_Modeling_Protocol_Year=2019),INDEX(SEEUPFs_Cust_2019_AllTables,MATCH(AM$67&$E88,SEEUPFs_Cust_2019_Lookup,0),MATCH(Lists_Project_Climate_Zone,SEEUPFs_Cust_2019_CZ_Lookup,0)),INDEX(SEEUPF_Tables,MATCH(AM$67&Lists_Modeling_Protocol_Year&$E88,SEEUPF_Lookup,0),MATCH(Lists_Project_Climate_Zone,SEEUPF_Lookup_CZ,0))),0)","v":0},{"$f":"IFERROR(IF(AND(ProgSetup_SEEUPFs=TRUE,Lists_Modeling_Protocol_Year=2019),INDEX(SEEUPFs_Cust_2019_AllTables,MATCH(AN$67&$E88,SEEUPFs_Cust_2019_Lookup,0),MATCH(Lists_Project_Climate_Zone,SEEUPFs_Cust_2019_CZ_Lookup,0)),INDEX(SEEUPF_Tables,MATCH(AN$67&Lists_Modeling_Protocol_Year&$E88,SEEUPF_Lookup,0),MATCH(Lists_Project_Climate_Zone,SEEUPF_Lookup_CZ,0))),0)","v":0},{"$f":"IFERROR(IF(AND(ProgSetup_SEEUPFs=TRUE,Lists_Modeling_Protocol_Year=2019),INDEX(SEEUPFs_Cust_2019_AllTables,MATCH(AO$67&$E88,SEEUPFs_Cust_2019_Lookup,0),MATCH(Lists_Project_Climate_Zone,SEEUPFs_Cust_2019_CZ_Lookup,0)),INDEX(SEEUPF_Tables,MATCH(AO$67&Lists_Modeling_Protocol_Year&$E88,SEEUPF_Lookup,0),MATCH(Lists_Project_Climate_Zone,SEEUPF_Lookup_CZ,0))),0)","v":0},{"$f":"IFERROR(IF(AND(ProgSetup_SEEUPFs=TRUE,Lists_Modeling_Protocol_Year=2019),INDEX(SEEUPFs_Cust_2019_AllTables,MATCH(AP$67&$E88,SEEUPFs_Cust_2019_Lookup,0),MATCH(Lists_Project_Climate_Zone,SEEUPFs_Cust_2019_CZ_Lookup,0)),INDEX(SEEUPF_Tables,MATCH(AP$67&Lists_Modeling_Protocol_Year&$E88,SEEUPF_Lookup,0),MATCH(Lists_Project_Climate_Zone,SEEUPF_Lookup_CZ,0))),0)","v":0},{"$f":"IFERROR(IF(AND(ProgSetup_SEEUPFs=TRUE,Lists_Modeling_Protocol_Year=2019),INDEX(SEEUPFs_Cust_2019_AllTables,MATCH(AQ$67&$E88,SEEUPFs_Cust_2019_Lookup,0),MATCH(Lists_Project_Climate_Zone,SEEUPFs_Cust_2019_CZ_Lookup,0)),INDEX(SEEUPF_Tables,MATCH(AQ$67&Lists_Modeling_Protocol_Year&$E88,SEEUPF_Lookup,0),MATCH(Lists_Project_Climate_Zone,SEEUPF_Lookup_CZ,0))),0)","v":0},{"$f":"IFERROR(IF(AND(ProgSetup_SEEUPFs=TRUE,Lists_Modeling_Protocol_Year=2019),INDEX(SEEUPFs_Cust_2019_AllTables,MATCH(AR$67&$E88,SEEUPFs_Cust_2019_Lookup,0),MATCH(Lists_Project_Climate_Zone,SEEUPFs_Cust_2019_CZ_Lookup,0)),INDEX(SEEUPF_Tables,MATCH(AR$67&Lists_Modeling_Protocol_Year&$E88,SEEUPF_Lookup,0),MATCH(Lists_Project_Climate_Zone,SEEUPF_Lookup_CZ,0))),0)","v":0}]
[null,null,1,null,"Other unregulated",{"$f":"SUMPRODUCT($M$38:$M$67,--($G$38:$G$67=F$70),--($AS$38:$AS$67=$E89),$AG$38:$AG$67)/1000","v":0},{"$f":"SUMPRODUCT($M$38:$M$67,--($G$38:$G$67=G$70),--($AS$38:$AS$67=$E89),$AG$38:$AG$67)/1000*$AH89","v":0},{"$f":"SUMPRODUCT($N$38:$N$67,--($G$38:$G$67=H$70),--($AS$38:$AS$67=$E89),$AG$38:$AG$67)/1000","v":0},0,{"$f":"SUMPRODUCT($M$38:$M$67,--($G$38:$G$67=J$70),--($AS$38:$AS$67=$E89),$AG$38:$AG$67)/1000","v":0},{"$f":"SUMPRODUCT($M$38:$M$67,--($G$38:$G$67=K$70),--($AS$38:$AS$67=$E89),$AG$38:$AG$67)/1000*$AH89","v":0},{"$f":"SUMPRODUCT($N$38:$N$67,--($G$38:$G$67=L$70),--($AS$38:$AS$67=$E89),$AG$38:$AG$67)/1000","v":0},0,{"$f":"SUMPRODUCT($M$38:$M$67,--($G$38:$G$67=N$70),--($AS$38:$AS$67=$E89),$AG$38:$AG$67)/1000","v":0},{"$f":"SUMPRODUCT($M$38:$M$67,--($G$38:$G$67=O$70),--($AS$38:$AS$67=$E89),$AG$38:$AG$67)/1000*$AH89","v":0},{"$f":"SUMPRODUCT($N$38:$N$67,--($G$38:$G$67=P$70),--($AS$38:$AS$67=$E89),$AG$38:$AG$67)/1000","v":0},0,{"$f":"SUMPRODUCT($M$38:$M$67,--($G$38:$G$67=R$70),--($AS$38:$AS$67=$E89),$AG$38:$AG$67)/1000","v":0},{"$f":"SUMPRODUCT($M$38:$M$67,--($G$38:$G$67=S$70),--($AS$38:$AS$67=$E89),$AG$38:$AG$67)/1000*$AH89","v":0},{"$f":"SUMPRODUCT($N$38:$N$67,--($G$38:$G$67=T$70),--($AS$38:$AS$67=$E89),$AG$38:$AG$67)/1000","v":0},0,{"$f":"SUMPRODUCT($M$38:$M$67,--($G$38:$G$67=V$70),--($AS$38:$AS$67=$E89),$AG$38:$AG$67)/1000","v":0},{"$f":"SUMPRODUCT($M$38:$M$67,--($G$38:$G$67=W$70),--($AS$38:$AS$67=$E89),$AG$38:$AG$67)/1000*$AH89","v":0},{"$f":"SUMPRODUCT($N$38:$N$67,--($G$38:$G$67=X$70),--($AS$38:$AS$67=$E89),$AG$38:$AG$67)/1000","v":0},0,0,0,0,0,0,null,null,null,0,{"$f":"IFERROR(IF(AND(ProgSetup_SEEUPFs=TRUE,Lists_Modeling_Protocol_Year=2019),INDEX(SEEUPFs_Cust_2019_AllTables,MATCH(AI$67&$E83,SEEUPFs_Cust_2019_Lookup,0),MATCH(Lists_Project_Climate_Zone,SEEUPFs_Cust_2019_CZ_Lookup,0)),INDEX(SEEUPF_Tables,MATCH(AI$67&Lists_Modeling_Protocol_Year&$E83,SEEUPF_Lookup,0),MATCH(Lists_Project_Climate_Zone,SEEUPF_Lookup_CZ,0))),0)","v":0},{"$f":"IFERROR(IF(AND(ProgSetup_SEEUPFs=TRUE,Lists_Modeling_Protocol_Year=2019),INDEX(SEEUPFs_Cust_2019_AllTables,MATCH(AJ$67&$E83,SEEUPFs_Cust_2019_Lookup,0),MATCH(Lists_Project_Climate_Zone,SEEUPFs_Cust_2019_CZ_Lookup,0)),INDEX(SEEUPF_Tables,MATCH(AJ$67&Lists_Modeling_Protocol_Year&$E83,SEEUPF_Lookup,0),MATCH(Lists_Project_Climate_Zone,SEEUPF_Lookup_CZ,0))),0)","v":0},{"$f":"IFERROR(IF(AND(ProgSetup_SEEUPFs=TRUE,Lists_Modeling_Protocol_Year=2019),INDEX(SEEUPFs_Cust_2019_AllTables,MATCH(AK$67&$E83,SEEUPFs_Cust_2019_Lookup,0),MATCH(Lists_Project_Climate_Zone,SEEUPFs_Cust_2019_CZ_Lookup,0)),INDEX(SEEUPF_Tables,MATCH(AK$67&Lists_Modeling_Protocol_Year&$E83,SEEUPF_Lookup,0),MATCH(Lists_Project_Climate_Zone,SEEUPF_Lookup_CZ,0))),0)","v":0},{"$f":"IFERROR(IF(AND(ProgSetup_SEEUPFs=TRUE,Lists_Modeling_Protocol_Year=2019),INDEX(SEEUPFs_Cust_2019_AllTables,MATCH(AL$67&$E83,SEEUPFs_Cust_2019_Lookup,0),MATCH(Lists_Project_Climate_Zone,SEEUPFs_Cust_2019_CZ_Lookup,0)),INDEX(SEEUPF_Tables,MATCH(AL$67&Lists_Modeling_Protocol_Year&$E83,SEEUPF_Lookup,0),MATCH(Lists_Project_Climate_Zone,SEEUPF_Lookup_CZ,0))),0)","v":0},{"$f":"IFERROR(IF(AND(ProgSetup_SEEUPFs=TRUE,Lists_Modeling_Protocol_Year=2019),INDEX(SEEUPFs_Cust_2019_AllTables,MATCH(AM$67&$E83,SEEUPFs_Cust_2019_Lookup,0),MATCH(Lists_Project_Climate_Zone,SEEUPFs_Cust_2019_CZ_Lookup,0)),INDEX(SEEUPF_Tables,MATCH(AM$67&Lists_Modeling_Protocol_Year&$E83,SEEUPF_Lookup,0),MATCH(Lists_Project_Climate_Zone,SEEUPF_Lookup_CZ,0))),0)","v":0},{"$f":"IFERROR(IF(AND(ProgSetup_SEEUPFs=TRUE,Lists_Modeling_Protocol_Year=2019),INDEX(SEEUPFs_Cust_2019_AllTables,MATCH(AN$67&$E83,SEEUPFs_Cust_2019_Lookup,0),MATCH(Lists_Project_Climate_Zone,SEEUPFs_Cust_2019_CZ_Lookup,0)),INDEX(SEEUPF_Tables,MATCH(AN$67&Lists_Modeling_Protocol_Year&$E83,SEEUPF_Lookup,0),MATCH(Lists_Project_Climate_Zone,SEEUPF_Lookup_CZ,0))),0)","v":0},{"$f":"IFERROR(IF(AND(ProgSetup_SEEUPFs=TRUE,Lists_Modeling_Protocol_Year=2019),INDEX(SEEUPFs_Cust_2019_AllTables,MATCH(AO$67&$E83,SEEUPFs_Cust_2019_Lookup,0),MATCH(Lists_Project_Climate_Zone,SEEUPFs_Cust_2019_CZ_Lookup,0)),INDEX(SEEUPF_Tables,MATCH(AO$67&Lists_Modeling_Protocol_Year&$E83,SEEUPF_Lookup,0),MATCH(Lists_Project_Climate_Zone,SEEUPF_Lookup_CZ,0))),0)","v":0},{"$f":"IFERROR(IF(AND(ProgSetup_SEEUPFs=TRUE,Lists_Modeling_Protocol_Year=2019),INDEX(SEEUPFs_Cust_2019_AllTables,MATCH(AP$67&$E83,SEEUPFs_Cust_2019_Lookup,0),MATCH(Lists_Project_Climate_Zone,SEEUPFs_Cust_2019_CZ_Lookup,0)),INDEX(SEEUPF_Tables,MATCH(AP$67&Lists_Modeling_Protocol_Year&$E83,SEEUPF_Lookup,0),MATCH(Lists_Project_Climate_Zone,SEEUPF_Lookup_CZ,0))),0)","v":0},{"$f":"IFERROR(IF(AND(ProgSetup_SEEUPFs=TRUE,Lists_Modeling_Protocol_Year=2019),INDEX(SEEUPFs_Cust_2019_AllTables,MATCH(AQ$67&$E83,SEEUPFs_Cust_2019_Lookup,0),MATCH(Lists_Project_Climate_Zone,SEEUPFs_Cust_2019_CZ_Lookup,0)),INDEX(SEEUPF_Tables,MATCH(AQ$67&Lists_Modeling_Protocol_Year&$E83,SEEUPF_Lookup,0),MATCH(Lists_Project_Climate_Zone,SEEUPF_Lookup_CZ,0))),0)","v":0},{"$f":"IFERROR(IF(AND(ProgSetup_SEEUPFs=TRUE,Lists_Modeling_Protocol_Year=2019),INDEX(SEEUPFs_Cust_2019_AllTables,MATCH(AR$67&$E83,SEEUPFs_Cust_2019_Lookup,0),MATCH(Lists_Project_Climate_Zone,SEEUPFs_Cust_2019_CZ_Lookup,0)),INDEX(SEEUPF_Tables,MATCH(AR$67&Lists_Modeling_Protocol_Year&$E83,SEEUPF_Lookup,0),MATCH(Lists_Project_Climate_Zone,SEEUPF_Lookup_CZ,0))),0)","v":0}]
[null,null,1,null,null,null,null,null,null,null,null,null,null,null,null,null,null,null,null,null,null,null,null,null,null,null,null,null,null,null,null,null,null,null,"Other unregulated uses misc equipment SEEUPF"]
[null,null,{"$f":"IF(AND(OR($AG$25=\"X\",$AG$25=\"x\"),Lists_Exceptional_Calcs=\"Yes\"),1,5/0)","v":{"$error":"#DIV/0!"}},null,"Table 3: Energy Consumption and Savings by Fuel and End Use Including Exceptional Calculations Without Cap",null,null,null,null,null,null,null,null,null,"Back to Table of Contents"]
[null,null,{"$f":"5/0","v":{"$error":"#DIV/0!"}},null,null,{"$f":"INDEX(ImportCostdata,AH$70+1,COLUMN(Import!$A$74))","v":0},{"$f":"INDEX(ImportCostdata,AI$70+1,COLUMN(Import!$A$74))","v":0},{"$f":"INDEX(ImportCostdata,AJ$70+1,COLUMN(Import!$A$74))","v":0},{"$f":"INDEX(ImportCostdata,AK$70+1,COLUMN(Import!$A$74))","v":0},{"$f":"INDEX(ImportCostdata,AL$70+1,COLUMN(Import!$A$74))","v":0},{"$f":"INDEX(ImportCostdata,AM$70+1,COLUMN(Import!$A$74))","v":0},{"$f":"INDEX(ImportCostdata,AN$70+1,COLUMN(Import!$A$74))","v":0},{"$f":"INDEX(ImportCostdata,AO$70+1,COLUMN(Import!$A$74))","v":0},{"$f":"INDEX(ImportCostdata,AP$70+1,COLUMN(Import!$A$74))","v":0},{"$f":"INDEX(ImportCostdata,AQ$70+1,COLUMN(Import!$A$74))","v":0},{"$f":"INDEX(ImportCostdata,AR$70+1,COLUMN(Import!$A$74))","v":0},{"$f":"INDEX(ImportCostdata,AS$70+1,COLUMN(Import!$A$74))","v":0},{"$f":"INDEX(ImportCostdata,AT$70+1,COLUMN(Import!$A$74))","v":0},{"$f":"INDEX(ImportCostdata,AU$70+1,COLUMN(Import!$A$74))","v":0},{"$f":"INDEX(ImportCostdata,AV$70+1,COLUMN(Import!$A$74))","v":0},{"$f":"INDEX(ImportCostdata,AW$70+1,COLUMN(Import!$A$74))","v":0},{"$f":"INDEX(ImportCostdata,AX$70+1,COLUMN(Import!$A$74))","v":0},{"$f":"INDEX(ImportCostdata,AY$70+1,COLUMN(Import!$A$74))","v":0},{"$f":"INDEX(ImportCostdata,AZ$70+1,COLUMN(Import!$A$74))","v":0},{"$f":"INDEX(ImportCostdata,BA$70+1,COLUMN(Import!$A$74))","v":0}]
[null,null,{"$error":"#DIV/0!"},null,"End Use",{"$f":"\"ASHRAE 90.1 ~2004 Baseline \" & F92 & \" Site Energy (MMBtu)\"","v":"ASHRAE 90.1 ~2004 Baseline 0 Site Energy (MMBtu)"},{"$f":"\"ASHRAE 90.1 \" & Lists_Modeling_Protocol_Year & \" Adjusted Baseline \" & G92 & \" Site Energy (MMBtu)\"","v":{"$error":"#VALUE!"}},{"$f":"\"Proposed \" & H92 & \" Site Energy (MMBtu)\"","v":"Proposed 0 Site Energy (MMBtu)"},{"$f":"I92 & \" Site Energy Savings (MMBtu)\"","v":"0 Site Energy Savings (MMBtu)"},{"$f":"\"ASHRAE 90.1 ~2004 Baseline \" & J92 & \" Site Energy (MMBtu)\"","v":"ASHRAE 90.1 ~2004 Baseline 0 Site Energy (MMBtu)"},{"$f":"\"ASHRAE 90.1 \" & Lists_Modeling_Protocol_Year & \" Adjusted Baseline \" & K92 & \" Site Energy (MMBtu)\"","v":{"$error":"#VALUE!"}},{"$f":"\"Proposed \" & L92 & \" Site Energy (MMBtu)\"","v":"Proposed 0 Site Energy (MMBtu)"},{"$f":"M92 & \" Site Energy Savings (MMBtu)\"","v":"0 Site Energy Savings (MMBtu)"},{"$f":"\"ASHRAE 90.1 ~2004 Baseline \" & N92 & \" Site Energy (MMBtu)\"","v":"ASHRAE 90.1 ~2004 Baseline 0 Site Energy (MMBtu)"},{"$f":"\"ASHRAE 90.1 \" & Lists_Modeling_Protocol_Year & \" Adjusted Baseline \" & O92 & \" Site Energy (MMBtu)\"","v":{"$error":"#VALUE!"}},{"$f":"\"Proposed \" & P92 & \" Site Energy (MMBtu)\"","v":"Proposed 0 Site Energy (MMBtu)"},{"$f":"Q92 & \" Site Energy Savings (MMBtu)\"","v":"0 Site Energy Savings (MMBtu)"},{"$f":"\"ASHRAE 90.1 ~2004 Baseline \" & R92 & \" Site Energy (MMBtu)\"","v":"ASHRAE 90.1 ~2004 Baseline 0 Site Energy (MMBtu)"},{"$f":"\"ASHRAE 90.1 \" & Lists_Modeling_Protocol_Year & \" Adjusted Baseline \" & S92 & \" Site Energy (MMBtu)\"","v":{"$error":"#VALUE!"}},{"$f":"\"Proposed \" & T92 & \" Site Energy (MMBtu)\"","v":"Proposed 0 Site Energy (MMBtu)"},{"$f":"U92 & \" Site Energy Savings (MMBtu)\"","v":"0 Site Energy Savings (MMBtu)"},{"$f":"\"ASHRAE 90.1 ~2004 Baseline \" & V92 & \" Site Energy (MMBtu)\"","v":"ASHRAE 90.1 ~2004 Baseline 0 Site Energy (MMBtu)"},{"$f":"\"ASHRAE 90.1 \" & Lists_Modeling_Protocol_Year & \" Adjusted Baseline \" & W92 & \" Site Energy (MMBtu)\"","v":{"$error":"#VALUE!"}},{"$f":"\"Proposed \" & X92 & \" Site Energy (MMBtu)\"","v":"Proposed 0 Site Energy (MMBtu)"},{"$f":"Y92 & \" Site Energy Savings (MMBtu)\"","v":"0 Site Energy Savings (MMBtu)"},"ASHRAE 90.1 ~2004 Baseline Site Energy (MMBtu)",{"$f":"\"Total ASHRAE 90.1 \" & Lists_Modeling_Protocol_Year & \" Adjusted Baseline Site Energy (MMBtu)\"","v":{"$error":"#VALUE!"}},"Total Proposed Site Energy (MMBtu)","Total Site Energy Savings Compared to ~2004 Baseline (MMBtu)",{"$f":"\"Total Site Energy Savings Compared to \" & Lists_Modeling_Protocol_Year & \" Baseline (MMBtu)\"","v":{"$error":"#VALUE!"}}]
[null,null,{"$error":"#DIV/0!"},null,"Interior lighting",{"$f":"SUMPRODUCT($M$38:$M$67,--($G$38:$G$67=F$70),--($AS$38:$AS$67=$E94),$AG$38:$AG$67)/1000","v":0},{"$f":"SUMPRODUCT($M$38:$M$67,--($G$38:$G$67=G$92),--($AS$38:$AS$67=$E94),$AG$38:$AG$67)/1000*$AH72","v":0},{"$f":"MAX(SUMPRODUCT($N$38:$N$67,--($G$38:$G$67=H$92),--($AS$38:$AS$67=$E94),$AG$38:$AG$67)/1000-SUMPRODUCT($P$38:$P$67,--($G$38:$G$67=H$92),--($AS$38:$AS$67=$E94)),0)","v":0},{"$f":"G94-H94","v":0},{"$f":"SUMPRODUCT($M$38:$M$67,--($G$38:$G$67=J$70),--($AS$38:$AS$67=$E94),$AG$38:$AG$67)/1000","v":0},{"$f":"SUMPRODUCT($M$38:$M$67,--($G$38:$G$67=K$92),--($AS$38:$AS$67=$E94),$AG$38:$AG$67)/1000*$AH72","v":0},{"$f":"MAX(SUMPRODUCT($N$38:$N$67,--($G$38:$G$67=L$92),--($AS$38:$AS$67=$E94),$AG$38:$AG$67)/1000-SUMPRODUCT($P$38:$P$67,--($G$38:$G$67=L$92),--($AS$38:$AS$67=$E94)),0)","v":0},{"$f":"K94-L94","v":0},{"$f":"SUMPRODUCT($M$38:$M$67,--($G$38:$G$67=N$70),--($AS$38:$AS$67=$E94),$AG$38:$AG$67)/1000","v":0},{"$f":"SUMPRODUCT($M$38:$M$67,--($G$38:$G$67=O$92),--($AS$38:$AS$67=$E94),$AG$38:$AG$67)/1000*$AH72","v":0},{"$f":"MAX(SUMPRODUCT($N$38:$N$67,--($G$38:$G$67=P$92),--($AS$38:$AS$67=$E94),$AG$38:$AG$67)/1000-SUMPRODUCT($P$38:$P$67,--($G$38:$G$67=P$92),--($AS$38:$AS$67=$E94)),0)","v":0},{"$f":"O94-P94","v":0},{"$f":"SUMPRODUCT($M$38:$M$67,--($G$38:$G$67=R$70),--($AS$38:$AS$67=$E94),$AG$38:$AG$67)/1000","v":0},{"$f":"SUMPRODUCT($M$38:$M$67,--($G$38:$G$67=S$92),--($AS$38:$AS$67=$E94),$AG$38:$AG$67)/1000*$AH72","v":0},{"$f":"MAX(SUMPRODUCT($N$38:$N$67,--($G$38:$G$67=T$92),--($AS$38:$AS$67=$E94),$AG$38:$AG$67)/1000-SUMPRODUCT($P$38:$P$67,--($G$38:$G$67=T$92),--($AS$38:$AS$67=$E94)),0)","v":0},{"$f":"S94-T94","v":0},{"$f":"SUMPRODUCT($M$38:$M$67,--($G$38:$G$67=V$70),--($AS$38:$AS$67=$E94),$AG$38:$AG$67)/1000","v":0},{"$f":"SUMPRODUCT($M$38:$M$67,--($G$38:$G$67=W$92),--($AS$38:$AS$67=$E94),$AG$38:$AG$67)/1000*$AH72","v":0},{"$f":"MAX(SUMPRODUCT($N$38:$N$67,--($G$38:$G$67=X$92),--($AS$38:$AS$67=$E94),$AG$38:$AG$67)/1000-SUMPRODUCT($P$38:$P$67,--($G$38:$G$67=X$92),--($AS$38:$AS$67=$E94)),0)","v":0},{"$f":"W94-X94","v":0},{"$f":"F94+J94+N94+R94+V94","v":0},{"$f":"G94+K94+O94+S94+W94","v":0},{"$f":"H94+L94+P94+T94+X94","v":0},{"$f":"Z94-AB94","v":0},{"$f":"AA94-AB94","v":0}]
[null,null,{"$error":"#DIV/0!"},null,"Interior lighting (unregulated)",{"$f":"SUMPRODUCT($M$38:$M$67,--($G$38:$G$67=F$70),--($AS$38:$AS$67=$E95),$AG$38:$AG$67)/1000","v":0},{"$f":"SUMPRODUCT($M$38:$M$67,--($G$38:$G$67=G$92),--($AS$38:$AS$67=$E95),$AG$38:$AG$67)/1000*$AH73","v":0},{"$f":"MAX(SUMPRODUCT($N$38:$N$67,--($G$38:$G$67=H$92),--($AS$38:$AS$67=$E95),$AG$38:$AG$67)/1000-SUMPRODUCT($P$38:$P$67,--($G$38:$G$67=H$92),--($AS$38:$AS$67=$E95)),0)","v":0},{"$f":"G95-H95","v":0},{"$f":"SUMPRODUCT($M$38:$M$67,--($G$38:$G$67=J$70),--($AS$38:$AS$67=$E95),$AG$38:$AG$67)/1000","v":0},{"$f":"SUMPRODUCT($M$38:$M$67,--($G$38:$G$67=K$92),--($AS$38:$AS$67=$E95),$AG$38:$AG$67)/1000*$AH73","v":0},{"$f":"MAX(SUMPRODUCT($N$38:$N$67,--($G$38:$G$67=L$92),--($AS$38:$AS$67=$E95),$AG$38:$AG$67)/1000-SUMPRODUCT($P$38:$P$67,--($G$38:$G$67=L$92),--($AS$38:$AS$67=$E95)),0)","v":0},{"$f":"K95-L95","v":0},{"$f":"SUMPRODUCT($M$38:$M$67,--($G$38:$G$67=N$70),--($AS$38:$AS$67=$E95),$AG$38:$AG$67)/1000","v":0},{"$f":"SUMPRODUCT($M$38:$M$67,--($G$38:$G$67=O$92),--($AS$38:$AS$67=$E95),$AG$38:$AG$67)/1000*$AH73","v":0},{"$f":"MAX(SUMPRODUCT($N$38:$N$67,--($G$38:$G$67=P$92),--($AS$38:$AS$67=$E95),$AG$38:$AG$67)/1000-SUMPRODUCT($P$38:$P$67,--($G$38:$G$67=P$92),--($AS$38:$AS$67=$E95)),0)","v":0},{"$f":"O95-P95","v":0},{"$f":"SUMPRODUCT($M$38:$M$67,--($G$38:$G$67=R$70),--($AS$38:$AS$67=$E95),$AG$38:$AG$67)/1000","v":0},{"$f":"SUMPRODUCT($M$38:$M$67,--($G$38:$G$67=S$92),--($AS$38:$AS$67=$E95),$AG$38:$AG$67)/1000*$AH73","v":0},{"$f":"MAX(SUMPRODUCT($N$38:$N$67,--($G$38:$G$67=T$92),--($AS$38:$AS$67=$E95),$AG$38:$AG$67)/1000-SUMPRODUCT($P$38:$P$67,--($G$38:$G$67=T$92),--($AS$38:$AS$67=$E95)),0)","v":0},{"$f":"S95-T95","v":0},{"$f":"SUMPRODUCT($M$38:$M$67,--($G$38:$G$67=V$70),--($AS$38:$AS$67=$E95),$AG$38:$AG$67)/1000","v":0},{"$f":"SUMPRODUCT($M$38:$M$67,--($G$38:$G$67=W$92),--($AS$38:$AS$67=$E95),$AG$38:$AG$67)/1000*$AH73","v":0},{"$f":"MAX(SUMPRODUCT($N$38:$N$67,--($G$38:$G$67=X$92),--($AS$38:$AS$67=$E95),$AG$38:$AG$67)/1000-SUMPRODUCT($P$38:$P$67,--($G$38:$G$67=X$92),--($AS$38:$AS$67=$E95)),0)","v":0},{"$f":"W95-X95","v":0},{"$f":"F95+J95+N95+R95+V95","v":0},{"$f":"G95+K95+O95+S95+W95","v":0},{"$f":"H95+L95+P95+T95+X95","v":0},{"$f":"Z95-AB95","v":0},0]
[null,null,{"$error":"#DIV/0!"},null,"Exterior lighting",{"$f":"SUMPRODUCT($M$38:$M$67,--($G$38:$G$67=F$70),--($AS$38:$AS$67=$E96),$AG$38:$AG$67)/1000","v":0},{"$f":"SUMPRODUCT($M$38:$M$67,--($G$38:$G$67=G$92),--($AS$38:$AS$67=$E96),$AG$38:$AG$67)/1000*$AH74","v":0},{"$f":"MAX(SUMPRODUCT($N$38:$N$67,--($G$38:$G$67=H$92),--($AS$38:$AS$67=$E96),$AG$38:$AG$67)/1000-SUMPRODUCT($P$38:$P$67,--($G$38:$G$67=H$92),--($AS$38:$AS$67=$E96)),0)","v":0},0,{"$f":"SUMPRODUCT($M$38:$M$67,--($G$38:$G$67=J$70),--($AS$38:$AS$67=$E96),$AG$38:$AG$67)/1000","v":0},{"$f":"SUMPRODUCT($M$38:$M$67,--($G$38:$G$67=K$92),--($AS$38:$AS$67=$E96),$AG$38:$AG$67)/1000*$AH74","v":0},{"$f":"MAX(SUMPRODUCT($N$38:$N$67,--($G$38:$G$67=L$92),--($AS$38:$AS$67=$E96),$AG$38:$AG$67)/1000-SUMPRODUCT($P$38:$P$67,--($G$38:$G$67=L$92),--($AS$38:$AS$67=$E96)),0)","v":0},0,{"$f":"SUMPRODUCT($M$38:$M$67,--($G$38:$G$67=N$70),--($AS$38:$AS$67=$E96),$AG$38:$AG$67)/1000","v":0},{"$f":"SUMPRODUCT($M$38:$M$67,--($G$38:$G$67=O$92),--($AS$38:$AS$67=$E96),$AG$38:$AG$67)/1000*$AH74","v":0},{"$f":"MAX(SUMPRODUCT($N$38:$N$67,--($G$38:$G$67=P$92),--($AS$38:$AS$67=$E96),$AG$38:$AG$67)/1000-SUMPRODUCT($P$38:$P$67,--($G$38:$G$67=P$92),--($AS$38:$AS$67=$E96)),0)","v":0},0,{"$f":"SUMPRODUCT($M$38:$M$67,--($G$38:$G$67=R$70),--($AS$38:$AS$67=$E96),$AG$38:$AG$67)/1000","v":0},{"$f":"SUMPRODUCT($M$38:$M$67,--($G$38:$G$67=S$92),--($AS$38:$AS$67=$E96),$AG$38:$AG$67)/1000*$AH74","v":0},{"$f":"MAX(SUMPRODUCT($N$38:$N$67,--($G$38:$G$67=T$92),--($AS$38:$AS$67=$E96),$AG$38:$AG$67)/1000-SUMPRODUCT($P$38:$P$67,--($G$38:$G$67=T$92),--($AS$38:$AS$67=$E96)),0)","v":0},0,{"$f":"SUMPRODUCT($M$38:$M$67,--($G$38:$G$67=V$70),--($AS$38:$AS$67=$E96),$AG$38:$AG$67)/1000","v":0},{"$f":"SUMPRODUCT($M$38:$M$67,--($G$38:$G$67=W$92),--($AS$38:$AS$67=$E96),$AG$38:$AG$67)/1000*$AH74","v":0},{"$f":"MAX(SUMPRODUCT($N$38:$N$67,--($G$38:$G$67=X$92),--($AS$38:$AS$67=$E96),$AG$38:$AG$67)/1000-SUMPRODUCT($P$38:$P$67,--($G$38:$G$67=X$92),--($AS$38:$AS$67=$E96)),0)","v":0},0,0,0,0,0,0]
[null,null,{"$error":"#DIV/0!"},null,"Space heating",{"$f":"SUMPRODUCT($M$38:$M$67,--($G$38:$G$67=F$70),--($AS$38:$AS$67=$E97),$AG$38:$AG$67)/1000","v":0},{"$f":"SUMPRODUCT($M$38:$M$67,--($G$38:$G$67=G$92),--($AS$38:$AS$67=$E97),$AG$38:$AG$67)/1000*$AH75","v":0},{"$f":"MAX(SUMPRODUCT($N$38:$N$67,--($G$38:$G$67=H$92),--($AS$38:$AS$67=$E97),$AG$38:$AG$67)/1000-SUMPRODUCT($P$38:$P$67,--($G$38:$G$67=H$92),--($AS$38:$AS$67=$E97)),0)","v":0},0,{"$f":"SUMPRODUCT($M$38:$M$67,--($G$38:$G$67=J$70),--($AS$38:$AS$67=$E97),$AG$38:$AG$67)/1000","v":0},{"$f":"SUMPRODUCT($M$38:$M$67,--($G$38:$G$67=K$92),--($AS$38:$AS$67=$E97),$AG$38:$AG$67)/1000*$AH75","v":0},{"$f":"MAX(SUMPRODUCT($N$38:$N$67,--($G$38:$G$67=L$92),--($AS$38:$AS$67=$E97),$AG$38:$AG$67)/1000-SUMPRODUCT($P$38:$P$67,--($G$38:$G$67=L$92),--($AS$38:$AS$67=$E97)),0)","v":0},0,{"$f":"SUMPRODUCT($M$38:$M$67,--($G$38:$G$67=N$70),--($AS$38:$AS$67=$E97),$AG$38:$AG$67)/1000","v":0},{"$f":"SUMPRODUCT($M$38:$M$67,--($G$38:$G$67=O$92),--($AS$38:$AS$67=$E97),$AG$38:$AG$67)/1000*$AH75","v":0},{"$f":"MAX(SUMPRODUCT($N$38:$N$67,--($G$38:$G$67=P$92),--($AS$38:$AS$67=$E97),$AG$38:$AG$67)/1000-SUMPRODUCT($P$38:$P$67,--($G$38:$G$67=P$92),--($AS$38:$AS$67=$E97)),0)","v":0},0,{"$f":"SUMPRODUCT($M$38:$M$67,--($G$38:$G$67=R$70),--($AS$38:$AS$67=$E97),$AG$38:$AG$67)/1000","v":0},{"$f":"SUMPRODUCT($M$38:$M$67,--($G$38:$G$67=S$92),--($AS$38:$AS$67=$E97),$AG$38:$AG$67)/1000*$AH75","v":0},{"$f":"MAX(SUMPRODUCT($N$38:$N$67,--($G$38:$G$67=T$92),--($AS$38:$AS$67=$E97),$AG$38:$AG$67)/1000-SUMPRODUCT($P$38:$P$67,--($G$38:$G$67=T$92),--($AS$38:$AS$67=$E97)),0)","v":0},0,{"$f":"SUMPRODUCT($M$38:$M$67,--($G$38:$G$67=V$70),--($AS$38:$AS$67=$E97),$AG$38:$AG$67)/1000","v":0},{"$f":"SUMPRODUCT($M$38:$M$67,--($G$38:$G$67=W$92),--($AS$38:$AS$67=$E97),$AG$38:$AG$67)/1000*$AH75","v":0},{"$f":"MAX(SUMPRODUCT($N$38:$N$67,--($G$38:$G$67=X$92),--($AS$38:$AS$67=$E97),$AG$38:$AG$67)/1000-SUMPRODUCT($P$38:$P$67,--($G$38:$G$67=X$92),--($AS$38:$AS$67=$E97)),0)","v":0},0,0,0,0,0,0]
[null,null,{"$error":"#DIV/0!"},null,"Heat pump supplemental heater",{"$f":"SUMPRODUCT($M$38:$M$67,--($G$38:$G$67=F$70),--($AS$38:$AS$67=$E98),$AG$38:$AG$67)/1000","v":0},{"$f":"SUMPRODUCT($M$38:$M$67,--($G$38:$G$67=G$92),--($AS$38:$AS$67=$E98),$AG$38:$AG$67)/1000*$AH76","v":0},{"$f":"MAX(SUMPRODUCT($N$38:$N$67,--($G$38:$G$67=H$92),--($AS$38:$AS$67=$E98),$AG$38:$AG$67)/1000-SUMPRODUCT($P$38:$P$67,--($G$38:$G$67=H$92),--($AS$38:$AS$67=$E98)),0)","v":0},0,{"$f":"SUMPRODUCT($M$38:$M$67,--($G$38:$G$67=J$70),--($AS$38:$AS$67=$E98),$AG$38:$AG$67)/1000","v":0},{"$f":"SUMPRODUCT($M$38:$M$67,--($G$38:$G$67=K$92),--($AS$38:$AS$67=$E98),$AG$38:$AG$67)/1000*$AH76","v":0},{"$f":"MAX(SUMPRODUCT($N$38:$N$67,--($G$38:$G$67=L$92),--($AS$38:$AS$67=$E98),$AG$38:$AG$67)/1000-SUMPRODUCT($P$38:$P$67,--($G$38:$G$67=L$92),--($AS$38:$AS$67=$E98)),0)","v":0},0,{"$f":"SUMPRODUCT($M$38:$M$67,--($G$38:$G$67=N$70),--($AS$38:$AS$67=$E98),$AG$38:$AG$67)/1000","v":0},{"$f":"SUMPRODUCT($M$38:$M$67,--($G$38:$G$67=O$92),--($AS$38:$AS$67=$E98),$AG$38:$AG$67)/1000*$AH76","v":0},{"$f":"MAX(SUMPRODUCT($N$38:$N$67,--($G$38:$G$67=P$92),--($AS$38:$AS$67=$E98),$AG$38:$AG$67)/1000-SUMPRODUCT($P$38:$P$67,--($G$38:$G$67=P$92),--($AS$38:$AS$67=$E98)),0)","v":0},0,{"$f":"SUMPRODUCT($M$38:$M$67,--($G$38:$G$67=R$70),--($AS$38:$AS$67=$E98),$AG$38:$AG$67)/1000","v":0},{"$f":"SUMPRODUCT($M$38:$M$67,--($G$38:$G$67=S$92),--($AS$38:$AS$67=$E98),$AG$38:$AG$67)/1000*$AH76","v":0},{"$f":"MAX(SUMPRODUCT($N$38:$N$67,--($G$38:$G$67=T$92),--($AS$38:$AS$67=$E98),$AG$38:$AG$67)/1000-SUMPRODUCT($P$38:$P$67,--($G$38:$G$67=T$92),--($AS$38:$AS$67=$E98)),0)","v":0},0,{"$f":"SUMPRODUCT($M$38:$M$67,--($G$38:$G$67=V$70),--($AS$38:$AS$67=$E98),$AG$38:$AG$67)/1000","v":0},{"$f":"SUMPRODUCT($M$38:$M$67,--($G$38:$G$67=W$92),--($AS$38:$AS$67=$E98),$AG$38:$AG$67)/1000*$AH76","v":0},{"$f":"MAX(SUMPRODUCT($N$38:$N$67,--($G$38:$G$67=X$92),--($AS$38:$AS$67=$E98),$AG$38:$AG$67)/1000-SUMPRODUCT($P$38:$P$67,--($G$38:$G$67=X$92),--($AS$38:$AS$67=$E98)),0)","v":0},0,0,0,0,0,0]
[null,null,{"$error":"#DIV/0!"},null,"Space cooling",{"$f":"SUMPRODUCT($M$38:$M$67,--($G$38:$G$67=F$70),--($AS$38:$AS$67=$E99),$AG$38:$AG$67)/1000","v":0},{"$f":"SUMPRODUCT($M$38:$M$67,--($G$38:$G$67=G$92),--($AS$38:$AS$67=$E99),$AG$38:$AG$67)/1000*$AH77","v":0},{"$f":"MAX(SUMPRODUCT($N$38:$N$67,--($G$38:$G$67=H$92),--($AS$38:$AS$67=$E99),$AG$38:$AG$67)/1000-SUMPRODUCT($P$38:$P$67,--($G$38:$G$67=H$92),--($AS$38:$AS$67=$E99)),0)","v":0},0,{"$f":"SUMPRODUCT($M$38:$M$67,--($G$38:$G$67=J$70),--($AS$38:$AS$67=$E99),$AG$38:$AG$67)/1000","v":0},{"$f":"SUMPRODUCT($M$38:$M$67,--($G$38:$G$67=K$92),--($AS$38:$AS$67=$E99),$AG$38:$AG$67)/1000*$AH77","v":0},{"$f":"MAX(SUMPRODUCT($N$38:$N$67,--($G$38:$G$67=L$92),--($AS$38:$AS$67=$E99),$AG$38:$AG$67)/1000-SUMPRODUCT($P$38:$P$67,--($G$38:$G$67=L$92),--($AS$38:$AS$67=$E99)),0)","v":0},0,{"$f":"SUMPRODUCT($M$38:$M$67,--($G$38:$G$67=N$70),--($AS$38:$AS$67=$E99),$AG$38:$AG$67)/1000","v":0},{"$f":"SUMPRODUCT($M$38:$M$67,--($G$38:$G$67=O$92),--($AS$38:$AS$67=$E99),$AG$38:$AG$67)/1000*$AH77","v":0},{"$f":"MAX(SUMPRODUCT($N$38:$N$67,--($G$38:$G$67=P$92),--($AS$38:$AS$67=$E99),$AG$38:$AG$67)/1000-SUMPRODUCT($P$38:$P$67,--($G$38:$G$67=P$92),--($AS$38:$AS$67=$E99)),0)","v":0},0,{"$f":"SUMPRODUCT($M$38:$M$67,--($G$38:$G$67=R$70),--($AS$38:$AS$67=$E99),$AG$38:$AG$67)/1000","v":0},{"$f":"SUMPRODUCT($M$38:$M$67,--($G$38:$G$67=S$92),--($AS$38:$AS$67=$E99),$AG$38:$AG$67)/1000*$AH77","v":0},{"$f":"MAX(SUMPRODUCT($N$38:$N$67,--($G$38:$G$67=T$92),--($AS$38:$AS$67=$E99),$AG$38:$AG$67)/1000-SUMPRODUCT($P$38:$P$67,--($G$38:$G$67=T$92),--($AS$38:$AS$67=$E99)),0)","v":0},0,{"$f":"SUMPRODUCT($M$38:$M$67,--($G$38:$G$67=V$70),--($AS$38:$AS$67=$E99),$AG$38:$AG$67)/1000","v":0},{"$f":"SUMPRODUCT($M$38:$M$67,--($G$38:$G$67=W$92),--($AS$38:$AS$67=$E99),$AG$38:$AG$67)/1000*$AH77","v":0},{"$f":"MAX(SUMPRODUCT($N$38:$N$67,--($G$38:$G$67=X$92),--($AS$38:$AS$67=$E99),$AG$38:$AG$67)/1000-SUMPRODUCT($P$38:$P$67,--($G$38:$G$67=X$92),--($AS$38:$AS$67=$E99)),0)","v":0},0,0,0,0,0,0]
[null,null,{"$error":"#DIV/0!"},null,"Pumps",{"$f":"SUMPRODUCT($M$38:$M$67,--($G$38:$G$67=F$70),--($AS$38:$AS$67=$E100),$AG$38:$AG$67)/1000","v":0},{"$f":"SUMPRODUCT($M$38:$M$67,--($G$38:$G$67=G$92),--($AS$38:$AS$67=$E100),$AG$38:$AG$67)/1000*$AH78","v":0},{"$f":"MAX(SUMPRODUCT($N$38:$N$67,--($G$38:$G$67=H$92),--($AS$38:$AS$67=$E100),$AG$38:$AG$67)/1000-SUMPRODUCT($P$38:$P$67,--($G$38:$G$67=H$92),--($AS$38:$AS$67=$E100)),0)","v":0},0,{"$f":"SUMPRODUCT($M$38:$M$67,--($G$38:$G$67=J$70),--($AS$38:$AS$67=$E100),$AG$38:$AG$67)/1000","v":0},{"$f":"SUMPRODUCT($M$38:$M$67,--($G$38:$G$67=K$92),--($AS$38:$AS$67=$E100),$AG$38:$AG$67)/1000*$AH78","v":0},{"$f":"MAX(SUMPRODUCT($N$38:$N$67,--($G$38:$G$67=L$92),--($AS$38:$AS$67=$E100),$AG$38:$AG$67)/1000-SUMPRODUCT($P$38:$P$67,--($G$38:$G$67=L$92),--($AS$38:$AS$67=$E100)),0)","v":0},0,{"$f":"SUMPRODUCT($M$38:$M$67,--($G$38:$G$67=N$70),--($AS$38:$AS$67=$E100),$AG$38:$AG$67)/1000","v":0},{"$f":"SUMPRODUCT($M$38:$M$67,--($G$38:$G$67=O$92),--($AS$38:$AS$67=$E100),$AG$38:$AG$67)/1000*$AH78","v":0},{"$f":"MAX(SUMPRODUCT($N$38:$N$67,--($G$38:$G$67=P$92),--($AS$38:$AS$67=$E100),$AG$38:$AG$67)/1000-SUMPRODUCT($P$38:$P$67,--($G$38:$G$67=P$92),--($AS$38:$AS$67=$E100)),0)","v":0},0,{"$f":"SUMPRODUCT($M$38:$M$67,--($G$38:$G$67=R$70),--($AS$38:$AS$67=$E100),$AG$38:$AG$67)/1000","v":0},{"$f":"SUMPRODUCT($M$38:$M$67,--($G$38:$G$67=S$92),--($AS$38:$AS$67=$E100),$AG$38:$AG$67)/1000*$AH78","v":0},{"$f":"MAX(SUMPRODUCT($N$38:$N$67,--($G$38:$G$67=T$92),--($AS$38:$AS$67=$E100),$AG$38:$AG$67)/1000-SUMPRODUCT($P$38:$P$67,--($G$38:$G$67=T$92),--($AS$38:$AS$67=$E100)),0)","v":0},0,{"$f":"SUMPRODUCT($M$38:$M$67,--($G$38:$G$67=V$70),--($AS$38:$AS$67=$E100),$AG$38:$AG$67)/1000","v":0},{"$f":"SUMPRODUCT($M$38:$M$67,--($G$38:$G$67=W$92),--($AS$38:$AS$67=$E100),$AG$38:$AG$67)/1000*$AH78","v":0},{"$f":"MAX(SUMPRODUCT($N$38:$N$67,--($G$38:$G$67=X$92),--($AS$38:$AS$67=$E100),$AG$38:$AG$67)/1000-SUMPRODUCT($P$38:$P$67,--($G$38:$G$67=X$92),--($AS$38:$AS$67=$E100)),0)","v":0},0,0,0,0,0,0]
[null,null,{"$error":"#DIV/0!"},null,"Heat rejection",{"$f":"SUMPRODUCT($M$38:$M$67,--($G$38:$G$67=F$70),--($AS$38:$AS$67=$E101),$AG$38:$AG$67)/1000","v":0},{"$f":"SUMPRODUCT($M$38:$M$67,--($G$38:$G$67=G$92),--($AS$38:$AS$67=$E101),$AG$38:$AG$67)/1000*$AH79","v":0},{"$f":"MAX(SUMPRODUCT($N$38:$N$67,--($G$38:$G$67=H$92),--($AS$38:$AS$67=$E101),$AG$38:$AG$67)/1000-SUMPRODUCT($P$38:$P$67,--($G$38:$G$67=H$92),--($AS$38:$AS$67=$E101)),0)","v":0},0,{"$f":"SUMPRODUCT($M$38:$M$67,--($G$38:$G$67=J$70),--($AS$38:$AS$67=$E101),$AG$38:$AG$67)/1000","v":0},{"$f":"SUMPRODUCT($M$38:$M$67,--($G$38:$G$67=K$92),--($AS$38:$AS$67=$E101),$AG$38:$AG$67)/1000*$AH79","v":0},{"$f":"MAX(SUMPRODUCT($N$38:$N$67,--($G$38:$G$67=L$92),--($AS$38:$AS$67=$E101),$AG$38:$AG$67)/1000-SUMPRODUCT($P$38:$P$67,--($G$38:$G$67=L$92),--($AS$38:$AS$67=$E101)),0)","v":0},0,{"$f":"SUMPRODUCT($M$38:$M$67,--($G$38:$G$67=N$70),--($AS$38:$AS$67=$E101),$AG$38:$AG$67)/1000","v":0},{"$f":"SUMPRODUCT($M$38:$M$67,--($G$38:$G$67=O$92),--($AS$38:$AS$67=$E101),$AG$38:$AG$67)/1000*$AH79","v":0},{"$f":"MAX(SUMPRODUCT($N$38:$N$67,--($G$38:$G$67=P$92),--($AS$38:$AS$67=$E101),$AG$38:$AG$67)/1000-SUMPRODUCT($P$38:$P$67,--($G$38:$G$67=P$92),--($AS$38:$AS$67=$E101)),0)","v":0},0,{"$f":"SUMPRODUCT($M$38:$M$67,--($G$38:$G$67=R$70),--($AS$38:$AS$67=$E101),$AG$38:$AG$67)/1000","v":0},{"$f":"SUMPRODUCT($M$38:$M$67,--($G$38:$G$67=S$92),--($AS$38:$AS$67=$E101),$AG$38:$AG$67)/1000*$AH79","v":0},{"$f":"MAX(SUMPRODUCT($N$38:$N$67,--($G$38:$G$67=T$92),--($AS$38:$AS$67=$E101),$AG$38:$AG$67)/1000-SUMPRODUCT($P$38:$P$67,--($G$38:$G$67=T$92),--($AS$38:$AS$67=$E101)),0)","v":0},0,{"$f":"SUMPRODUCT($M$38:$M$67,--($G$38:$G$67=V$70),--($AS$38:$AS$67=$E101),$AG$38:$AG$67)/1000","v":0},{"$f":"SUMPRODUCT($M$38:$M$67,--($G$38:$G$67=W$92),--($AS$38:$AS$67=$E101),$AG$38:$AG$67)/1000*$AH79","v":0},{"$f":"MAX(SUMPRODUCT($N$38:$N$67,--($G$38:$G$67=X$92),--($AS$38:$AS$67=$E101),$AG$38:$AG$67)/1000-SUMPRODUCT($P$38:$P$67,--($G$38:$G$67=X$92),--($AS$38:$AS$67=$E101)),0)","v":0},0,0,0,0,0,0]
[null,null,{"$error":"#DIV/0!"},null,"Fans - interior ventilation",{"$f":"SUMPRODUCT($M$38:$M$67,--($G$38:$G$67=F$70),--($AS$38:$AS$67=$E102),$AG$38:$AG$67)/1000","v":0},{"$f":"SUMPRODUCT($M$38:$M$67,--($G$38:$G$67=G$92),--($AS$38:$AS$67=$E102),$AG$38:$AG$67)/1000*$AH80","v":0},{"$f":"MAX(SUMPRODUCT($N$38:$N$67,--($G$38:$G$67=H$92),--($AS$38:$AS$67=$E102),$AG$38:$AG$67)/1000-SUMPRODUCT($P$38:$P$67,--($G$38:$G$67=H$92),--($AS$38:$AS$67=$E102)),0)","v":0},0,{"$f":"SUMPRODUCT($M$38:$M$67,--($G$38:$G$67=J$70),--($AS$38:$AS$67=$E102),$AG$38:$AG$67)/1000","v":0},{"$f":"SUMPRODUCT($M$38:$M$67,--($G$38:$G$67=K$92),--($AS$38:$AS$67=$E102),$AG$38:$AG$67)/1000*$AH80","v":0},{"$f":"MAX(SUMPRODUCT($N$38:$N$67,--($G$38:$G$67=L$92),--($AS$38:$AS$67=$E102),$AG$38:$AG$67)/1000-SUMPRODUCT($P$38:$P$67,--($G$38:$G$67=L$92),--($AS$38:$AS$67=$E102)),0)","v":0},0,{"$f":"SUMPRODUCT($M$38:$M$67,--($G$38:$G$67=N$70),--($AS$38:$AS$67=$E102),$AG$38:$AG$67)/1000","v":0},{"$f":"SUMPRODUCT($M$38:$M$67,--($G$38:$G$67=O$92),--($AS$38:$AS$67=$E102),$AG$38:$AG$67)/1000*$AH80","v":0},{"$f":"MAX(SUMPRODUCT($N$38:$N$67,--($G$38:$G$67=P$92),--($AS$38:$AS$67=$E102),$AG$38:$AG$67)/1000-SUMPRODUCT($P$38:$P$67,--($G$38:$G$67=P$92),--($AS$38:$AS$67=$E102)),0)","v":0},0,{"$f":"SUMPRODUCT($M$38:$M$67,--($G$38:$G$67=R$70),--($AS$38:$AS$67=$E102),$AG$38:$AG$67)/1000","v":0},{"$f":"SUMPRODUCT($M$38:$M$67,--($G$38:$G$67=S$92),--($AS$38:$AS$67=$E102),$AG$38:$AG$67)/1000*$AH80","v":0},{"$f":"MAX(SUMPRODUCT($N$38:$N$67,--($G$38:$G$67=T$92),--($AS$38:$AS$67=$E102),$AG$38:$AG$67)/1000-SUMPRODUCT($P$38:$P$67,--($G$38:$G$67=T$92),--($AS$38:$AS$67=$E102)),0)","v":0},0,{"$f":"SUMPRODUCT($M$38:$M$67,--($G$38:$G$67=V$70),--($AS$38:$AS$67=$E102),$AG$38:$AG$67)/1000","v":0},{"$f":"SUMPRODUCT($M$38:$M$67,--($G$38:$G$67=W$92),--($AS$38:$AS$67=$E102),$AG$38:$AG$67)/1000*$AH80","v":0},{"$f":"MAX(SUMPRODUCT($N$38:$N$67,--($G$38:$G$67=X$92),--($AS$38:$AS$67=$E102),$AG$38:$AG$67)/1000-SUMPRODUCT($P$38:$P$67,--($G$38:$G$67=X$92),--($AS$38:$AS$67=$E102)),0)","v":0},0,0,0,0,0,0]
[null,null,{"$error":"#DIV/0!"},null,"Fans - parking garage",{"$f":"SUMPRODUCT($M$38:$M$67,--($G$38:$G$67=F$70),--($AS$38:$AS$67=$E103),$AG$38:$AG$67)/1000","v":0},{"$f":"SUMPRODUCT($M$38:$M$67,--($G$38:$G$67=G$92),--($AS$38:$AS$67=$E103),$AG$38:$AG$67)/1000*$AH81","v":0},{"$f":"MAX(SUMPRODUCT($N$38:$N$67,--($G$38:$G$67=H$92),--($AS$38:$AS$67=$E103),$AG$38:$AG$67)/1000-SUMPRODUCT($P$38:$P$67,--($G$38:$G$67=H$92),--($AS$38:$AS$67=$E103)),0)","v":0},0,{"$f":"SUMPRODUCT($M$38:$M$67,--($G$38:$G$67=J$70),--($AS$38:$AS$67=$E103),$AG$38:$AG$67)/1000","v":0},{"$f":"SUMPRODUCT($M$38:$M$67,--($G$38:$G$67=K$92),--($AS$38:$AS$67=$E103),$AG$38:$AG$67)/1000*$AH81","v":0},{"$f":"MAX(SUMPRODUCT($N$38:$N$67,--($G$38:$G$67=L$92),--($AS$38:$AS$67=$E103),$AG$38:$AG$67)/1000-SUMPRODUCT($P$38:$P$67,--($G$38:$G$67=L$92),--($AS$38:$AS$67=$E103)),0)","v":0},0,{"$f":"SUMPRODUCT($M$38:$M$67,--($G$38:$G$67=N$70),--($AS$38:$AS$67=$E103),$AG$38:$AG$67)/1000","v":0},{"$f":"SUMPRODUCT($M$38:$M$67,--($G$38:$G$67=O$92),--($AS$38:$AS$67=$E103),$AG$38:$AG$67)/1000*$AH81","v":0},{"$f":"MAX(SUMPRODUCT($N$38:$N$67,--($G$38:$G$67=P$92),--($AS$38:$AS$67=$E103),$AG$38:$AG$67)/1000-SUMPRODUCT($P$38:$P$67,--($G$38:$G$67=P$92),--($AS$38:$AS$67=$E103)),0)","v":0},0,{"$f":"SUMPRODUCT($M$38:$M$67,--($G$38:$G$67=R$70),--($AS$38:$AS$67=$E103),$AG$38:$AG$67)/1000","v":0},{"$f":"SUMPRODUCT($M$38:$M$67,--($G$38:$G$67=S$92),--($AS$38:$AS$67=$E103),$AG$38:$AG$67)/1000*$AH81","v":0},{"$f":"MAX(SUMPRODUCT($N$38:$N$67,--($G$38:$G$67=T$92),--($AS$38:$AS$67=$E103),$AG$38:$AG$67)/1000-SUMPRODUCT($P$38:$P$67,--($G$38:$G$67=T$92),--($AS$38:$AS$67=$E103)),0)","v":0},0,{"$f":"SUMPRODUCT($M$38:$M$67,--($G$38:$G$67=V$70),--($AS$38:$AS$67=$E103),$AG$38:$AG$67)/1000","v":0},{"$f":"SUMPRODUCT($M$38:$M$67,--($G$38:$G$67=W$92),--($AS$38:$AS$67=$E103),$AG$38:$AG$67)/1000*$AH81","v":0},{"$f":"MAX(SUMPRODUCT($N$38:$N$67,--($G$38:$G$67=X$92),--($AS$38:$AS$67=$E103),$AG$38:$AG$67)/1000-SUMPRODUCT($P$38:$P$67,--($G$38:$G$67=X$92),--($AS$38:$AS$67=$E103)),0)","v":0},0,0,0,0,0,0]
[null,null,{"$error":"#DIV/0!"},null,"Service water heating",{"$f":"SUMPRODUCT($M$38:$M$67,--($G$38:$G$67=F$70),--($AS$38:$AS$67=$E104),$AG$38:$AG$67)/1000","v":0},{"$f":"SUMPRODUCT($M$38:$M$67,--($G$38:$G$67=G$92),--($AS$38:$AS$67=$E104),$AG$38:$AG$67)/1000*$AH82","v":0},{"$f":"MAX(SUMPRODUCT($N$38:$N$67,--($G$38:$G$67=H$92),--($AS$38:$AS$67=$E104),$AG$38:$AG$67)/1000-SUMPRODUCT($P$38:$P$67,--($G$38:$G$67=H$92),--($AS$38:$AS$67=$E104)),0)","v":0},0,{"$f":"SUMPRODUCT($M$38:$M$67,--($G$38:$G$67=J$70),--($AS$38:$AS$67=$E104),$AG$38:$AG$67)/1000","v":0},{"$f":"SUMPRODUCT($M$38:$M$67,--($G$38:$G$67=K$92),--($AS$38:$AS$67=$E104),$AG$38:$AG$67)/1000*$AH82","v":0},{"$f":"MAX(SUMPRODUCT($N$38:$N$67,--($G$38:$G$67=L$92),--($AS$38:$AS$67=$E104),$AG$38:$AG$67)/1000-SUMPRODUCT($P$38:$P$67,--($G$38:$G$67=L$92),--($AS$38:$AS$67=$E104)),0)","v":0},0,{"$f":"SUMPRODUCT($M$38:$M$67,--($G$38:$G$67=N$70),--($AS$38:$AS$67=$E104),$AG$38:$AG$67)/1000","v":0},{"$f":"SUMPRODUCT($M$38:$M$67,--($G$38:$G$67=O$92),--($AS$38:$AS$67=$E104),$AG$38:$AG$67)/1000*$AH82","v":0},{"$f":"MAX(SUMPRODUCT($N$38:$N$67,--($G$38:$G$67=P$92),--($AS$38:$AS$67=$E104),$AG$38:$AG$67)/1000-SUMPRODUCT($P$38:$P$67,--($G$38:$G$67=P$92),--($AS$38:$AS$67=$E104)),0)","v":0},0,{"$f":"SUMPRODUCT($M$38:$M$67,--($G$38:$G$67=R$70),--($AS$38:$AS$67=$E104),$AG$38:$AG$67)/1000","v":0},{"$f":"SUMPRODUCT($M$38:$M$67,--($G$38:$G$67=S$92),--($AS$38:$AS$67=$E104),$AG$38:$AG$67)/1000*$AH82","v":0},{"$f":"MAX(SUMPRODUCT($N$38:$N$67,--($G$38:$G$67=T$92),--($AS$38:$AS$67=$E104),$AG$38:$AG$67)/1000-SUMPRODUCT($P$38:$P$67,--($G$38:$G$67=T$92),--($AS$38:$AS$67=$E104)),0)","v":0},0,{"$f":"SUMPRODUCT($M$38:$M$67,--($G$38:$G$67=V$70),--($AS$38:$AS$67=$E104),$AG$38:$AG$67)/1000","v":0},{"$f":"SUMPRODUCT($M$38:$M$67,--($G$38:$G$67=W$92),--($AS$38:$AS$67=$E104),$AG$38:$AG$67)/1000*$AH82","v":0},{"$f":"MAX(SUMPRODUCT($N$38:$N$67,--($G$38:$G$67=X$92),--($AS$38:$AS$67=$E104),$AG$38:$AG$67)/1000-SUMPRODUCT($P$38:$P$67,--($G$38:$G$67=X$92),--($AS$38:$AS$67=$E104)),0)","v":0},0,0,0,0,0,0]
[null,null,{"$error":"#DIV/0!"},null,"Misc equipment",{"$f":"SUMPRODUCT($M$38:$M$67,--($G$38:$G$67=F$70),--($AS$38:$AS$67=$E105),$AG$38:$AG$67)/1000","v":0},{"$f":"SUMPRODUCT($M$38:$M$67,--($G$38:$G$67=G$92),--($AS$38:$AS$67=$E105),$AG$38:$AG$67)/1000*$AH83","v":0},{"$f":"MAX(SUMPRODUCT($N$38:$N$67,--($G$38:$G$67=H$92),--($AS$38:$AS$67=$E105),$AG$38:$AG$67)/1000-SUMPRODUCT($P$38:$P$67,--($G$38:$G$67=H$92),--($AS$38:$AS$67=$E105)),0)","v":0},0,{"$f":"SUMPRODUCT($M$38:$M$67,--($G$38:$G$67=J$70),--($AS$38:$AS$67=$E105),$AG$38:$AG$67)/1000","v":0},{"$f":"SUMPRODUCT($M$38:$M$67,--($G$38:$G$67=K$92),--($AS$38:$AS$67=$E105),$AG$38:$AG$67)/1000*$AH83","v":0},{"$f":"MAX(SUMPRODUCT($N$38:$N$67,--($G$38:$G$67=L$92),--($AS$38:$AS$67=$E105),$AG$38:$AG$67)/1000-SUMPRODUCT($P$38:$P$67,--($G$38:$G$67=L$92),--($AS$38:$AS$67=$E105)),0)","v":0},0,{"$f":"SUMPRODUCT($M$38:$M$67,--($G$38:$G$67=N$70),--($AS$38:$AS$67=$E105),$AG$38:$AG$67)/1000","v":0},{"$f":"SUMPRODUCT($M$38:$M$67,--($G$38:$G$67=O$92),--($AS$38:$AS$67=$E105),$AG$38:$AG$67)/1000*$AH83","v":0},{"$f":"MAX(SUMPRODUCT($N$38:$N$67,--($G$38:$G$67=P$92),--($AS$38:$AS$67=$E105),$AG$38:$AG$67)/1000-SUMPRODUCT($P$38:$P$67,--($G$38:$G$67=P$92),--($AS$38:$AS$67=$E105)),0)","v":0},0,{"$f":"SUMPRODUCT($M$38:$M$67,--($G$38:$G$67=R$70),--($AS$38:$AS$67=$E105),$AG$38:$AG$67)/1000","v":0},{"$f":"SUMPRODUCT($M$38:$M$67,--($G$38:$G$67=S$92),--($AS$38:$AS$67=$E105),$AG$38:$AG$67)/1000*$AH83","v":0},{"$f":"MAX(SUMPRODUCT($N$38:$N$67,--($G$38:$G$67=T$92),--($AS$38:$AS$67=$E105),$AG$38:$AG$67)/1000-SUMPRODUCT($P$38:$P$67,--($G$38:$G$67=T$92),--($AS$38:$AS$67=$E105)),0)","v":0},0,{"$f":"SUMPRODUCT($M$38:$M$67,--($G$38:$G$67=V$70),--($AS$38:$AS$67=$E105),$AG$38:$AG$67)/1000","v":0},{"$f":"SUMPRODUCT($M$38:$M$67,--($G$38:$G$67=W$92),--($AS$38:$AS$67=$E105),$AG$38:$AG$67)/1000*$AH83","v":0},{"$f":"MAX(SUMPRODUCT($N$38:$N$67,--($G$38:$G$67=X$92),--($AS$38:$AS$67=$E105),$AG$38:$AG$67)/1000-SUMPRODUCT($P$38:$P$67,--($G$38:$G$67=X$92),--($AS$38:$AS$67=$E105)),0)","v":0},0,0,0,0,0,0]
[null,null,{"$error":"#DIV/0!"},null,"Industrial process",{"$f":"SUMPRODUCT($M$38:$M$67,--($G$38:$G$67=F$70),--($AS$38:$AS$67=$E106),$AG$38:$AG$67)/1000","v":0},{"$f":"SUMPRODUCT($M$38:$M$67,--($G$38:$G$67=G$92),--($AS$38:$AS$67=$E106),$AG$38:$AG$67)/1000*$AH84","v":0},{"$f":"MAX(SUMPRODUCT($N$38:$N$67,--($G$38:$G$67=H$92),--($AS$38:$AS$67=$E106),$AG$38:$AG$67)/1000-SUMPRODUCT($P$38:$P$67,--($G$38:$G$67=H$92),--($AS$38:$AS$67=$E106)),0)","v":0},0,{"$f":"SUMPRODUCT($M$38:$M$67,--($G$38:$G$67=J$70),--($AS$38:$AS$67=$E106),$AG$38:$AG$67)/1000","v":0},{"$f":"SUMPRODUCT($M$38:$M$67,--($G$38:$G$67=K$92),--($AS$38:$AS$67=$E106),$AG$38:$AG$67)/1000*$AH84","v":0},{"$f":"MAX(SUMPRODUCT($N$38:$N$67,--($G$38:$G$67=L$92),--($AS$38:$AS$67=$E106),$AG$38:$AG$67)/1000-SUMPRODUCT($P$38:$P$67,--($G$38:$G$67=L$92),--($AS$38:$AS$67=$E106)),0)","v":0},0,{"$f":"SUMPRODUCT($M$38:$M$67,--($G$38:$G$67=N$70),--($AS$38:$AS$67=$E106),$AG$38:$AG$67)/1000","v":0},{"$f":"SUMPRODUCT($M$38:$M$67,--($G$38:$G$67=O$92),--($AS$38:$AS$67=$E106),$AG$38:$AG$67)/1000*$AH84","v":0},{"$f":"MAX(SUMPRODUCT($N$38:$N$67,--($G$38:$G$67=P$92),--($AS$38:$AS$67=$E106),$AG$38:$AG$67)/1000-SUMPRODUCT($P$38:$P$67,--($G$38:$G$67=P$92),--($AS$38:$AS$67=$E106)),0)","v":0},0,{"$f":"SUMPRODUCT($M$38:$M$67,--($G$38:$G$67=R$70),--($AS$38:$AS$67=$E106),$AG$38:$AG$67)/1000","v":0},{"$f":"SUMPRODUCT($M$38:$M$67,--($G$38:$G$67=S$92),--($AS$38:$AS$67=$E106),$AG$38:$AG$67)/1000*$AH84","v":0},{"$f":"MAX(SUMPRODUCT($N$38:$N$67,--($G$38:$G$67=T$92),--($AS$38:$AS$67=$E106),$AG$38:$AG$67)/1000-SUMPRODUCT($P$38:$P$67,--($G$38:$G$67=T$92),--($AS$38:$AS$67=$E106)),0)","v":0},0,{"$f":"SUMPRODUCT($M$38:$M$67,--($G$38:$G$67=V$70),--($AS$38:$AS$67=$E106),$AG$38:$AG$67)/1000","v":0},{"$f":"SUMPRODUCT($M$38:$M$67,--($G$38:$G$67=W$92),--($AS$38:$AS$67=$E106),$AG$38:$AG$67)/1000*$AH84","v":0},{"$f":"MAX(SUMPRODUCT($N$38:$N$67,--($G$38:$G$67=X$92),--($AS$38:$AS$67=$E106),$AG$38:$AG$67)/1000-SUMPRODUCT($P$38:$P$67,--($G$38:$G$67=X$92),--($AS$38:$AS$67=$E106)),0)","v":0},0,0,0,0,0,0]
[null,null,{"$error":"#DIV/0!"},null,"Refrigeration equipment (regulated)",{"$f":"SUMPRODUCT($M$38:$M$67,--($G$38:$G$67=F$70),--($AS$38:$AS$67=$E107),$AG$38:$AG$67)/1000","v":0},{"$f":"SUMPRODUCT($M$38:$M$67,--($G$38:$G$67=G$92),--($AS$38:$AS$67=$E107),$AG$38:$AG$67)/1000*$AH85","v":0},{"$f":"MAX(SUMPRODUCT($N$38:$N$67,--($G$38:$G$67=H$92),--($AS$38:$AS$67=$E107),$AG$38:$AG$67)/1000-SUMPRODUCT($P$38:$P$67,--($G$38:$G$67=H$92),--($AS$38:$AS$67=$E107)),0)","v":0},0,{"$f":"SUMPRODUCT($M$38:$M$67,--($G$38:$G$67=J$70),--($AS$38:$AS$67=$E107),$AG$38:$AG$67)/1000","v":0},{"$f":"SUMPRODUCT($M$38:$M$67,--($G$38:$G$67=K$92),--($AS$38:$AS$67=$E107),$AG$38:$AG$67)/1000*$AH85","v":0},{"$f":"MAX(SUMPRODUCT($N$38:$N$67,--($G$38:$G$67=L$92),--($AS$38:$AS$67=$E107),$AG$38:$AG$67)/1000-SUMPRODUCT($P$38:$P$67,--($G$38:$G$67=L$92),--($AS$38:$AS$67=$E107)),0)","v":0},0,{"$f":"SUMPRODUCT($M$38:$M$67,--($G$38:$G$67=N$70),--($AS$38:$AS$67=$E107),$AG$38:$AG$67)/1000","v":0},{"$f":"SUMPRODUCT($M$38:$M$67,--($G$38:$G$67=O$92),--($AS$38:$AS$67=$E107),$AG$38:$AG$67)/1000*$AH85","v":0},{"$f":"MAX(SUMPRODUCT($N$38:$N$67,--($G$38:$G$67=P$92),--($AS$38:$AS$67=$E107),$AG$38:$AG$67)/1000-SUMPRODUCT($P$38:$P$67,--($G$38:$G$67=P$92),--($AS$38:$AS$67=$E107)),0)","v":0},0,{"$f":"SUMPRODUCT($M$38:$M$67,--($G$38:$G$67=R$70),--($AS$38:$AS$67=$E107),$AG$38:$AG$67)/1000","v":0},{"$f":"SUMPRODUCT($M$38:$M$67,--($G$38:$G$67=S$92),--($AS$38:$AS$67=$E107),$AG$38:$AG$67)/1000*$AH85","v":0},{"$f":"MAX(SUMPRODUCT($N$38:$N$67,--($G$38:$G$67=T$92),--($AS$38:$AS$67=$E107),$AG$38:$AG$67)/1000-SUMPRODUCT($P$38:$P$67,--($G$38:$G$67=T$92),--($AS$38:$AS$67=$E107)),0)","v":0},0,{"$f":"SUMPRODUCT($M$38:$M$67,--($G$38:$G$67=V$70),--($AS$38:$AS$67=$E107),$AG$38:$AG$67)/1000","v":0},{"$f":"SUMPRODUCT($M$38:$M$67,--($G$38:$G$67=W$92),--($AS$38:$AS$67=$E107),$AG$38:$AG$67)/1000*$AH85","v":0},{"$f":"MAX(SUMPRODUCT($N$38:$N$67,--($G$38:$G$67=X$92),--($AS$38:$AS$67=$E107),$AG$38:$AG$67)/1000-SUMPRODUCT($P$38:$P$67,--($G$38:$G$67=X$92),--($AS$38:$AS$67=$E107)),0)","v":0},0,0,0,0,0,0]
[null,null,{"$error":"#DIV/0!"},null,"Refrigeration equipment (unregulated)",{"$f":"SUMPRODUCT($M$38:$M$67,--($G$38:$G$67=F$70),--($AS$38:$AS$67=$E108),$AG$38:$AG$67)/1000","v":0},{"$f":"SUMPRODUCT($M$38:$M$67,--($G$38:$G$67=G$92),--($AS$38:$AS$67=$E108),$AG$38:$AG$67)/1000*$AH86","v":0},{"$f":"MAX(SUMPRODUCT($N$38:$N$67,--($G$38:$G$67=H$92),--($AS$38:$AS$67=$E108),$AG$38:$AG$67)/1000-SUMPRODUCT($P$38:$P$67,--($G$38:$G$67=H$92),--($AS$38:$AS$67=$E108)),0)","v":0},0,{"$f":"SUMPRODUCT($M$38:$M$67,--($G$38:$G$67=J$70),--($AS$38:$AS$67=$E108),$AG$38:$AG$67)/1000","v":0},{"$f":"SUMPRODUCT($M$38:$M$67,--($G$38:$G$67=K$92),--($AS$38:$AS$67=$E108),$AG$38:$AG$67)/1000*$AH86","v":0},{"$f":"MAX(SUMPRODUCT($N$38:$N$67,--($G$38:$G$67=L$92),--($AS$38:$AS$67=$E108),$AG$38:$AG$67)/1000-SUMPRODUCT($P$38:$P$67,--($G$38:$G$67=L$92),--($AS$38:$AS$67=$E108)),0)","v":0},0,{"$f":"SUMPRODUCT($M$38:$M$67,--($G$38:$G$67=N$70),--($AS$38:$AS$67=$E108),$AG$38:$AG$67)/1000","v":0},{"$f":"SUMPRODUCT($M$38:$M$67,--($G$38:$G$67=O$92),--($AS$38:$AS$67=$E108),$AG$38:$AG$67)/1000*$AH86","v":0},{"$f":"MAX(SUMPRODUCT($N$38:$N$67,--($G$38:$G$67=P$92),--($AS$38:$AS$67=$E108),$AG$38:$AG$67)/1000-SUMPRODUCT($P$38:$P$67,--($G$38:$G$67=P$92),--($AS$38:$AS$67=$E108)),0)","v":0},0,{"$f":"SUMPRODUCT($M$38:$M$67,--($G$38:$G$67=R$70),--($AS$38:$AS$67=$E108),$AG$38:$AG$67)/1000","v":0},{"$f":"SUMPRODUCT($M$38:$M$67,--($G$38:$G$67=S$92),--($AS$38:$AS$67=$E108),$AG$38:$AG$67)/1000*$AH86","v":0},{"$f":"MAX(SUMPRODUCT($N$38:$N$67,--($G$38:$G$67=T$92),--($AS$38:$AS$67=$E108),$AG$38:$AG$67)/1000-SUMPRODUCT($P$38:$P$67,--($G$38:$G$67=T$92),--($AS$38:$AS$67=$E108)),0)","v":0},0,{"$f":"SUMPRODUCT($M$38:$M$67,--($G$38:$G$67=V$70),--($AS$38:$AS$67=$E108),$AG$38:$AG$67)/1000","v":0},{"$f":"SUMPRODUCT($M$38:$M$67,--($G$38:$G$67=W$92),--($AS$38:$AS$67=$E108),$AG$38:$AG$67)/1000*$AH86","v":0},{"$f":"MAX(SUMPRODUCT($N$38:$N$67,--($G$38:$G$67=X$92),--($AS$38:$AS$67=$E108),$AG$38:$AG$67)/1000-SUMPRODUCT($P$38:$P$67,--($G$38:$G$67=X$92),--($AS$38:$AS$67=$E108)),0)","v":0},0,0,0,0,0,0]
[null,null,{"$error":"#DIV/0!"},null,"Elevators and escalators",{"$f":"SUMPRODUCT($M$38:$M$67,--($G$38:$G$67=F$70),--($AS$38:$AS$67=$E109),$AG$38:$AG$67)/1000","v":0},{"$f":"SUMPRODUCT($M$38:$M$67,--($G$38:$G$67=G$92),--($AS$38:$AS$67=$E109),$AG$38:$AG$67)/1000*$AH87","v":0},{"$f":"MAX(SUMPRODUCT($N$38:$N$67,--($G$38:$G$67=H$92),--($AS$38:$AS$67=$E109),$AG$38:$AG$67)/1000-SUMPRODUCT($P$38:$P$67,--($G$38:$G$67=H$92),--($AS$38:$AS$67=$E109)),0)","v":0},0,{"$f":"SUMPRODUCT($M$38:$M$67,--($G$38:$G$67=J$70),--($AS$38:$AS$67=$E109),$AG$38:$AG$67)/1000","v":0},{"$f":"SUMPRODUCT($M$38:$M$67,--($G$38:$G$67=K$92),--($AS$38:$AS$67=$E109),$AG$38:$AG$67)/1000*$AH87","v":0},{"$f":"MAX(SUMPRODUCT($N$38:$N$67,--($G$38:$G$67=L$92),--($AS$38:$AS$67=$E109),$AG$38:$AG$67)/1000-SUMPRODUCT($P$38:$P$67,--($G$38:$G$67=L$92),--($AS$38:$AS$67=$E109)),0)","v":0},0,{"$f":"SUMPRODUCT($M$38:$M$67,--($G$38:$G$67=N$70),--($AS$38:$AS$67=$E109),$AG$38:$AG$67)/1000","v":0},{"$f":"SUMPRODUCT($M$38:$M$67,--($G$38:$G$67=O$92),--($AS$38:$AS$67=$E109),$AG$38:$AG$67)/1000*$AH87","v":0},{"$f":"MAX(SUMPRODUCT($N$38:$N$67,--($G$38:$G$67=P$92),--($AS$38:$AS$67=$E109),$AG$38:$AG$67)/1000-SUMPRODUCT($P$38:$P$67,--($G$38:$G$67=P$92),--($AS$38:$AS$67=$E109)),0)","v":0},0,{"$f":"SUMPRODUCT($M$38:$M$67,--($G$38:$G$67=R$70),--($AS$38:$AS$67=$E109),$AG$38:$AG$67)/1000","v":0},{"$f":"SUMPRODUCT($M$38:$M$67,--($G$38:$G$67=S$92),--($AS$38:$AS$67=$E109),$AG$38:$AG$67)/1000*$AH87","v":0},{"$f":"MAX(SUMPRODUCT($N$38:$N$67,--($G$38:$G$67=T$92),--($AS$38:$AS$67=$E109),$AG$38:$AG$67)/1000-SUMPRODUCT($P$38:$P$67,--($G$38:$G$67=T$92),--($AS$38:$AS$67=$E109)),0)","v":0},0,{"$f":"SUMPRODUCT($M$38:$M$67,--($G$38:$G$67=V$70),--($AS$38:$AS$67=$E109),$AG$38:$AG$67)/1000","v":0},{"$f":"SUMPRODUCT($M$38:$M$67,--($G$38:$G$67=W$92),--($AS$38:$AS$67=$E109),$AG$38:$AG$67)/1000*$AH87","v":0},{"$f":"MAX(SUMPRODUCT($N$38:$N$67,--($G$38:$G$67=X$92),--($AS$38:$AS$67=$E109),$AG$38:$AG$67)/1000-SUMPRODUCT($P$38:$P$67,--($G$38:$G$67=X$92),--($AS$38:$AS$67=$E109)),0)","v":0},0,0,0,0,0,0]
[null,null,{"$error":"#DIV/0!"},null,"Other regulated",{"$f":"SUMPRODUCT($M$38:$M$67,--($G$38:$G$67=F$70),--($AS$38:$AS$67=$E110),$AG$38:$AG$67)/1000","v":0},{"$f":"SUMPRODUCT($M$38:$M$67,--($G$38:$G$67=G$92),--($AS$38:$AS$67=$E110),$AG$38:$AG$67)/1000*$AH88","v":0},{"$f":"MAX(SUMPRODUCT($N$38:$N$67,--($G$38:$G$67=H$92),--($AS$38:$AS$67=$E110),$AG$38:$AG$67)/1000-SUMPRODUCT($P$38:$P$67,--($G$38:$G$67=H$92),--($AS$38:$AS$67=$E110)),0)","v":0},0,{"$f":"SUMPRODUCT($M$38:$M$67,--($G$38:$G$67=J$70),--($AS$38:$AS$67=$E110),$AG$38:$AG$67)/1000","v":0},{"$f":"SUMPRODUCT($M$38:$M$67,--($G$38:$G$67=K$92),--($AS$38:$AS$67=$E110),$AG$38:$AG$67)/1000*$AH88","v":0},{"$f":"MAX(SUMPRODUCT($N$38:$N$67,--($G$38:$G$67=L$92),--($AS$38:$AS$67=$E110),$AG$38:$AG$67)/1000-SUMPRODUCT($P$38:$P$67,--($G$38:$G$67=L$92),--($AS$38:$AS$67=$E110)),0)","v":0},0,{"$f":"SUMPRODUCT($M$38:$M$67,--($G$38:$G$67=N$70),--($AS$38:$AS$67=$E110),$AG$38:$AG$67)/1000","v":0},{"$f":"SUMPRODUCT($M$38:$M$67,--($G$38:$G$67=O$92),--($AS$38:$AS$67=$E110),$AG$38:$AG$67)/1000*$AH88","v":0},{"$f":"MAX(SUMPRODUCT($N$38:$N$67,--($G$38:$G$67=P$92),--($AS$38:$AS$67=$E110),$AG$38:$AG$67)/1000-SUMPRODUCT($P$38:$P$67,--($G$38:$G$67=P$92),--($AS$38:$AS$67=$E110)),0)","v":0},0,{"$f":"SUMPRODUCT($M$38:$M$67,--($G$38:$G$67=R$70),--($AS$38:$AS$67=$E110),$AG$38:$AG$67)/1000","v":0},{"$f":"SUMPRODUCT($M$38:$M$67,--($G$38:$G$67=S$92),--($AS$38:$AS$67=$E110),$AG$38:$AG$67)/1000*$AH88","v":0},{"$f":"MAX(SUMPRODUCT($N$38:$N$67,--($G$38:$G$67=T$92),--($AS$38:$AS$67=$E110),$AG$38:$AG$67)/1000-SUMPRODUCT($P$38:$P$67,--($G$38:$G$67=T$92),--($AS$38:$AS$67=$E110)),0)","v":0},0,{"$f":"SUMPRODUCT($M$38:$M$67,--($G$38:$G$67=V$70),--($AS$38:$AS$67=$E110),$AG$38:$AG$67)/1000","v":0},{"$f":"SUMPRODUCT($M$38:$M$67,--($G$38:$G$67=W$92),--($AS$38:$AS$67=$E110),$AG$38:$AG$67)/1000*$AH88","v":0},{"$f":"MAX(SUMPRODUCT($N$38:$N$67,--($G$38:$G$67=X$92),--($AS$38:$AS$67=$E110),$AG$38:$AG$67)/1000-SUMPRODUCT($P$38:$P$67,--($G$38:$G$67=X$92),--($AS$38:$AS$67=$E110)),0)","v":0},0,0,0,0,0,0]
[null,null,{"$error":"#DIV/0!"},null,"Other unregulated",{"$f":"SUMPRODUCT($M$38:$M$67,--($G$38:$G$67=F$70),--($AS$38:$AS$67=$E111),$AG$38:$AG$67)/1000","v":0},{"$f":"SUMPRODUCT($M$38:$M$67,--($G$38:$G$67=G$92),--($AS$38:$AS$67=$E111),$AG$38:$AG$67)/1000*$AH89","v":0},{"$f":"MAX(SUMPRODUCT($N$38:$N$67,--($G$38:$G$67=H$92),--($AS$38:$AS$67=$E111),$AG$38:$AG$67)/1000-SUMPRODUCT($P$38:$P$67,--($G$38:$G$67=H$92),--($AS$38:$AS$67=$E111)),0)","v":0},0,{"$f":"SUMPRODUCT($M$38:$M$67,--($G$38:$G$67=J$70),--($AS$38:$AS$67=$E111),$AG$38:$AG$67)/1000","v":0},{"$f":"SUMPRODUCT($M$38:$M$67,--($G$38:$G$67=K$92),--($AS$38:$AS$67=$E111),$AG$38:$AG$67)/1000*$AH89","v":0},{"$f":"MAX(SUMPRODUCT($N$38:$N$67,--($G$38:$G$67=L$92),--($AS$38:$AS$67=$E111),$AG$38:$AG$67)/1000-SUMPRODUCT($P$38:$P$67,--($G$38:$G$67=L$92),--($AS$38:$AS$67=$E111)),0)","v":0},0,{"$f":"SUMPRODUCT($M$38:$M$67,--($G$38:$G$67=N$70),--($AS$38:$AS$67=$E111),$AG$38:$AG$67)/1000","v":0},{"$f":"SUMPRODUCT($M$38:$M$67,--($G$38:$G$67=O$92),--($AS$38:$AS$67=$E111),$AG$38:$AG$67)/1000*$AH89","v":0},{"$f":"MAX(SUMPRODUCT($N$38:$N$67,--($G$38:$G$67=P$92),--($AS$38:$AS$67=$E111),$AG$38:$AG$67)/1000-SUMPRODUCT($P$38:$P$67,--($G$38:$G$67=P$92),--($AS$38:$AS$67=$E111)),0)","v":0},0,{"$f":"SUMPRODUCT($M$38:$M$67,--($G$38:$G$67=R$70),--($AS$38:$AS$67=$E111),$AG$38:$AG$67)/1000","v":0},{"$f":"SUMPRODUCT($M$38:$M$67,--($G$38:$G$67=S$92),--($AS$38:$AS$67=$E111),$AG$38:$AG$67)/1000*$AH89","v":0},{"$f":"MAX(SUMPRODUCT($N$38:$N$67,--($G$38:$G$67=T$92),--($AS$38:$AS$67=$E111),$AG$38:$AG$67)/1000-SUMPRODUCT($P$38:$P$67,--($G$38:$G$67=T$92),--($AS$38:$AS$67=$E111)),0)","v":0},0,{"$f":"SUMPRODUCT($M$38:$M$67,--($G$38:$G$67=V$70),--($AS$38:$AS$67=$E111),$AG$38:$AG$67)/1000","v":0},{"$f":"SUMPRODUCT($M$38:$M$67,--($G$38:$G$67=W$92),--($AS$38:$AS$67=$E111),$AG$38:$AG$67)/1000*$AH89","v":0},{"$f":"MAX(SUMPRODUCT($N$38:$N$67,--($G$38:$G$67=X$92),--($AS$38:$AS$67=$E111),$AG$38:$AG$67)/1000-SUMPRODUCT($P$38:$P$67,--($G$38:$G$67=X$92),--($AS$38:$AS$67=$E111)),0)","v":0},0,0,0,0,0,0]
[null,null,{"$error":"#DIV/0!"}]
[null,null,{"$error":"#DIV/0!"},null,"Table 4: Energy Consumption and Savings by Fuel and End Use Including Exceptional Calculations With Cap Applied",null,null,null,null,null,null,null,null,null,"Back to Table of Contents"]
[null,null,{"$f":"5/0","v":{"$error":"#DIV/0!"}},null,null,{"$f":"INDEX(ImportCostdata,AH$70+1,COLUMN(Import!$A$74))","v":0},{"$f":"INDEX(ImportCostdata,AI$70+1,COLUMN(Import!$A$74))","v":0},{"$f":"INDEX(ImportCostdata,AJ$70+1,COLUMN(Import!$A$74))","v":0},{"$f":"INDEX(ImportCostdata,AK$70+1,COLUMN(Import!$A$74))","v":0},{"$f":"INDEX(ImportCostdata,AL$70+1,COLUMN(Import!$A$74))","v":0},{"$f":"INDEX(ImportCostdata,AM$70+1,COLUMN(Import!$A$74))","v":0},{"$f":"INDEX(ImportCostdata,AN$70+1,COLUMN(Import!$A$74))","v":0},{"$f":"INDEX(ImportCostdata,AO$70+1,COLUMN(Import!$A$74))","v":0},{"$f":"INDEX(ImportCostdata,AP$70+1,COLUMN(Import!$A$74))","v":0},{"$f":"INDEX(ImportCostdata,AQ$70+1,COLUMN(Import!$A$74))","v":0},{"$f":"INDEX(ImportCostdata,AR$70+1,COLUMN(Import!$A$74))","v":0},{"$f":"INDEX(ImportCostdata,AS$70+1,COLUMN(Import!$A$74))","v":0},{"$f":"INDEX(ImportCostdata,AT$70+1,COLUMN(Import!$A$74))","v":0},{"$f":"INDEX(ImportCostdata,AU$70+1,COLUMN(Import!$A$74))","v":0},{"$f":"INDEX(ImportCostdata,AV$70+1,COLUMN(Import!$A$74))","v":0},{"$f":"INDEX(ImportCostdata,AW$70+1,COLUMN(Import!$A$74))","v":0},{"$f":"INDEX(ImportCostdata,AX$70+1,COLUMN(Import!$A$74))","v":0},{"$f":"INDEX(ImportCostdata,AY$70+1,COLUMN(Import!$A$74))","v":0},{"$f":"INDEX(ImportCostdata,AZ$70+1,COLUMN(Import!$A$74))","v":0},{"$f":"INDEX(ImportCostdata,BA$70+1,COLUMN(Import!$A$74))","v":0}]
[null,null,{"$error":"#DIV/0!"},null,"End Use",{"$f":"\"ASHRAE 90.1 ~2004 Baseline \" & F114 & \" Site Energy (MMBtu)\"","v":"ASHRAE 90.1 ~2004 Baseline 0 Site Energy (MMBtu)"},{"$f":"\"ASHRAE 90.1 \" & Lists_Modeling_Protocol_Year & \" Adjusted Baseline \" & G114 & \" Site Energy (MMBtu)\"","v":{"$error":"#VALUE!"}},{"$f":"\"Proposed \" & H114 & \" Site Energy (MMBtu)\"","v":"Proposed 0 Site Energy (MMBtu)"},{"$f":"I114 & \" Site Energy Savings (MMBtu)\"","v":"0 Site Energy Savings (MMBtu)"},{"$f":"\"ASHRAE 90.1 ~2004 Baseline \" & J114 & \" Site Energy (MMBtu)\"","v":"ASHRAE 90.1 ~2004 Baseline 0 Site Energy (MMBtu)"},{"$f":"\"ASHRAE 90.1 \" & Lists_Modeling_Protocol_Year & \" Adjusted Baseline \" & K114 & \" Site Energy (MMBtu)\"","v":{"$error":"#VALUE!"}},{"$f":"\"Proposed \" & L114 & \" Site Energy (MMBtu)\"","v":"Proposed 0 Site Energy (MMBtu)"},{"$f":"M114 & \" Site Energy Savings (MMBtu)\"","v":"0 Site Energy Savings (MMBtu)"},{"$f":"\"ASHRAE 90.1 ~2004 Baseline \" & N114 & \" Site Energy (MMBtu)\"","v":"ASHRAE 90.1 ~2004 Baseline 0 Site Energy (MMBtu)"},{"$f":"\"ASHRAE 90.1 \" & Lists_Modeling_Protocol_Year & \" Adjusted Baseline \" & O114 & \" Site Energy (MMBtu)\"","v":{"$error":"#VALUE!"}},{"$f":"\"Proposed \" & P114 & \" Site Energy (MMBtu)\"","v":"Proposed 0 Site Energy (MMBtu)"},{"$f":"Q114 & \" Site Energy Savings (MMBtu)\"","v":"0 Site Energy Savings (MMBtu)"},{"$f":"\"ASHRAE 90.1 ~2004 Baseline \" & R114 & \" Site Energy (MMBtu)\"","v":"ASHRAE 90.1 ~2004 Baseline 0 Site Energy (MMBtu)"},{"$f":"\"ASHRAE 90.1 \" & Lists_Modeling_Protocol_Year & \" Adjusted Baseline \" & S114 & \" Site Energy (MMBtu)\"","v":{"$error":"#VALUE!"}},{"$f":"\"Proposed \" & T114 & \" Site Energy (MMBtu)\"","v":"Proposed 0 Site Energy (MMBtu)"},{"$f":"U114 & \" Site Energy Savings (MMBtu)\"","v":"0 Site Energy Savings (MMBtu)"},{"$f":"\"ASHRAE 90.1 ~2004 Baseline \" & V114 & \" Site Energy (MMBtu)\"","v":"ASHRAE 90.1 ~2004 Baseline 0 Site Energy (MMBtu)"},{"$f":"\"ASHRAE 90.1 \" & Lists_Modeling_Protocol_Year & \" Adjusted Baseline \" & W114 & \" Site Energy (MMBtu)\"","v":{"$error":"#VALUE!"}},{"$f":"\"Proposed \" & X114 & \" Site Energy (MMBtu)\"","v":"Proposed 0 Site Energy (MMBtu)"},{"$f":"Y114 & \" Site Energy Savings (MMBtu)\"","v":"0 Site Energy Savings (MMBtu)"},"ASHRAE 90.1 ~2004 Baseline Site Energy (MMBtu)",{"$f":"\"Total ASHRAE 90.1 \" & Lists_Modeling_Protocol_Year & \" Adjusted Baseline Site Energy (MMBtu)\"","v":{"$error":"#VALUE!"}},"Total Proposed Site Energy (MMBtu)","Total Site Energy Savings Compared to ~2004 Baseline (MMBtu)",{"$f":"\"Total Site Energy Savings Compared to \" & Lists_Modeling_Protocol_Year & \" Baseline (MMBtu)\"","v":{"$error":"#VALUE!"}}]
[null,null,{"$error":"#DIV/0!"},null,"Interior lighting",{"$f":"SUMPRODUCT($M$38:$M$67,--($G$38:$G$67=F$70),--($AS$38:$AS$67=$E116),$AG$38:$AG$67)/1000","v":0},{"$f":"SUMPRODUCT($M$38:$M$67,--($G$38:$G$67=G$114),--($AS$38:$AS$67=$E116),$AG$38:$AG$67)/1000*$AH72","v":0},{"$f":"MAX(SUMPRODUCT($N$38:$N$67,--($G$38:$G$67=H$70),--($AS$38:$AS$67=$E116),$AG$38:$AG$67)/1000-SUMPRODUCT($Q$38:$Q$67,--($G$38:$G$67=H$70),--($AS$38:$AS$67=$E116)),0)","v":0},{"$f":"G116-H116","v":0},{"$f":"SUMPRODUCT($M$38:$M$67,--($G$38:$G$67=J$70),--($AS$38:$AS$67=$E116),$AG$38:$AG$67)/1000","v":0},{"$f":"SUMPRODUCT($M$38:$M$67,--($G$38:$G$67=K$114),--($AS$38:$AS$67=$E116),$AG$38:$AG$67)/1000*$AH72","v":0},{"$f":"SUMPRODUCT($N$38:$N$67,--($G$38:$G$67=L$70),--($AS$38:$AS$67=$E116),$AG$38:$AG$67)/1000-SUMPRODUCT($Q$38:$Q$67,--($G$38:$G$67=L$70),--($AS$38:$AS$67=$E116))","v":0},{"$f":"K116-L116","v":0},{"$f":"SUMPRODUCT($M$38:$M$67,--($G$38:$G$67=N$70),--($AS$38:$AS$67=$E116),$AG$38:$AG$67)/1000","v":0},{"$f":"SUMPRODUCT($M$38:$M$67,--($G$38:$G$67=O$114),--($AS$38:$AS$67=$E116),$AG$38:$AG$67)/1000*$AH72","v":0},{"$f":"MAX(SUMPRODUCT($N$38:$N$67,--($G$38:$G$67=P$70),--($AS$38:$AS$67=$E116),$AG$38:$AG$67)/1000-SUMPRODUCT($Q$38:$Q$67,--($G$38:$G$67=P$70),--($AS$38:$AS$67=$E116)),0)","v":0},{"$f":"O116-P116","v":0},{"$f":"SUMPRODUCT($M$38:$M$67,--($G$38:$G$67=R$70),--($AS$38:$AS$67=$E116),$AG$38:$AG$67)/1000","v":0},{"$f":"SUMPRODUCT($M$38:$M$67,--($G$38:$G$67=S$114),--($AS$38:$AS$67=$E116),$AG$38:$AG$67)/1000*$AH72","v":0},{"$f":"MAX(SUMPRODUCT($N$38:$N$67,--($G$38:$G$67=T$70),--($AS$38:$AS$67=$E116),$AG$38:$AG$67)/1000-SUMPRODUCT($Q$38:$Q$67,--($G$38:$G$67=T$70),--($AS$38:$AS$67=$E116)),0)","v":0},{"$f":"S116-T116","v":0},{"$f":"SUMPRODUCT($M$38:$M$67,--($G$38:$G$67=V$70),--($AS$38:$AS$67=$E116),$AG$38:$AG$67)/1000","v":0},{"$f":"SUMPRODUCT($M$38:$M$67,--($G$38:$G$67=W$114),--($AS$38:$AS$67=$E116),$AG$38:$AG$67)/1000*$AH72","v":0},{"$f":"MAX(SUMPRODUCT($N$38:$N$67,--($G$38:$G$67=X$70),--($AS$38:$AS$67=$E116),$AG$38:$AG$67)/1000-SUMPRODUCT($Q$38:$Q$67,--($G$38:$G$67=X$70),--($AS$38:$AS$67=$E116)),0)","v":0},{"$f":"W116-X116","v":0},{"$f":"F116+J116+N116+R116+V116","v":0},{"$f":"G116+K116+O116+S116+W116","v":0},{"$f":"H116+L116+P116+T116+X116","v":0},{"$f":"Z116-AB116","v":0},{"$f":"AA116-AB116","v":0}]
[null,null,{"$error":"#DIV/0!"},null,"Interior lighting (unregulated)",{"$f":"SUMPRODUCT($M$38:$M$67,--($G$38:$G$67=F$70),--($AS$38:$AS$67=$E117),$AG$38:$AG$67)/1000","v":0},{"$f":"SUMPRODUCT($M$38:$M$67,--($G$38:$G$67=G$114),--($AS$38:$AS$67=$E117),$AG$38:$AG$67)/1000*$AH73","v":0},{"$f":"MAX(SUMPRODUCT($N$38:$N$67,--($G$38:$G$67=H$70),--($AS$38:$AS$67=$E117),$AG$38:$AG$67)/1000-SUMPRODUCT($Q$38:$Q$67,--($G$38:$G$67=H$70),--($AS$38:$AS$67=$E117)),0)","v":0},{"$f":"G117-H117","v":0},{"$f":"SUMPRODUCT($M$38:$M$67,--($G$38:$G$67=J$70),--($AS$38:$AS$67=$E117),$AG$38:$AG$67)/1000","v":0},{"$f":"SUMPRODUCT($M$38:$M$67,--($G$38:$G$67=K$114),--($AS$38:$AS$67=$E117),$AG$38:$AG$67)/1000*$AH73","v":0},{"$f":"SUMPRODUCT($N$38:$N$67,--($G$38:$G$67=L$70),--($AS$38:$AS$67=$E117),$AG$38:$AG$67)/1000-SUMPRODUCT($Q$38:$Q$67,--($G$38:$G$67=L$70),--($AS$38:$AS$67=$E117))","v":0},{"$f":"K117-L117","v":0},{"$f":"SUMPRODUCT($M$38:$M$67,--($G$38:$G$67=N$70),--($AS$38:$AS$67=$E117),$AG$38:$AG$67)/1000","v":0},{"$f":"SUMPRODUCT($M$38:$M$67,--($G$38:$G$67=O$114),--($AS$38:$AS$67=$E117),$AG$38:$AG$67)/1000*$AH73","v":0},{"$f":"MAX(SUMPRODUCT($N$38:$N$67,--($G$38:$G$67=P$70),--($AS$38:$AS$67=$E117),$AG$38:$AG$67)/1000-SUMPRODUCT($Q$38:$Q$67,--($G$38:$G$67=P$70),--($AS$38:$AS$67=$E117)),0)","v":0},{"$f":"O117-P117","v":0},{"$f":"SUMPRODUCT($M$38:$M$67,--($G$38:$G$67=R$70),--($AS$38:$AS$67=$E117),$AG$38:$AG$67)/1000","v":0},{"$f":"SUMPRODUCT($M$38:$M$67,--($G$38:$G$67=S$114),--($AS$38:$AS$67=$E117),$AG$38:$AG$67)/1000*$AH73","v":0},{"$f":"MAX(SUMPRODUCT($N$38:$N$67,--($G$38:$G$67=T$70),--($AS$38:$AS$67=$E117),$AG$38:$AG$67)/1000-SUMPRODUCT($Q$38:$Q$67,--($G$38:$G$67=T$70),--($AS$38:$AS$67=$E117)),0)","v":0},{"$f":"S117-T117","v":0},{"$f":"SUMPRODUCT($M$38:$M$67,--($G$38:$G$67=V$70),--($AS$38:$AS$67=$E117),$AG$38:$AG$67)/1000","v":0},{"$f":"SUMPRODUCT($M$38:$M$67,--($G$38:$G$67=W$114),--($AS$38:$AS$67=$E117),$AG$38:$AG$67)/1000*$AH73","v":0},{"$f":"MAX(SUMPRODUCT($N$38:$N$67,--($G$38:$G$67=X$70),--($AS$38:$AS$67=$E117),$AG$38:$AG$67)/1000-SUMPRODUCT($Q$38:$Q$67,--($G$38:$G$67=X$70),--($AS$38:$AS$67=$E117)),0)","v":0},{"$f":"W117-X117","v":0},{"$f":"F117+J117+N117+R117+V117","v":0},{"$f":"G117+K117+O117+S117+W117","v":0},{"$f":"H117+L117+P117+T117+X117","v":0},{"$f":"Z117-AB117","v":0},0]
[null,null,{"$error":"#DIV/0!"},null,"Exterior lighting",{"$f":"SUMPRODUCT($M$38:$M$67,--($G$38:$G$67=F$70),--($AS$38:$AS$67=$E118),$AG$38:$AG$67)/1000","v":0},{"$f":"SUMPRODUCT($M$38:$M$67,--($G$38:$G$67=G$114),--($AS$38:$AS$67=$E118),$AG$38:$AG$67)/1000*$AH74","v":0},{"$f":"MAX(SUMPRODUCT($N$38:$N$67,--($G$38:$G$67=H$70),--($AS$38:$AS$67=$E118),$AG$38:$AG$67)/1000-SUMPRODUCT($Q$38:$Q$67,--($G$38:$G$67=H$70),--($AS$38:$AS$67=$E118)),0)","v":0},0,{"$f":"SUMPRODUCT($M$38:$M$67,--($G$38:$G$67=J$70),--($AS$38:$AS$67=$E118),$AG$38:$AG$67)/1000","v":0},{"$f":"SUMPRODUCT($M$38:$M$67,--($G$38:$G$67=K$114),--($AS$38:$AS$67=$E118),$AG$38:$AG$67)/1000*$AH74","v":0},{"$f":"SUMPRODUCT($N$38:$N$67,--($G$38:$G$67=L$70),--($AS$38:$AS$67=$E118),$AG$38:$AG$67)/1000-SUMPRODUCT($Q$38:$Q$67,--($G$38:$G$67=L$70),--($AS$38:$AS$67=$E118))","v":0},0,{"$f":"SUMPRODUCT($M$38:$M$67,--($G$38:$G$67=N$70),--($AS$38:$AS$67=$E118),$AG$38:$AG$67)/1000","v":0},{"$f":"SUMPRODUCT($M$38:$M$67,--($G$38:$G$67=O$114),--($AS$38:$AS$67=$E118),$AG$38:$AG$67)/1000*$AH74","v":0},{"$f":"MAX(SUMPRODUCT($N$38:$N$67,--($G$38:$G$67=P$70),--($AS$38:$AS$67=$E118),$AG$38:$AG$67)/1000-SUMPRODUCT($Q$38:$Q$67,--($G$38:$G$67=P$70),--($AS$38:$AS$67=$E118)),0)","v":0},0,{"$f":"SUMPRODUCT($M$38:$M$67,--($G$38:$G$67=R$70),--($AS$38:$AS$67=$E118),$AG$38:$AG$67)/1000","v":0},{"$f":"SUMPRODUCT($M$38:$M$67,--($G$38:$G$67=S$114),--($AS$38:$AS$67=$E118),$AG$38:$AG$67)/1000*$AH74","v":0},{"$f":"MAX(SUMPRODUCT($N$38:$N$67,--($G$38:$G$67=T$70),--($AS$38:$AS$67=$E118),$AG$38:$AG$67)/1000-SUMPRODUCT($Q$38:$Q$67,--($G$38:$G$67=T$70),--($AS$38:$AS$67=$E118)),0)","v":0},0,{"$f":"SUMPRODUCT($M$38:$M$67,--($G$38:$G$67=V$70),--($AS$38:$AS$67=$E118),$AG$38:$AG$67)/1000","v":0},{"$f":"SUMPRODUCT($M$38:$M$67,--($G$38:$G$67=W$114),--($AS$38:$AS$67=$E118),$AG$38:$AG$67)/1000*$AH74","v":0},{"$f":"MAX(SUMPRODUCT($N$38:$N$67,--($G$38:$G$67=X$70),--($AS$38:$AS$67=$E118),$AG$38:$AG$67)/1000-SUMPRODUCT($Q$38:$Q$67,--($G$38:$G$67=X$70),--($AS$38:$AS$67=$E118)),0)","v":0},0,0,0,0,0,0]
[null,null,{"$error":"#DIV/0!"},null,"Space heating",{"$f":"SUMPRODUCT($M$38:$M$67,--($G$38:$G$67=F$70),--($AS$38:$AS$67=$E119),$AG$38:$AG$67)/1000","v":0},{"$f":"SUMPRODUCT($M$38:$M$67,--($G$38:$G$67=G$114),--($AS$38:$AS$67=$E119),$AG$38:$AG$67)/1000*$AH75","v":0},{"$f":"MAX(SUMPRODUCT($N$38:$N$67,--($G$38:$G$67=H$70),--($AS$38:$AS$67=$E119),$AG$38:$AG$67)/1000-SUMPRODUCT($Q$38:$Q$67,--($G$38:$G$67=H$70),--($AS$38:$AS$67=$E119)),0)","v":0},0,{"$f":"SUMPRODUCT($M$38:$M$67,--($G$38:$G$67=J$70),--($AS$38:$AS$67=$E119),$AG$38:$AG$67)/1000","v":0},{"$f":"SUMPRODUCT($M$38:$M$67,--($G$38:$G$67=K$114),--($AS$38:$AS$67=$E119),$AG$38:$AG$67)/1000*$AH75","v":0},{"$f":"SUMPRODUCT($N$38:$N$67,--($G$38:$G$67=L$70),--($AS$38:$AS$67=$E119),$AG$38:$AG$67)/1000-SUMPRODUCT($Q$38:$Q$67,--($G$38:$G$67=L$70),--($AS$38:$AS$67=$E119))","v":0},0,{"$f":"SUMPRODUCT($M$38:$M$67,--($G$38:$G$67=N$70),--($AS$38:$AS$67=$E119),$AG$38:$AG$67)/1000","v":0},{"$f":"SUMPRODUCT($M$38:$M$67,--($G$38:$G$67=O$114),--($AS$38:$AS$67=$E119),$AG$38:$AG$67)/1000*$AH75","v":0},{"$f":"MAX(SUMPRODUCT($N$38:$N$67,--($G$38:$G$67=P$70),--($AS$38:$AS$67=$E119),$AG$38:$AG$67)/1000-SUMPRODUCT($Q$38:$Q$67,--($G$38:$G$67=P$70),--($AS$38:$AS$67=$E119)),0)","v":0},0,{"$f":"SUMPRODUCT($M$38:$M$67,--($G$38:$G$67=R$70),--($AS$38:$AS$67=$E119),$AG$38:$AG$67)/1000","v":0},{"$f":"SUMPRODUCT($M$38:$M$67,--($G$38:$G$67=S$114),--($AS$38:$AS$67=$E119),$AG$38:$AG$67)/1000*$AH75","v":0},{"$f":"MAX(SUMPRODUCT($N$38:$N$67,--($G$38:$G$67=T$70),--($AS$38:$AS$67=$E119),$AG$38:$AG$67)/1000-SUMPRODUCT($Q$38:$Q$67,--($G$38:$G$67=T$70),--($AS$38:$AS$67=$E119)),0)","v":0},0,{"$f":"SUMPRODUCT($M$38:$M$67,--($G$38:$G$67=V$70),--($AS$38:$AS$67=$E119),$AG$38:$AG$67)/1000","v":0},{"$f":"SUMPRODUCT($M$38:$M$67,--($G$38:$G$67=W$114),--($AS$38:$AS$67=$E119),$AG$38:$AG$67)/1000*$AH75","v":0},{"$f":"MAX(SUMPRODUCT($N$38:$N$67,--($G$38:$G$67=X$70),--($AS$38:$AS$67=$E119),$AG$38:$AG$67)/1000-SUMPRODUCT($Q$38:$Q$67,--($G$38:$G$67=X$70),--($AS$38:$AS$67=$E119)),0)","v":0},0,0,0,0,0,0]
[null,null,{"$error":"#DIV/0!"},null,"Heat pump supplemental heater",{"$f":"SUMPRODUCT($M$38:$M$67,--($G$38:$G$67=F$70),--($AS$38:$AS$67=$E120),$AG$38:$AG$67)/1000","v":0},{"$f":"SUMPRODUCT($M$38:$M$67,--($G$38:$G$67=G$114),--($AS$38:$AS$67=$E120),$AG$38:$AG$67)/1000*$AH76","v":0},{"$f":"MAX(SUMPRODUCT($N$38:$N$67,--($G$38:$G$67=H$70),--($AS$38:$AS$67=$E120),$AG$38:$AG$67)/1000-SUMPRODUCT($Q$38:$Q$67,--($G$38:$G$67=H$70),--($AS$38:$AS$67=$E120)),0)","v":0},0,{"$f":"SUMPRODUCT($M$38:$M$67,--($G$38:$G$67=J$70),--($AS$38:$AS$67=$E120),$AG$38:$AG$67)/1000","v":0},{"$f":"SUMPRODUCT($M$38:$M$67,--($G$38:$G$67=K$114),--($AS$38:$AS$67=$E120),$AG$38:$AG$67)/1000*$AH76","v":0},{"$f":"SUMPRODUCT($N$38:$N$67,--($G$38:$G$67=L$70),--($AS$38:$AS$67=$E120),$AG$38:$AG$67)/1000-SUMPRODUCT($Q$38:$Q$67,--($G$38:$G$67=L$70),--($AS$38:$AS$67=$E120))","v":0},0,{"$f":"SUMPRODUCT($M$38:$M$67,--($G$38:$G$67=N$70),--($AS$38:$AS$67=$E120),$AG$38:$AG$67)/1000","v":0},{"$f":"SUMPRODUCT($M$38:$M$67,--($G$38:$G$67=O$114),--($AS$38:$AS$67=$E120),$AG$38:$AG$67)/1000*$AH76","v":0},{"$f":"MAX(SUMPRODUCT($N$38:$N$67,--($G$38:$G$67=P$70),--($AS$38:$AS$67=$E120),$AG$38:$AG$67)/1000-SUMPRODUCT($Q$38:$Q$67,--($G$38:$G$67=P$70),--($AS$38:$AS$67=$E120)),0)","v":0},0,{"$f":"SUMPRODUCT($M$38:$M$67,--($G$38:$G$67=R$70),--($AS$38:$AS$67=$E120),$AG$38:$AG$67)/1000","v":0},{"$f":"SUMPRODUCT($M$38:$M$67,--($G$38:$G$67=S$114),--($AS$38:$AS$67=$E120),$AG$38:$AG$67)/1000*$AH76","v":0},{"$f":"MAX(SUMPRODUCT($N$38:$N$67,--($G$38:$G$67=T$70),--($AS$38:$AS$67=$E120),$AG$38:$AG$67)/1000-SUMPRODUCT($Q$38:$Q$67,--($G$38:$G$67=T$70),--($AS$38:$AS$67=$E120)),0)","v":0},0,{"$f":"SUMPRODUCT($M$38:$M$67,--($G$38:$G$67=V$70),--($AS$38:$AS$67=$E120),$AG$38:$AG$67)/1000","v":0},{"$f":"SUMPRODUCT($M$38:$M$67,--($G$38:$G$67=W$114),--($AS$38:$AS$67=$E120),$AG$38:$AG$67)/1000*$AH76","v":0},{"$f":"MAX(SUMPRODUCT($N$38:$N$67,--($G$38:$G$67=X$70),--($AS$38:$AS$67=$E120),$AG$38:$AG$67)/1000-SUMPRODUCT($Q$38:$Q$67,--($G$38:$G$67=X$70),--($AS$38:$AS$67=$E120)),0)","v":0},0,0,0,0,0,0]
[null,null,{"$error":"#DIV/0!"},null,"Space cooling",{"$f":"SUMPRODUCT($M$38:$M$67,--($G$38:$G$67=F$70),--($AS$38:$AS$67=$E121),$AG$38:$AG$67)/1000","v":0},{"$f":"SUMPRODUCT($M$38:$M$67,--($G$38:$G$67=G$114),--($AS$38:$AS$67=$E121),$AG$38:$AG$67)/1000*$AH77","v":0},{"$f":"MAX(SUMPRODUCT($N$38:$N$67,--($G$38:$G$67=H$70),--($AS$38:$AS$67=$E121),$AG$38:$AG$67)/1000-SUMPRODUCT($Q$38:$Q$67,--($G$38:$G$67=H$70),--($AS$38:$AS$67=$E121)),0)","v":0},0,{"$f":"SUMPRODUCT($M$38:$M$67,--($G$38:$G$67=J$70),--($AS$38:$AS$67=$E121),$AG$38:$AG$67)/1000","v":0},{"$f":"SUMPRODUCT($M$38:$M$67,--($G$38:$G$67=K$114),--($AS$38:$AS$67=$E121),$AG$38:$AG$67)/1000*$AH77","v":0},{"$f":"SUMPRODUCT($N$38:$N$67,--($G$38:$G$67=L$70),--($AS$38:$AS$67=$E121),$AG$38:$AG$67)/1000-SUMPRODUCT($Q$38:$Q$67,--($G$38:$G$67=L$70),--($AS$38:$AS$67=$E121))","v":0},0,{"$f":"SUMPRODUCT($M$38:$M$67,--($G$38:$G$67=N$70),--($AS$38:$AS$67=$E121),$AG$38:$AG$67)/1000","v":0},{"$f":"SUMPRODUCT($M$38:$M$67,--($G$38:$G$67=O$114),--($AS$38:$AS$67=$E121),$AG$38:$AG$67)/1000*$AH77","v":0},{"$f":"MAX(SUMPRODUCT($N$38:$N$67,--($G$38:$G$67=P$70),--($AS$38:$AS$67=$E121),$AG$38:$AG$67)/1000-SUMPRODUCT($Q$38:$Q$67,--($G$38:$G$67=P$70),--($AS$38:$AS$67=$E121)),0)","v":0},0,{"$f":"SUMPRODUCT($M$38:$M$67,--($G$38:$G$67=R$70),--($AS$38:$AS$67=$E121),$AG$38:$AG$67)/1000","v":0},{"$f":"SUMPRODUCT($M$38:$M$67,--($G$38:$G$67=S$114),--($AS$38:$AS$67=$E121),$AG$38:$AG$67)/1000*$AH77","v":0},{"$f":"MAX(SUMPRODUCT($N$38:$N$67,--($G$38:$G$67=T$70),--($AS$38:$AS$67=$E121),$AG$38:$AG$67)/1000-SUMPRODUCT($Q$38:$Q$67,--($G$38:$G$67=T$70),--($AS$38:$AS$67=$E121)),0)","v":0},0,{"$f":"SUMPRODUCT($M$38:$M$67,--($G$38:$G$67=V$70),--($AS$38:$AS$67=$E121),$AG$38:$AG$67)/1000","v":0},{"$f":"SUMPRODUCT($M$38:$M$67,--($G$38:$G$67=W$114),--($AS$38:$AS$67=$E121),$AG$38:$AG$67)/1000*$AH77","v":0},{"$f":"MAX(SUMPRODUCT($N$38:$N$67,--($G$38:$G$67=X$70),--($AS$38:$AS$67=$E121),$AG$38:$AG$67)/1000-SUMPRODUCT($Q$38:$Q$67,--($G$38:$G$67=X$70),--($AS$38:$AS$67=$E121)),0)","v":0},0,0,0,0,0,0]
[null,null,{"$error":"#DIV/0!"},null,"Pumps",{"$f":"SUMPRODUCT($M$38:$M$67,--($G$38:$G$67=F$70),--($AS$38:$AS$67=$E122),$AG$38:$AG$67)/1000","v":0},{"$f":"SUMPRODUCT($M$38:$M$67,--($G$38:$G$67=G$114),--($AS$38:$AS$67=$E122),$AG$38:$AG$67)/1000*$AH78","v":0},{"$f":"MAX(SUMPRODUCT($N$38:$N$67,--($G$38:$G$67=H$70),--($AS$38:$AS$67=$E122),$AG$38:$AG$67)/1000-SUMPRODUCT($Q$38:$Q$67,--($G$38:$G$67=H$70),--($AS$38:$AS$67=$E122)),0)","v":0},0,{"$f":"SUMPRODUCT($M$38:$M$67,--($G$38:$G$67=J$70),--($AS$38:$AS$67=$E122),$AG$38:$AG$67)/1000","v":0},{"$f":"SUMPRODUCT($M$38:$M$67,--($G$38:$G$67=K$114),--($AS$38:$AS$67=$E122),$AG$38:$AG$67)/1000*$AH78","v":0},{"$f":"SUMPRODUCT($N$38:$N$67,--($G$38:$G$67=L$70),--($AS$38:$AS$67=$E122),$AG$38:$AG$67)/1000-SUMPRODUCT($Q$38:$Q$67,--($G$38:$G$67=L$70),--($AS$38:$AS$67=$E122))","v":0},0,{"$f":"SUMPRODUCT($M$38:$M$67,--($G$38:$G$67=N$70),--($AS$38:$AS$67=$E122),$AG$38:$AG$67)/1000","v":0},{"$f":"SUMPRODUCT($M$38:$M$67,--($G$38:$G$67=O$114),--($AS$38:$AS$67=$E122),$AG$38:$AG$67)/1000*$AH78","v":0},{"$f":"MAX(SUMPRODUCT($N$38:$N$67,--($G$38:$G$67=P$70),--($AS$38:$AS$67=$E122),$AG$38:$AG$67)/1000-SUMPRODUCT($Q$38:$Q$67,--($G$38:$G$67=P$70),--($AS$38:$AS$67=$E122)),0)","v":0},0,{"$f":"SUMPRODUCT($M$38:$M$67,--($G$38:$G$67=R$70),--($AS$38:$AS$67=$E122),$AG$38:$AG$67)/1000","v":0},{"$f":"SUMPRODUCT($M$38:$M$67,--($G$38:$G$67=S$114),--($AS$38:$AS$67=$E122),$AG$38:$AG$67)/1000*$AH78","v":0},{"$f":"MAX(SUMPRODUCT($N$38:$N$67,--($G$38:$G$67=T$70),--($AS$38:$AS$67=$E122),$AG$38:$AG$67)/1000-SUMPRODUCT($Q$38:$Q$67,--($G$38:$G$67=T$70),--($AS$38:$AS$67=$E122)),0)","v":0},0,{"$f":"SUMPRODUCT($M$38:$M$67,--($G$38:$G$67=V$70),--($AS$38:$AS$67=$E122),$AG$38:$AG$67)/1000","v":0},{"$f":"SUMPRODUCT($M$38:$M$67,--($G$38:$G$67=W$114),--($AS$38:$AS$67=$E122),$AG$38:$AG$67)/1000*$AH78","v":0},{"$f":"MAX(SUMPRODUCT($N$38:$N$67,--($G$38:$G$67=X$70),--($AS$38:$AS$67=$E122),$AG$38:$AG$67)/1000-SUMPRODUCT($Q$38:$Q$67,--($G$38:$G$67=X$70),--($AS$38:$AS$67=$E122)),0)","v":0},0,0,0,0,0,0]
[null,null,{"$error":"#DIV/0!"},null,"Heat rejection",{"$f":"SUMPRODUCT($M$38:$M$67,--($G$38:$G$67=F$70),--($AS$38:$AS$67=$E123),$AG$38:$AG$67)/1000","v":0},{"$f":"SUMPRODUCT($M$38:$M$67,--($G$38:$G$67=G$114),--($AS$38:$AS$67=$E123),$AG$38:$AG$67)/1000*$AH79","v":0},{"$f":"MAX(SUMPRODUCT($N$38:$N$67,--($G$38:$G$67=H$70),--($AS$38:$AS$67=$E123),$AG$38:$AG$67)/1000-SUMPRODUCT($Q$38:$Q$67,--($G$38:$G$67=H$70),--($AS$38:$AS$67=$E123)),0)","v":0},0,{"$f":"SUMPRODUCT($M$38:$M$67,--($G$38:$G$67=J$70),--($AS$38:$AS$67=$E123),$AG$38:$AG$67)/1000","v":0},{"$f":"SUMPRODUCT($M$38:$M$67,--($G$38:$G$67=K$114),--($AS$38:$AS$67=$E123),$AG$38:$AG$67)/1000*$AH79","v":0},{"$f":"SUMPRODUCT($N$38:$N$67,--($G$38:$G$67=L$70),--($AS$38:$AS$67=$E123),$AG$38:$AG$67)/1000-SUMPRODUCT($Q$38:$Q$67,--($G$38:$G$67=L$70),--($AS$38:$AS$67=$E123))","v":0},0,{"$f":"SUMPRODUCT($M$38:$M$67,--($G$38:$G$67=N$70),--($AS$38:$AS$67=$E123),$AG$38:$AG$67)/1000","v":0},{"$f":"SUMPRODUCT($M$38:$M$67,--($G$38:$G$67=O$114),--($AS$38:$AS$67=$E123),$AG$38:$AG$67)/1000*$AH79","v":0},{"$f":"MAX(SUMPRODUCT($N$38:$N$67,--($G$38:$G$67=P$70),--($AS$38:$AS$67=$E123),$AG$38:$AG$67)/1000-SUMPRODUCT($Q$38:$Q$67,--($G$38:$G$67=P$70),--($AS$38:$AS$67=$E123)),0)","v":0},0,{"$f":"SUMPRODUCT($M$38:$M$67,--($G$38:$G$67=R$70),--($AS$38:$AS$67=$E123),$AG$38:$AG$67)/1000","v":0},{"$f":"SUMPRODUCT($M$38:$M$67,--($G$38:$G$67=S$114),--($AS$38:$AS$67=$E123),$AG$38:$AG$67)/1000*$AH79","v":0},{"$f":"MAX(SUMPRODUCT($N$38:$N$67,--($G$38:$G$67=T$70),--($AS$38:$AS$67=$E123),$AG$38:$AG$67)/1000-SUMPRODUCT($Q$38:$Q$67,--($G$38:$G$67=T$70),--($AS$38:$AS$67=$E123)),0)","v":0},0,{"$f":"SUMPRODUCT($M$38:$M$67,--($G$38:$G$67=V$70),--($AS$38:$AS$67=$E123),$AG$38:$AG$67)/1000","v":0},{"$f":"SUMPRODUCT($M$38:$M$67,--($G$38:$G$67=W$114),--($AS$38:$AS$67=$E123),$AG$38:$AG$67)/1000*$AH79","v":0},{"$f":"MAX(SUMPRODUCT($N$38:$N$67,--($G$38:$G$67=X$70),--($AS$38:$AS$67=$E123),$AG$38:$AG$67)/1000-SUMPRODUCT($Q$38:$Q$67,--($G$38:$G$67=X$70),--($AS$38:$AS$67=$E123)),0)","v":0},0,0,0,0,0,0]
[null,null,{"$error":"#DIV/0!"},null,"Fans - interior ventilation",{"$f":"SUMPRODUCT($M$38:$M$67,--($G$38:$G$67=F$70),--($AS$38:$AS$67=$E124),$AG$38:$AG$67)/1000","v":0},{"$f":"SUMPRODUCT($M$38:$M$67,--($G$38:$G$67=G$114),--($AS$38:$AS$67=$E124),$AG$38:$AG$67)/1000*$AH80","v":0},{"$f":"MAX(SUMPRODUCT($N$38:$N$67,--($G$38:$G$67=H$70),--($AS$38:$AS$67=$E124),$AG$38:$AG$67)/1000-SUMPRODUCT($Q$38:$Q$67,--($G$38:$G$67=H$70),--($AS$38:$AS$67=$E124)),0)","v":0},0,{"$f":"SUMPRODUCT($M$38:$M$67,--($G$38:$G$67=J$70),--($AS$38:$AS$67=$E124),$AG$38:$AG$67)/1000","v":0},{"$f":"SUMPRODUCT($M$38:$M$67,--($G$38:$G$67=K$114),--($AS$38:$AS$67=$E124),$AG$38:$AG$67)/1000*$AH80","v":0},{"$f":"SUMPRODUCT($N$38:$N$67,--($G$38:$G$67=L$70),--($AS$38:$AS$67=$E124),$AG$38:$AG$67)/1000-SUMPRODUCT($Q$38:$Q$67,--($G$38:$G$67=L$70),--($AS$38:$AS$67=$E124))","v":0},0,{"$f":"SUMPRODUCT($M$38:$M$67,--($G$38:$G$67=N$70),--($AS$38:$AS$67=$E124),$AG$38:$AG$67)/1000","v":0},{"$f":"SUMPRODUCT($M$38:$M$67,--($G$38:$G$67=O$114),--($AS$38:$AS$67=$E124),$AG$38:$AG$67)/1000*$AH80","v":0},{"$f":"MAX(SUMPRODUCT($N$38:$N$67,--($G$38:$G$67=P$70),--($AS$38:$AS$67=$E124),$AG$38:$AG$67)/1000-SUMPRODUCT($Q$38:$Q$67,--($G$38:$G$67=P$70),--($AS$38:$AS$67=$E124)),0)","v":0},0,{"$f":"SUMPRODUCT($M$38:$M$67,--($G$38:$G$67=R$70),--($AS$38:$AS$67=$E124),$AG$38:$AG$67)/1000","v":0},{"$f":"SUMPRODUCT($M$38:$M$67,--($G$38:$G$67=S$114),--($AS$38:$AS$67=$E124),$AG$38:$AG$67)/1000*$AH80","v":0},{"$f":"MAX(SUMPRODUCT($N$38:$N$67,--($G$38:$G$67=T$70),--($AS$38:$AS$67=$E124),$AG$38:$AG$67)/1000-SUMPRODUCT($Q$38:$Q$67,--($G$38:$G$67=T$70),--($AS$38:$AS$67=$E124)),0)","v":0},0,{"$f":"SUMPRODUCT($M$38:$M$67,--($G$38:$G$67=V$70),--($AS$38:$AS$67=$E124),$AG$38:$AG$67)/1000","v":0},{"$f":"SUMPRODUCT($M$38:$M$67,--($G$38:$G$67=W$114),--($AS$38:$AS$67=$E124),$AG$38:$AG$67)/1000*$AH80","v":0},{"$f":"MAX(SUMPRODUCT($N$38:$N$67,--($G$38:$G$67=X$70),--($AS$38:$AS$67=$E124),$AG$38:$AG$67)/1000-SUMPRODUCT($Q$38:$Q$67,--($G$38:$G$67=X$70),--($AS$38:$AS$67=$E124)),0)","v":0},0,0,0,0,0,0]
[null,null,{"$error":"#DIV/0!"},null,"Fans - parking garage",{"$f":"SUMPRODUCT($M$38:$M$67,--($G$38:$G$67=F$70),--($AS$38:$AS$67=$E125),$AG$38:$AG$67)/1000","v":0},{"$f":"SUMPRODUCT($M$38:$M$67,--($G$38:$G$67=G$114),--($AS$38:$AS$67=$E125),$AG$38:$AG$67)/1000*$AH81","v":0},{"$f":"MAX(SUMPRODUCT($N$38:$N$67,--($G$38:$G$67=H$70),--($AS$38:$AS$67=$E125),$AG$38:$AG$67)/1000-SUMPRODUCT($Q$38:$Q$67,--($G$38:$G$67=H$70),--($AS$38:$AS$67=$E125)),0)","v":0},0,{"$f":"SUMPRODUCT($M$38:$M$67,--($G$38:$G$67=J$70),--($AS$38:$AS$67=$E125),$AG$38:$AG$67)/1000","v":0},{"$f":"SUMPRODUCT($M$38:$M$67,--($G$38:$G$67=K$114),--($AS$38:$AS$67=$E125),$AG$38:$AG$67)/1000*$AH81","v":0},{"$f":"SUMPRODUCT($N$38:$N$67,--($G$38:$G$67=L$70),--($AS$38:$AS$67=$E125),$AG$38:$AG$67)/1000-SUMPRODUCT($Q$38:$Q$67,--($G$38:$G$67=L$70),--($AS$38:$AS$67=$E125))","v":0},0,{"$f":"SUMPRODUCT($M$38:$M$67,--($G$38:$G$67=N$70),--($AS$38:$AS$67=$E125),$AG$38:$AG$67)/1000","v":0},{"$f":"SUMPRODUCT($M$38:$M$67,--($G$38:$G$67=O$114),--($AS$38:$AS$67=$E125),$AG$38:$AG$67)/1000*$AH81","v":0},{"$f":"MAX(SUMPRODUCT($N$38:$N$67,--($G$38:$G$67=P$70),--($AS$38:$AS$67=$E125),$AG$38:$AG$67)/1000-SUMPRODUCT($Q$38:$Q$67,--($G$38:$G$67=P$70),--($AS$38:$AS$67=$E125)),0)","v":0},0,{"$f":"SUMPRODUCT($M$38:$M$67,--($G$38:$G$67=R$70),--($AS$38:$AS$67=$E125),$AG$38:$AG$67)/1000","v":0},{"$f":"SUMPRODUCT($M$38:$M$67,--($G$38:$G$67=S$114),--($AS$38:$AS$67=$E125),$AG$38:$AG$67)/1000*$AH81","v":0},{"$f":"MAX(SUMPRODUCT($N$38:$N$67,--($G$38:$G$67=T$70),--($AS$38:$AS$67=$E125),$AG$38:$AG$67)/1000-SUMPRODUCT($Q$38:$Q$67,--($G$38:$G$67=T$70),--($AS$38:$AS$67=$E125)),0)","v":0},0,{"$f":"SUMPRODUCT($M$38:$M$67,--($G$38:$G$67=V$70),--($AS$38:$AS$67=$E125),$AG$38:$AG$67)/1000","v":0},{"$f":"SUMPRODUCT($M$38:$M$67,--($G$38:$G$67=W$114),--($AS$38:$AS$67=$E125),$AG$38:$AG$67)/1000*$AH81","v":0},{"$f":"MAX(SUMPRODUCT($N$38:$N$67,--($G$38:$G$67=X$70),--($AS$38:$AS$67=$E125),$AG$38:$AG$67)/1000-SUMPRODUCT($Q$38:$Q$67,--($G$38:$G$67=X$70),--($AS$38:$AS$67=$E125)),0)","v":0},0,0,0,0,0,0]
[null,null,{"$error":"#DIV/0!"},null,"Service water heating",{"$f":"SUMPRODUCT($M$38:$M$67,--($G$38:$G$67=F$70),--($AS$38:$AS$67=$E126),$AG$38:$AG$67)/1000","v":0},{"$f":"SUMPRODUCT($M$38:$M$67,--($G$38:$G$67=G$114),--($AS$38:$AS$67=$E126),$AG$38:$AG$67)/1000*$AH82","v":0},{"$f":"MAX(SUMPRODUCT($N$38:$N$67,--($G$38:$G$67=H$70),--($AS$38:$AS$67=$E126),$AG$38:$AG$67)/1000-SUMPRODUCT($Q$38:$Q$67,--($G$38:$G$67=H$70),--($AS$38:$AS$67=$E126)),0)","v":0},0,{"$f":"SUMPRODUCT($M$38:$M$67,--($G$38:$G$67=J$70),--($AS$38:$AS$67=$E126),$AG$38:$AG$67)/1000","v":0},{"$f":"SUMPRODUCT($M$38:$M$67,--($G$38:$G$67=K$114),--($AS$38:$AS$67=$E126),$AG$38:$AG$67)/1000*$AH82","v":0},{"$f":"SUMPRODUCT($N$38:$N$67,--($G$38:$G$67=L$70),--($AS$38:$AS$67=$E126),$AG$38:$AG$67)/1000-SUMPRODUCT($Q$38:$Q$67,--($G$38:$G$67=L$70),--($AS$38:$AS$67=$E126))","v":0},0,{"$f":"SUMPRODUCT($M$38:$M$67,--($G$38:$G$67=N$70),--($AS$38:$AS$67=$E126),$AG$38:$AG$67)/1000","v":0},{"$f":"SUMPRODUCT($M$38:$M$67,--($G$38:$G$67=O$114),--($AS$38:$AS$67=$E126),$AG$38:$AG$67)/1000*$AH82","v":0},{"$f":"MAX(SUMPRODUCT($N$38:$N$67,--($G$38:$G$67=P$70),--($AS$38:$AS$67=$E126),$AG$38:$AG$67)/1000-SUMPRODUCT($Q$38:$Q$67,--($G$38:$G$67=P$70),--($AS$38:$AS$67=$E126)),0)","v":0},0,{"$f":"SUMPRODUCT($M$38:$M$67,--($G$38:$G$67=R$70),--($AS$38:$AS$67=$E126),$AG$38:$AG$67)/1000","v":0},{"$f":"SUMPRODUCT($M$38:$M$67,--($G$38:$G$67=S$114),--($AS$38:$AS$67=$E126),$AG$38:$AG$67)/1000*$AH82","v":0},{"$f":"MAX(SUMPRODUCT($N$38:$N$67,--($G$38:$G$67=T$70),--($AS$38:$AS$67=$E126),$AG$38:$AG$67)/1000-SUMPRODUCT($Q$38:$Q$67,--($G$38:$G$67=T$70),--($AS$38:$AS$67=$E126)),0)","v":0},0,{"$f":"SUMPRODUCT($M$38:$M$67,--($G$38:$G$67=V$70),--($AS$38:$AS$67=$E126),$AG$38:$AG$67)/1000","v":0},{"$f":"SUMPRODUCT($M$38:$M$67,--($G$38:$G$67=W$114),--($AS$38:$AS$67=$E126),$AG$38:$AG$67)/1000*$AH82","v":0},{"$f":"MAX(SUMPRODUCT($N$38:$N$67,--($G$38:$G$67=X$70),--($AS$38:$AS$67=$E126),$AG$38:$AG$67)/1000-SUMPRODUCT($Q$38:$Q$67,--($G$38:$G$67=X$70),--($AS$38:$AS$67=$E126)),0)","v":0},0,0,0,0,0,0]
[null,null,{"$error":"#DIV/0!"},null,"Misc equipment",{"$f":"SUMPRODUCT($M$38:$M$67,--($G$38:$G$67=F$70),--($AS$38:$AS$67=$E127),$AG$38:$AG$67)/1000","v":0},{"$f":"SUMPRODUCT($M$38:$M$67,--($G$38:$G$67=G$114),--($AS$38:$AS$67=$E127),$AG$38:$AG$67)/1000*$AH83","v":0},{"$f":"MAX(SUMPRODUCT($N$38:$N$67,--($G$38:$G$67=H$70),--($AS$38:$AS$67=$E127),$AG$38:$AG$67)/1000-SUMPRODUCT($Q$38:$Q$67,--($G$38:$G$67=H$70),--($AS$38:$AS$67=$E127)),0)","v":0},0,{"$f":"SUMPRODUCT($M$38:$M$67,--($G$38:$G$67=J$70),--($AS$38:$AS$67=$E127),$AG$38:$AG$67)/1000","v":0},{"$f":"SUMPRODUCT($M$38:$M$67,--($G$38:$G$67=K$114),--($AS$38:$AS$67=$E127),$AG$38:$AG$67)/1000*$AH83","v":0},{"$f":"SUMPRODUCT($N$38:$N$67,--($G$38:$G$67=L$70),--($AS$38:$AS$67=$E127),$AG$38:$AG$67)/1000-SUMPRODUCT($Q$38:$Q$67,--($G$38:$G$67=L$70),--($AS$38:$AS$67=$E127))","v":0},0,{"$f":"SUMPRODUCT($M$38:$M$67,--($G$38:$G$67=N$70),--($AS$38:$AS$67=$E127),$AG$38:$AG$67)/1000","v":0},{"$f":"SUMPRODUCT($M$38:$M$67,--($G$38:$G$67=O$114),--($AS$38:$AS$67=$E127),$AG$38:$AG$67)/1000*$AH83","v":0},{"$f":"MAX(SUMPRODUCT($N$38:$N$67,--($G$38:$G$67=P$70),--($AS$38:$AS$67=$E127),$AG$38:$AG$67)/1000-SUMPRODUCT($Q$38:$Q$67,--($G$38:$G$67=P$70),--($AS$38:$AS$67=$E127)),0)","v":0},0,{"$f":"SUMPRODUCT($M$38:$M$67,--($G$38:$G$67=R$70),--($AS$38:$AS$67=$E127),$AG$38:$AG$67)/1000","v":0},{"$f":"SUMPRODUCT($M$38:$M$67,--($G$38:$G$67=S$114),--($AS$38:$AS$67=$E127),$AG$38:$AG$67)/1000*$AH83","v":0},{"$f":"MAX(SUMPRODUCT($N$38:$N$67,--($G$38:$G$67=T$70),--($AS$38:$AS$67=$E127),$AG$38:$AG$67)/1000-SUMPRODUCT($Q$38:$Q$67,--($G$38:$G$67=T$70),--($AS$38:$AS$67=$E127)),0)","v":0},0,{"$f":"SUMPRODUCT($M$38:$M$67,--($G$38:$G$67=V$70),--($AS$38:$AS$67=$E127),$AG$38:$AG$67)/1000","v":0},{"$f":"SUMPRODUCT($M$38:$M$67,--($G$38:$G$67=W$114),--($AS$38:$AS$67=$E127),$AG$38:$AG$67)/1000*$AH83","v":0},{"$f":"MAX(SUMPRODUCT($N$38:$N$67,--($G$38:$G$67=X$70),--($AS$38:$AS$67=$E127),$AG$38:$AG$67)/1000-SUMPRODUCT($Q$38:$Q$67,--($G$38:$G$67=X$70),--($AS$38:$AS$67=$E127)),0)","v":0},0,0,0,0,0,0]
[null,null,{"$error":"#DIV/0!"},null,"Industrial process",{"$f":"SUMPRODUCT($M$38:$M$67,--($G$38:$G$67=F$70),--($AS$38:$AS$67=$E128),$AG$38:$AG$67)/1000","v":0},{"$f":"SUMPRODUCT($M$38:$M$67,--($G$38:$G$67=G$114),--($AS$38:$AS$67=$E128),$AG$38:$AG$67)/1000*$AH84","v":0},{"$f":"MAX(SUMPRODUCT($N$38:$N$67,--($G$38:$G$67=H$70),--($AS$38:$AS$67=$E128),$AG$38:$AG$67)/1000-SUMPRODUCT($Q$38:$Q$67,--($G$38:$G$67=H$70),--($AS$38:$AS$67=$E128)),0)","v":0},0,{"$f":"SUMPRODUCT($M$38:$M$67,--($G$38:$G$67=J$70),--($AS$38:$AS$67=$E128),$AG$38:$AG$67)/1000","v":0},{"$f":"SUMPRODUCT($M$38:$M$67,--($G$38:$G$67=K$114),--($AS$38:$AS$67=$E128),$AG$38:$AG$67)/1000*$AH84","v":0},{"$f":"SUMPRODUCT($N$38:$N$67,--($G$38:$G$67=L$70),--($AS$38:$AS$67=$E128),$AG$38:$AG$67)/1000-SUMPRODUCT($Q$38:$Q$67,--($G$38:$G$67=L$70),--($AS$38:$AS$67=$E128))","v":0},0,{"$f":"SUMPRODUCT($M$38:$M$67,--($G$38:$G$67=N$70),--($AS$38:$AS$67=$E128),$AG$38:$AG$67)/1000","v":0},{"$f":"SUMPRODUCT($M$38:$M$67,--($G$38:$G$67=O$114),--($AS$38:$AS$67=$E128),$AG$38:$AG$67)/1000*$AH84","v":0},{"$f":"MAX(SUMPRODUCT($N$38:$N$67,--($G$38:$G$67=P$70),--($AS$38:$AS$67=$E128),$AG$38:$AG$67)/1000-SUMPRODUCT($Q$38:$Q$67,--($G$38:$G$67=P$70),--($AS$38:$AS$67=$E128)),0)","v":0},0,{"$f":"SUMPRODUCT($M$38:$M$67,--($G$38:$G$67=R$70),--($AS$38:$AS$67=$E128),$AG$38:$AG$67)/1000","v":0},{"$f":"SUMPRODUCT($M$38:$M$67,--($G$38:$G$67=S$114),--($AS$38:$AS$67=$E128),$AG$38:$AG$67)/1000*$AH84","v":0},{"$f":"MAX(SUMPRODUCT($N$38:$N$67,--($G$38:$G$67=T$70),--($AS$38:$AS$67=$E128),$AG$38:$AG$67)/1000-SUMPRODUCT($Q$38:$Q$67,--($G$38:$G$67=T$70),--($AS$38:$AS$67=$E128)),0)","v":0},0,{"$f":"SUMPRODUCT($M$38:$M$67,--($G$38:$G$67=V$70),--($AS$38:$AS$67=$E128),$AG$38:$AG$67)/1000","v":0},{"$f":"SUMPRODUCT($M$38:$M$67,--($G$38:$G$67=W$114),--($AS$38:$AS$67=$E128),$AG$38:$AG$67)/1000*$AH84","v":0},{"$f":"MAX(SUMPRODUCT($N$38:$N$67,--($G$38:$G$67=X$70),--($AS$38:$AS$67=$E128),$AG$38:$AG$67)/1000-SUMPRODUCT($Q$38:$Q$67,--($G$38:$G$67=X$70),--($AS$38:$AS$67=$E128)),0)","v":0},0,0,0,0,0,0]
[null,null,{"$error":"#DIV/0!"},null,"Refrigeration equipment (regulated)",{"$f":"SUMPRODUCT($M$38:$M$67,--($G$38:$G$67=F$70),--($AS$38:$AS$67=$E129),$AG$38:$AG$67)/1000","v":0},{"$f":"SUMPRODUCT($M$38:$M$67,--($G$38:$G$67=G$114),--($AS$38:$AS$67=$E129),$AG$38:$AG$67)/1000*$AH85","v":0},{"$f":"MAX(SUMPRODUCT($N$38:$N$67,--($G$38:$G$67=H$70),--($AS$38:$AS$67=$E129),$AG$38:$AG$67)/1000-SUMPRODUCT($Q$38:$Q$67,--($G$38:$G$67=H$70),--($AS$38:$AS$67=$E129)),0)","v":0},0,{"$f":"SUMPRODUCT($M$38:$M$67,--($G$38:$G$67=J$70),--($AS$38:$AS$67=$E129),$AG$38:$AG$67)/1000","v":0},{"$f":"SUMPRODUCT($M$38:$M$67,--($G$38:$G$67=K$114),--($AS$38:$AS$67=$E129),$AG$38:$AG$67)/1000*$AH85","v":0},{"$f":"SUMPRODUCT($N$38:$N$67,--($G$38:$G$67=L$70),--($AS$38:$AS$67=$E129),$AG$38:$AG$67)/1000-SUMPRODUCT($Q$38:$Q$67,--($G$38:$G$67=L$70),--($AS$38:$AS$67=$E129))","v":0},0,{"$f":"SUMPRODUCT($M$38:$M$67,--($G$38:$G$67=N$70),--($AS$38:$AS$67=$E129),$AG$38:$AG$67)/1000","v":0},{"$f":"SUMPRODUCT($M$38:$M$67,--($G$38:$G$67=O$114),--($AS$38:$AS$67=$E129),$AG$38:$AG$67)/1000*$AH85","v":0},{"$f":"MAX(SUMPRODUCT($N$38:$N$67,--($G$38:$G$67=P$70),--($AS$38:$AS$67=$E129),$AG$38:$AG$67)/1000-SUMPRODUCT($Q$38:$Q$67,--($G$38:$G$67=P$70),--($AS$38:$AS$67=$E129)),0)","v":0},0,{"$f":"SUMPRODUCT($M$38:$M$67,--($G$38:$G$67=R$70),--($AS$38:$AS$67=$E129),$AG$38:$AG$67)/1000","v":0},{"$f":"SUMPRODUCT($M$38:$M$67,--($G$38:$G$67=S$114),--($AS$38:$AS$67=$E129),$AG$38:$AG$67)/1000*$AH85","v":0},{"$f":"MAX(SUMPRODUCT($N$38:$N$67,--($G$38:$G$67=T$70),--($AS$38:$AS$67=$E129),$AG$38:$AG$67)/1000-SUMPRODUCT($Q$38:$Q$67,--($G$38:$G$67=T$70),--($AS$38:$AS$67=$E129)),0)","v":0},0,{"$f":"SUMPRODUCT($M$38:$M$67,--($G$38:$G$67=V$70),--($AS$38:$AS$67=$E129),$AG$38:$AG$67)/1000","v":0},{"$f":"SUMPRODUCT($M$38:$M$67,--($G$38:$G$67=W$114),--($AS$38:$AS$67=$E129),$AG$38:$AG$67)/1000*$AH85","v":0},{"$f":"MAX(SUMPRODUCT($N$38:$N$67,--($G$38:$G$67=X$70),--($AS$38:$AS$67=$E129),$AG$38:$AG$67)/1000-SUMPRODUCT($Q$38:$Q$67,--($G$38:$G$67=X$70),--($AS$38:$AS$67=$E129)),0)","v":0},0,0,0,0,0,0]
[null,null,{"$error":"#DIV/0!"},null,"Refrigeration equipment (unregulated)",{"$f":"SUMPRODUCT($M$38:$M$67,--($G$38:$G$67=F$70),--($AS$38:$AS$67=$E130),$AG$38:$AG$67)/1000","v":0},{"$f":"SUMPRODUCT($M$38:$M$67,--($G$38:$G$67=G$114),--($AS$38:$AS$67=$E130),$AG$38:$AG$67)/1000*$AH86","v":0},{"$f":"MAX(SUMPRODUCT($N$38:$N$67,--($G$38:$G$67=H$70),--($AS$38:$AS$67=$E130),$AG$38:$AG$67)/1000-SUMPRODUCT($Q$38:$Q$67,--($G$38:$G$67=H$70),--($AS$38:$AS$67=$E130)),0)","v":0},0,{"$f":"SUMPRODUCT($M$38:$M$67,--($G$38:$G$67=J$70),--($AS$38:$AS$67=$E130),$AG$38:$AG$67)/1000","v":0},{"$f":"SUMPRODUCT($M$38:$M$67,--($G$38:$G$67=K$114),--($AS$38:$AS$67=$E130),$AG$38:$AG$67)/1000*$AH86","v":0},{"$f":"SUMPRODUCT($N$38:$N$67,--($G$38:$G$67=L$70),--($AS$38:$AS$67=$E130),$AG$38:$AG$67)/1000-SUMPRODUCT($Q$38:$Q$67,--($G$38:$G$67=L$70),--($AS$38:$AS$67=$E130))","v":0},0,{"$f":"SUMPRODUCT($M$38:$M$67,--($G$38:$G$67=N$70),--($AS$38:$AS$67=$E130),$AG$38:$AG$67)/1000","v":0},{"$f":"SUMPRODUCT($M$38:$M$67,--($G$38:$G$67=O$114),--($AS$38:$AS$67=$E130),$AG$38:$AG$67)/1000*$AH86","v":0},{"$f":"MAX(SUMPRODUCT($N$38:$N$67,--($G$38:$G$67=P$70),--($AS$38:$AS$67=$E130),$AG$38:$AG$67)/1000-SUMPRODUCT($Q$38:$Q$67,--($G$38:$G$67=P$70),--($AS$38:$AS$67=$E130)),0)","v":0},0,{"$f":"SUMPRODUCT($M$38:$M$67,--($G$38:$G$67=R$70),--($AS$38:$AS$67=$E130),$AG$38:$AG$67)/1000","v":0},{"$f":"SUMPRODUCT($M$38:$M$67,--($G$38:$G$67=S$114),--($AS$38:$AS$67=$E130),$AG$38:$AG$67)/1000*$AH86","v":0},{"$f":"MAX(SUMPRODUCT($N$38:$N$67,--($G$38:$G$67=T$70),--($AS$38:$AS$67=$E130),$AG$38:$AG$67)/1000-SUMPRODUCT($Q$38:$Q$67,--($G$38:$G$67=T$70),--($AS$38:$AS$67=$E130)),0)","v":0},0,{"$f":"SUMPRODUCT($M$38:$M$67,--($G$38:$G$67=V$70),--($AS$38:$AS$67=$E130),$AG$38:$AG$67)/1000","v":0},{"$f":"SUMPRODUCT($M$38:$M$67,--($G$38:$G$67=W$114),--($AS$38:$AS$67=$E130),$AG$38:$AG$67)/1000*$AH86","v":0},{"$f":"MAX(SUMPRODUCT($N$38:$N$67,--($G$38:$G$67=X$70),--($AS$38:$AS$67=$E130),$AG$38:$AG$67)/1000-SUMPRODUCT($Q$38:$Q$67,--($G$38:$G$67=X$70),--($AS$38:$AS$67=$E130)),0)","v":0},0,0,0,0,0,0]
[null,null,{"$error":"#DIV/0!"},null,"Elevators and escalators",{"$f":"SUMPRODUCT($M$38:$M$67,--($G$38:$G$67=F$70),--($AS$38:$AS$67=$E131),$AG$38:$AG$67)/1000","v":0},{"$f":"SUMPRODUCT($M$38:$M$67,--($G$38:$G$67=G$114),--($AS$38:$AS$67=$E131),$AG$38:$AG$67)/1000*$AH87","v":0},{"$f":"MAX(SUMPRODUCT($N$38:$N$67,--($G$38:$G$67=H$70),--($AS$38:$AS$67=$E131),$AG$38:$AG$67)/1000-SUMPRODUCT($Q$38:$Q$67,--($G$38:$G$67=H$70),--($AS$38:$AS$67=$E131)),0)","v":0},0,{"$f":"SUMPRODUCT($M$38:$M$67,--($G$38:$G$67=J$70),--($AS$38:$AS$67=$E131),$AG$38:$AG$67)/1000","v":0},{"$f":"SUMPRODUCT($M$38:$M$67,--($G$38:$G$67=K$114),--($AS$38:$AS$67=$E131),$AG$38:$AG$67)/1000*$AH87","v":0},{"$f":"SUMPRODUCT($N$38:$N$67,--($G$38:$G$67=L$70),--($AS$38:$AS$67=$E131),$AG$38:$AG$67)/1000-SUMPRODUCT($Q$38:$Q$67,--($G$38:$G$67=L$70),--($AS$38:$AS$67=$E131))","v":0},0,{"$f":"SUMPRODUCT($M$38:$M$67,--($G$38:$G$67=N$70),--($AS$38:$AS$67=$E131),$AG$38:$AG$67)/1000","v":0},{"$f":"SUMPRODUCT($M$38:$M$67,--($G$38:$G$67=O$114),--($AS$38:$AS$67=$E131),$AG$38:$AG$67)/1000*$AH87","v":0},{"$f":"MAX(SUMPRODUCT($N$38:$N$67,--($G$38:$G$67=P$70),--($AS$38:$AS$67=$E131),$AG$38:$AG$67)/1000-SUMPRODUCT($Q$38:$Q$67,--($G$38:$G$67=P$70),--($AS$38:$AS$67=$E131)),0)","v":0},0,{"$f":"SUMPRODUCT($M$38:$M$67,--($G$38:$G$67=R$70),--($AS$38:$AS$67=$E131),$AG$38:$AG$67)/1000","v":0},{"$f":"SUMPRODUCT($M$38:$M$67,--($G$38:$G$67=S$114),--($AS$38:$AS$67=$E131),$AG$38:$AG$67)/1000*$AH87","v":0},{"$f":"MAX(SUMPRODUCT($N$38:$N$67,--($G$38:$G$67=T$70),--($AS$38:$AS$67=$E131),$AG$38:$AG$67)/1000-SUMPRODUCT($Q$38:$Q$67,--($G$38:$G$67=T$70),--($AS$38:$AS$67=$E131)),0)","v":0},0,{"$f":"SUMPRODUCT($M$38:$M$67,--($G$38:$G$67=V$70),--($AS$38:$AS$67=$E131),$AG$38:$AG$67)/1000","v":0},{"$f":"SUMPRODUCT($M$38:$M$67,--($G$38:$G$67=W$114),--($AS$38:$AS$67=$E131),$AG$38:$AG$67)/1000*$AH87","v":0},{"$f":"MAX(SUMPRODUCT($N$38:$N$67,--($G$38:$G$67=X$70),--($AS$38:$AS$67=$E131),$AG$38:$AG$67)/1000-SUMPRODUCT($Q$38:$Q$67,--($G$38:$G$67=X$70),--($AS$38:$AS$67=$E131)),0)","v":0},0,0,0,0,0,0]
[null,null,{"$error":"#DIV/0!"},null,"Other regulated",{"$f":"SUMPRODUCT($M$38:$M$67,--($G$38:$G$67=F$70),--($AS$38:$AS$67=$E132),$AG$38:$AG$67)/1000","v":0},{"$f":"SUMPRODUCT($M$38:$M$67,--($G$38:$G$67=G$114),--($AS$38:$AS$67=$E132),$AG$38:$AG$67)/1000*$AH88","v":0},{"$f":"MAX(SUMPRODUCT($N$38:$N$67,--($G$38:$G$67=H$70),--($AS$38:$AS$67=$E132),$AG$38:$AG$67)/1000-SUMPRODUCT($Q$38:$Q$67,--($G$38:$G$67=H$70),--($AS$38:$AS$67=$E132)),0)","v":0},0,{"$f":"SUMPRODUCT($M$38:$M$67,--($G$38:$G$67=J$70),--($AS$38:$AS$67=$E132),$AG$38:$AG$67)/1000","v":0},{"$f":"SUMPRODUCT($M$38:$M$67,--($G$38:$G$67=K$114),--($AS$38:$AS$67=$E132),$AG$38:$AG$67)/1000*$AH88","v":0},{"$f":"SUMPRODUCT($N$38:$N$67,--($G$38:$G$67=L$70),--($AS$38:$AS$67=$E132),$AG$38:$AG$67)/1000-SUMPRODUCT($Q$38:$Q$67,--($G$38:$G$67=L$70),--($AS$38:$AS$67=$E132))","v":0},0,{"$f":"SUMPRODUCT($M$38:$M$67,--($G$38:$G$67=N$70),--($AS$38:$AS$67=$E132),$AG$38:$AG$67)/1000","v":0},{"$f":"SUMPRODUCT($M$38:$M$67,--($G$38:$G$67=O$114),--($AS$38:$AS$67=$E132),$AG$38:$AG$67)/1000*$AH88","v":0},{"$f":"MAX(SUMPRODUCT($N$38:$N$67,--($G$38:$G$67=P$70),--($AS$38:$AS$67=$E132),$AG$38:$AG$67)/1000-SUMPRODUCT($Q$38:$Q$67,--($G$38:$G$67=P$70),--($AS$38:$AS$67=$E132)),0)","v":0},0,{"$f":"SUMPRODUCT($M$38:$M$67,--($G$38:$G$67=R$70),--($AS$38:$AS$67=$E132),$AG$38:$AG$67)/1000","v":0},{"$f":"SUMPRODUCT($M$38:$M$67,--($G$38:$G$67=S$114),--($AS$38:$AS$67=$E132),$AG$38:$AG$67)/1000*$AH88","v":0},{"$f":"MAX(SUMPRODUCT($N$38:$N$67,--($G$38:$G$67=T$70),--($AS$38:$AS$67=$E132),$AG$38:$AG$67)/1000-SUMPRODUCT($Q$38:$Q$67,--($G$38:$G$67=T$70),--($AS$38:$AS$67=$E132)),0)","v":0},0,{"$f":"SUMPRODUCT($M$38:$M$67,--($G$38:$G$67=V$70),--($AS$38:$AS$67=$E132),$AG$38:$AG$67)/1000","v":0},{"$f":"SUMPRODUCT($M$38:$M$67,--($G$38:$G$67=W$114),--($AS$38:$AS$67=$E132),$AG$38:$AG$67)/1000*$AH88","v":0},{"$f":"MAX(SUMPRODUCT($N$38:$N$67,--($G$38:$G$67=X$70),--($AS$38:$AS$67=$E132),$AG$38:$AG$67)/1000-SUMPRODUCT($Q$38:$Q$67,--($G$38:$G$67=X$70),--($AS$38:$AS$67=$E132)),0)","v":0},0,0,0,0,0,0]
[null,null,{"$error":"#DIV/0!"},null,"Other unregulated",{"$f":"SUMPRODUCT($M$38:$M$67,--($G$38:$G$67=F$70),--($AS$38:$AS$67=$E133),$AG$38:$AG$67)/1000","v":0},{"$f":"SUMPRODUCT($M$38:$M$67,--($G$38:$G$67=G$114),--($AS$38:$AS$67=$E133),$AG$38:$AG$67)/1000*$AH89","v":0},{"$f":"MAX(SUMPRODUCT($N$38:$N$67,--($G$38:$G$67=H$70),--($AS$38:$AS$67=$E133),$AG$38:$AG$67)/1000-SUMPRODUCT($Q$38:$Q$67,--($G$38:$G$67=H$70),--($AS$38:$AS$67=$E133)),0)","v":0},0,{"$f":"SUMPRODUCT($M$38:$M$67,--($G$38:$G$67=J$70),--($AS$38:$AS$67=$E133),$AG$38:$AG$67)/1000","v":0},{"$f":"SUMPRODUCT($M$38:$M$67,--($G$38:$G$67=K$114),--($AS$38:$AS$67=$E133),$AG$38:$AG$67)/1000*$AH89","v":0},{"$f":"SUMPRODUCT($N$38:$N$67,--($G$38:$G$67=L$70),--($AS$38:$AS$67=$E133),$AG$38:$AG$67)/1000-SUMPRODUCT($Q$38:$Q$67,--($G$38:$G$67=L$70),--($AS$38:$AS$67=$E133))","v":0},0,{"$f":"SUMPRODUCT($M$38:$M$67,--($G$38:$G$67=N$70),--($AS$38:$AS$67=$E133),$AG$38:$AG$67)/1000","v":0},{"$f":"SUMPRODUCT($M$38:$M$67,--($G$38:$G$67=O$114),--($AS$38:$AS$67=$E133),$AG$38:$AG$67)/1000*$AH89","v":0},{"$f":"MAX(SUMPRODUCT($N$38:$N$67,--($G$38:$G$67=P$70),--($AS$38:$AS$67=$E133),$AG$38:$AG$67)/1000-SUMPRODUCT($Q$38:$Q$67,--($G$38:$G$67=P$70),--($AS$38:$AS$67=$E133)),0)","v":0},0,{"$f":"SUMPRODUCT($M$38:$M$67,--($G$38:$G$67=R$70),--($AS$38:$AS$67=$E133),$AG$38:$AG$67)/1000","v":0},{"$f":"SUMPRODUCT($M$38:$M$67,--($G$38:$G$67=S$114),--($AS$38:$AS$67=$E133),$AG$38:$AG$67)/1000*$AH89","v":0},{"$f":"MAX(SUMPRODUCT($N$38:$N$67,--($G$38:$G$67=T$70),--($AS$38:$AS$67=$E133),$AG$38:$AG$67)/1000-SUMPRODUCT($Q$38:$Q$67,--($G$38:$G$67=T$70),--($AS$38:$AS$67=$E133)),0)","v":0},0,{"$f":"SUMPRODUCT($M$38:$M$67,--($G$38:$G$67=V$70),--($AS$38:$AS$67=$E133),$AG$38:$AG$67)/1000","v":0},{"$f":"SUMPRODUCT($M$38:$M$67,--($G$38:$G$67=W$114),--($AS$38:$AS$67=$E133),$AG$38:$AG$67)/1000*$AH89","v":0},{"$f":"MAX(SUMPRODUCT($N$38:$N$67,--($G$38:$G$67=X$70),--($AS$38:$AS$67=$E133),$AG$38:$AG$67)/1000-SUMPRODUCT($Q$38:$Q$67,--($G$38:$G$67=X$70),--($AS$38:$AS$67=$E133)),0)","v":0},0,0,0,0,0,0]
[null,null,{"$error":"#DIV/0!"}]
[null,null,{"$f":"IF(AND(OR($AG$25=\"X\",$AG$25=\"x\"),Lists_Exceptional_Calcs=\"Yes\",Lists_Renewable_Energy=\"Yes\"),1,5/0)","v":{"$error":"#DIV/0!"}},null,"Table 5: Energy Consumption and Savings by Fuel and End Use Including Exceptional Calculations and Renewable Energy Without Cap",null,null,null,null,null,null,null,null,null,"Back to Table of Contents"]
[null,null,{"$f":"5/0","v":{"$error":"#DIV/0!"}},null,null,{"$f":"INDEX(ImportCostdata,AH$70+1,COLUMN(Import!$A$74))","v":0},{"$f":"INDEX(ImportCostdata,AI$70+1,COLUMN(Import!$A$74))","v":0},{"$f":"INDEX(ImportCostdata,AJ$70+1,COLUMN(Import!$A$74))","v":0},{"$f":"INDEX(ImportCostdata,AK$70+1,COLUMN(Import!$A$74))","v":0},{"$f":"INDEX(ImportCostdata,AL$70+1,COLUMN(Import!$A$74))","v":0},{"$f":"INDEX(ImportCostdata,AM$70+1,COLUMN(Import!$A$74))","v":0},{"$f":"INDEX(ImportCostdata,AN$70+1,COLUMN(Import!$A$74))","v":0},{"$f":"INDEX(ImportCostdata,AO$70+1,COLUMN(Import!$A$74))","v":0},{"$f":"INDEX(ImportCostdata,AP$70+1,COLUMN(Import!$A$74))","v":0},{"$f":"INDEX(ImportCostdata,AQ$70+1,COLUMN(Import!$A$74))","v":0},{"$f":"INDEX(ImportCostdata,AR$70+1,COLUMN(Import!$A$74))","v":0},{"$f":"INDEX(ImportCostdata,AS$70+1,COLUMN(Import!$A$74))","v":0},{"$f":"INDEX(ImportCostdata,AT$70+1,COLUMN(Import!$A$74))","v":0},{"$f":"INDEX(ImportCostdata,AU$70+1,COLUMN(Import!$A$74))","v":0},{"$f":"INDEX(ImportCostdata,AV$70+1,COLUMN(Import!$A$74))","v":0},{"$f":"INDEX(ImportCostdata,AW$70+1,COLUMN(Import!$A$74))","v":0},{"$f":"INDEX(ImportCostdata,AX$70+1,COLUMN(Import!$A$74))","v":0},{"$f":"INDEX(ImportCostdata,AY$70+1,COLUMN(Import!$A$74))","v":0},{"$f":"INDEX(ImportCostdata,AZ$70+1,COLUMN(Import!$A$74))","v":0},{"$f":"INDEX(ImportCostdata,BA$70+1,COLUMN(Import!$A$74))","v":0}]
[null,null,{"$error":"#DIV/0!"},null,"End Use",{"$f":"\"ASHRAE 90.1 ~2004 Baseline \" & F136 & \" Site Energy (MMBtu)\"","v":"ASHRAE 90.1 ~2004 Baseline 0 Site Energy (MMBtu)"},{"$f":"\"ASHRAE 90.1 \" & Lists_Modeling_Protocol_Year & \" Adjusted Baseline \" & G136 & \" Site Energy (MMBtu)\"","v":{"$error":"#VALUE!"}},{"$f":"\"Proposed \" & H136 & \" Site Energy (MMBtu)\"","v":"Proposed 0 Site Energy (MMBtu)"},{"$f":"I136 & \" Site Energy Savings (MMBtu)\"","v":"0 Site Energy Savings (MMBtu)"},{"$f":"\"ASHRAE 90.1 ~2004 Baseline \" & J136 & \" Site Energy (MMBtu)\"","v":"ASHRAE 90.1 ~2004 Baseline 0 Site Energy (MMBtu)"},{"$f":"\"ASHRAE 90.1 \" & Lists_Modeling_Protocol_Year & \" Adjusted Baseline \" & K136 & \" Site Energy (MMBtu)\"","v":{"$error":"#VALUE!"}},{"$f":"\"Proposed \" & L136 & \" Site Energy (MMBtu)\"","v":"Proposed 0 Site Energy (MMBtu)"},{"$f":"M136 & \" Site Energy Savings (MMBtu)\"","v":"0 Site Energy Savings (MMBtu)"},{"$f":"\"ASHRAE 90.1 ~2004 Baseline \" & N136 & \" Site Energy (MMBtu)\"","v":"ASHRAE 90.1 ~2004 Baseline 0 Site Energy (MMBtu)"},{"$f":"\"ASHRAE 90.1 \" & Lists_Modeling_Protocol_Year & \" Adjusted Baseline \" & O136 & \" Site Energy (MMBtu)\"","v":{"$error":"#VALUE!"}},{"$f":"\"Proposed \" & P136 & \" Site Energy (MMBtu)\"","v":"Proposed 0 Site Energy (MMBtu)"},{"$f":"Q136 & \" Site Energy Savings (MMBtu)\"","v":"0 Site Energy Savings (MMBtu)"},{"$f":"\"ASHRAE 90.1 ~2004 Baseline \" & R136 & \" Site Energy (MMBtu)\"","v":"ASHRAE 90.1 ~2004 Baseline 0 Site Energy (MMBtu)"},{"$f":"\"ASHRAE 90.1 \" & Lists_Modeling_Protocol_Year & \" Adjusted Baseline \" & S136 & \" Site Energy (MMBtu)\"","v":{"$error":"#VALUE!"}},{"$f":"\"Proposed \" & T136 & \" Site Energy (MMBtu)\"","v":"Proposed 0 Site Energy (MMBtu)"},{"$f":"U136 & \" Site Energy Savings (MMBtu)\"","v":"0 Site Energy Savings (MMBtu)"},{"$f":"\"ASHRAE 90.1 ~2004 Baseline \" & V136 & \" Site Energy (MMBtu)\"","v":"ASHRAE 90.1 ~2004 Baseline 0 Site Energy (MMBtu)"},{"$f":"\"ASHRAE 90.1 \" & Lists_Modeling_Protocol_Year & \" Adjusted Baseline \" & W136 & \" Site Energy (MMBtu)\"","v":{"$error":"#VALUE!"}},{"$f":"\"Proposed \" & X136 & \" Site Energy (MMBtu)\"","v":"Proposed 0 Site Energy (MMBtu)"},{"$f":"Y136 & \" Site Energy Savings (MMBtu)\"","v":"0 Site Energy Savings (MMBtu)"},"ASHRAE 90.1 ~2004 Baseline Site Energy (MMBtu)",{"$f":"\"Total ASHRAE 90.1 \" & Lists_Modeling_Protocol_Year & \" Adjusted Baseline Site Energy (MMBtu)\"","v":{"$error":"#VALUE!"}},"Total Proposed Site Energy (MMBtu)","Total Site Energy Savings Compared to ~2004 Baseline (MMBtu)",{"$f":"\"Total Site Energy Savings Compared to \" & Lists_Modeling_Protocol_Year & \" Baseline (MMBtu)\"","v":{"$error":"#VALUE!"}}]
[null,null,{"$error":"#DIV/0!"},null,"Interior lighting",{"$f":"SUMPRODUCT($M$38:$M$67,--($G$38:$G$67=F$70),--($AS$38:$AS$67=$E138),$AG$38:$AG$67)/1000","v":0},{"$f":"SUMPRODUCT($M$38:$M$67,--($G$38:$G$67=G$136),--($AS$38:$AS$67=$E138),$AG$38:$AG$67)/1000*$AH72","v":0},{"$f":"MAX(SUMPRODUCT($N$38:$N$67,--($G$38:$G$67=H$136),--($AS$38:$AS$67=$E138),$AG$38:$AG$67)/1000-SUMPRODUCT($P$38:$P$67,--($G$38:$G$67=H$136),--($AS$38:$AS$67=$E138))-SUMPRODUCT($U$38:$U$67,--($G$38:$G$67=H$136),--($AS$38:$AS$67=$E138)),0)","v":0},{"$f":"G138-H138","v":0},{"$f":"SUMPRODUCT($M$38:$M$67,--($G$38:$G$67=J$70),--($AS$38:$AS$67=$E138),$AG$38:$AG$67)/1000","v":0},{"$f":"SUMPRODUCT($M$38:$M$67,--($G$38:$G$67=K$136),--($AS$38:$AS$67=$E138),$AG$38:$AG$67)/1000*$AH72","v":0},{"$f":"MAX(SUMPRODUCT($N$38:$N$67,--($G$38:$G$67=L$136),--($AS$38:$AS$67=$E138),$AG$38:$AG$67)/1000-SUMPRODUCT($P$38:$P$67,--($G$38:$G$67=L$136),--($AS$38:$AS$67=$E138))-SUMPRODUCT($U$38:$U$67,--($G$38:$G$67=L$136),--($AS$38:$AS$67=$E138)),0)","v":0},{"$f":"K138-L138","v":0},{"$f":"SUMPRODUCT($M$38:$M$67,--($G$38:$G$67=N$70),--($AS$38:$AS$67=$E138),$AG$38:$AG$67)/1000","v":0},{"$f":"SUMPRODUCT($M$38:$M$67,--($G$38:$G$67=O$136),--($AS$38:$AS$67=$E138),$AG$38:$AG$67)/1000*$AH72","v":0},{"$f":"MAX(SUMPRODUCT($N$38:$N$67,--($G$38:$G$67=P$136),--($AS$38:$AS$67=$E138),$AG$38:$AG$67)/1000-SUMPRODUCT($P$38:$P$67,--($G$38:$G$67=P$136),--($AS$38:$AS$67=$E138))-SUMPRODUCT($U$38:$U$67,--($G$38:$G$67=P$136),--($AS$38:$AS$67=$E138)),0)","v":0},{"$f":"O138-P138","v":0},{"$f":"SUMPRODUCT($M$38:$M$67,--($G$38:$G$67=R$70),--($AS$38:$AS$67=$E138),$AG$38:$AG$67)/1000","v":0},{"$f":"SUMPRODUCT($M$38:$M$67,--($G$38:$G$67=S$136),--($AS$38:$AS$67=$E138),$AG$38:$AG$67)/1000*$AH72","v":0},{"$f":"MAX(SUMPRODUCT($N$38:$N$67,--($G$38:$G$67=T$136),--($AS$38:$AS$67=$E138),$AG$38:$AG$67)/1000-SUMPRODUCT($P$38:$P$67,--($G$38:$G$67=T$136),--($AS$38:$AS$67=$E138))-SUMPRODUCT($U$38:$U$67,--($G$38:$G$67=T$136),--($AS$38:$AS$67=$E138)),0)","v":0},{"$f":"S138-T138","v":0},{"$f":"SUMPRODUCT($M$38:$M$67,--($G$38:$G$67=V$70),--($AS$38:$AS$67=$E138),$AG$38:$AG$67)/1000","v":0},{"$f":"SUMPRODUCT($M$38:$M$67,--($G$38:$G$67=W$136),--($AS$38:$AS$67=$E138),$AG$38:$AG$67)/1000*$AH72","v":0},{"$f":"MAX(SUMPRODUCT($N$38:$N$67,--($G$38:$G$67=X$136),--($AS$38:$AS$67=$E138),$AG$38:$AG$67)/1000-SUMPRODUCT($P$38:$P$67,--($G$38:$G$67=X$136),--($AS$38:$AS$67=$E138))-SUMPRODUCT($U$38:$U$67,--($G$38:$G$67=X$136),--($AS$38:$AS$67=$E138)),0)","v":0},{"$f":"W138-X138","v":0},{"$f":"F138+J138+N138+R138+V138","v":0},{"$f":"G138+K138+O138+S138+W138","v":0},{"$f":"H138+L138+P138+T138+X138","v":0},{"$f":"Z138-AB138","v":0},{"$f":"AA138-AB138","v":0}]
[null,null,{"$error":"#DIV/0!"},null,"Interior lighting (unregulated)",{"$f":"SUMPRODUCT($M$38:$M$67,--($G$38:$G$67=F$70),--($AS$38:$AS$67=$E139),$AG$38:$AG$67)/1000","v":0},{"$f":"SUMPRODUCT($M$38:$M$67,--($G$38:$G$67=G$136),--($AS$38:$AS$67=$E139),$AG$38:$AG$67)/1000*$AH73","v":0},{"$f":"MAX(SUMPRODUCT($N$38:$N$67,--($G$38:$G$67=H$136),--($AS$38:$AS$67=$E139),$AG$38:$AG$67)/1000-SUMPRODUCT($P$38:$P$67,--($G$38:$G$67=H$136),--($AS$38:$AS$67=$E139))-SUMPRODUCT($U$38:$U$67,--($G$38:$G$67=H$136),--($AS$38:$AS$67=$E139)),0)","v":0},{"$f":"G139-H139","v":0},{"$f":"SUMPRODUCT($M$38:$M$67,--($G$38:$G$67=J$70),--($AS$38:$AS$67=$E139),$AG$38:$AG$67)/1000","v":0},{"$f":"SUMPRODUCT($M$38:$M$67,--($G$38:$G$67=K$136),--($AS$38:$AS$67=$E139),$AG$38:$AG$67)/1000*$AH73","v":0},{"$f":"MAX(SUMPRODUCT($N$38:$N$67,--($G$38:$G$67=L$136),--($AS$38:$AS$67=$E139),$AG$38:$AG$67)/1000-SUMPRODUCT($P$38:$P$67,--($G$38:$G$67=L$136),--($AS$38:$AS$67=$E139))-SUMPRODUCT($U$38:$U$67,--($G$38:$G$67=L$136),--($AS$38:$AS$67=$E139)),0)","v":0},{"$f":"K139-L139","v":0},{"$f":"SUMPRODUCT($M$38:$M$67,--($G$38:$G$67=N$70),--($AS$38:$AS$67=$E139),$AG$38:$AG$67)/1000","v":0},{"$f":"SUMPRODUCT($M$38:$M$67,--($G$38:$G$67=O$136),--($AS$38:$AS$67=$E139),$AG$38:$AG$67)/1000*$AH73","v":0},{"$f":"MAX(SUMPRODUCT($N$38:$N$67,--($G$38:$G$67=P$136),--($AS$38:$AS$67=$E139),$AG$38:$AG$67)/1000-SUMPRODUCT($P$38:$P$67,--($G$38:$G$67=P$136),--($AS$38:$AS$67=$E139))-SUMPRODUCT($U$38:$U$67,--($G$38:$G$67=P$136),--($AS$38:$AS$67=$E139)),0)","v":0},{"$f":"O139-P139","v":0},{"$f":"SUMPRODUCT($M$38:$M$67,--($G$38:$G$67=R$70),--($AS$38:$AS$67=$E139),$AG$38:$AG$67)/1000","v":0},{"$f":"SUMPRODUCT($M$38:$M$67,--($G$38:$G$67=S$136),--($AS$38:$AS$67=$E139),$AG$38:$AG$67)/1000*$AH73","v":0},{"$f":"MAX(SUMPRODUCT($N$38:$N$67,--($G$38:$G$67=T$136),--($AS$38:$AS$67=$E139),$AG$38:$AG$67)/1000-SUMPRODUCT($P$38:$P$67,--($G$38:$G$67=T$136),--($AS$38:$AS$67=$E139))-SUMPRODUCT($U$38:$U$67,--($G$38:$G$67=T$136),--($AS$38:$AS$67=$E139)),0)","v":0},{"$f":"S139-T139","v":0},{"$f":"SUMPRODUCT($M$38:$M$67,--($G$38:$G$67=V$70),--($AS$38:$AS$67=$E139),$AG$38:$AG$67)/1000","v":0},{"$f":"SUMPRODUCT($M$38:$M$67,--($G$38:$G$67=W$136),--($AS$38:$AS$67=$E139),$AG$38:$AG$67)/1000*$AH73","v":0},{"$f":"MAX(SUMPRODUCT($N$38:$N$67,--($G$38:$G$67=X$136),--($AS$38:$AS$67=$E139),$AG$38:$AG$67)/1000-SUMPRODUCT($P$38:$P$67,--($G$38:$G$67=X$136),--($AS$38:$AS$67=$E139))-SUMPRODUCT($U$38:$U$67,--($G$38:$G$67=X$136),--($AS$38:$AS$67=$E139)),0)","v":0},{"$f":"W139-X139","v":0},{"$f":"F139+J139+N139+R139+V139","v":0},{"$f":"G139+K139+O139+S139+W139","v":0},{"$f":"H139+L139+P139+T139+X139","v":0},{"$f":"Z139-AB139","v":0},0]
[null,null,{"$error":"#DIV/0!"},null,"Exterior lighting",{"$f":"SUMPRODUCT($M$38:$M$67,--($G$38:$G$67=F$70),--($AS$38:$AS$67=$E140),$AG$38:$AG$67)/1000","v":0},{"$f":"SUMPRODUCT($M$38:$M$67,--($G$38:$G$67=G$136),--($AS$38:$AS$67=$E140),$AG$38:$AG$67)/1000*$AH74","v":0},{"$f":"MAX(SUMPRODUCT($N$38:$N$67,--($G$38:$G$67=H$136),--($AS$38:$AS$67=$E140),$AG$38:$AG$67)/1000-SUMPRODUCT($P$38:$P$67,--($G$38:$G$67=H$136),--($AS$38:$AS$67=$E140))-SUMPRODUCT($U$38:$U$67,--($G$38:$G$67=H$136),--($AS$38:$AS$67=$E140)),0)","v":0},0,{"$f":"SUMPRODUCT($M$38:$M$67,--($G$38:$G$67=J$70),--($AS$38:$AS$67=$E140),$AG$38:$AG$67)/1000","v":0},{"$f":"SUMPRODUCT($M$38:$M$67,--($G$38:$G$67=K$136),--($AS$38:$AS$67=$E140),$AG$38:$AG$67)/1000*$AH74","v":0},{"$f":"MAX(SUMPRODUCT($N$38:$N$67,--($G$38:$G$67=L$136),--($AS$38:$AS$67=$E140),$AG$38:$AG$67)/1000-SUMPRODUCT($P$38:$P$67,--($G$38:$G$67=L$136),--($AS$38:$AS$67=$E140))-SUMPRODUCT($U$38:$U$67,--($G$38:$G$67=L$136),--($AS$38:$AS$67=$E140)),0)","v":0},0,{"$f":"SUMPRODUCT($M$38:$M$67,--($G$38:$G$67=N$70),--($AS$38:$AS$67=$E140),$AG$38:$AG$67)/1000","v":0},{"$f":"SUMPRODUCT($M$38:$M$67,--($G$38:$G$67=O$136),--($AS$38:$AS$67=$E140),$AG$38:$AG$67)/1000*$AH74","v":0},{"$f":"MAX(SUMPRODUCT($N$38:$N$67,--($G$38:$G$67=P$136),--($AS$38:$AS$67=$E140),$AG$38:$AG$67)/1000-SUMPRODUCT($P$38:$P$67,--($G$38:$G$67=P$136),--($AS$38:$AS$67=$E140))-SUMPRODUCT($U$38:$U$67,--($G$38:$G$67=P$136),--($AS$38:$AS$67=$E140)),0)","v":0},0,{"$f":"SUMPRODUCT($M$38:$M$67,--($G$38:$G$67=R$70),--($AS$38:$AS$67=$E140),$AG$38:$AG$67)/1000","v":0},{"$f":"SUMPRODUCT($M$38:$M$67,--($G$38:$G$67=S$136),--($AS$38:$AS$67=$E140),$AG$38:$AG$67)/1000*$AH74","v":0},{"$f":"MAX(SUMPRODUCT($N$38:$N$67,--($G$38:$G$67=T$136),--($AS$38:$AS$67=$E140),$AG$38:$AG$67)/1000-SUMPRODUCT($P$38:$P$67,--($G$38:$G$67=T$136),--($AS$38:$AS$67=$E140))-SUMPRODUCT($U$38:$U$67,--($G$38:$G$67=T$136),--($AS$38:$AS$67=$E140)),0)","v":0},0,{"$f":"SUMPRODUCT($M$38:$M$67,--($G$38:$G$67=V$70),--($AS$38:$AS$67=$E140),$AG$38:$AG$67)/1000","v":0},{"$f":"SUMPRODUCT($M$38:$M$67,--($G$38:$G$67=W$136),--($AS$38:$AS$67=$E140),$AG$38:$AG$67)/1000*$AH74","v":0},{"$f":"MAX(SUMPRODUCT($N$38:$N$67,--($G$38:$G$67=X$136),--($AS$38:$AS$67=$E140),$AG$38:$AG$67)/1000-SUMPRODUCT($P$38:$P$67,--($G$38:$G$67=X$136),--($AS$38:$AS$67=$E140))-SUMPRODUCT($U$38:$U$67,--($G$38:$G$67=X$136),--($AS$38:$AS$67=$E140)),0)","v":0},0,0,0,0,0,0]
[null,null,{"$error":"#DIV/0!"},null,"Space heating",{"$f":"SUMPRODUCT($M$38:$M$67,--($G$38:$G$67=F$70),--($AS$38:$AS$67=$E141),$AG$38:$AG$67)/1000","v":0},{"$f":"SUMPRODUCT($M$38:$M$67,--($G$38:$G$67=G$136),--($AS$38:$AS$67=$E141),$AG$38:$AG$67)/1000*$AH75","v":0},{"$f":"MAX(SUMPRODUCT($N$38:$N$67,--($G$38:$G$67=H$136),--($AS$38:$AS$67=$E141),$AG$38:$AG$67)/1000-SUMPRODUCT($P$38:$P$67,--($G$38:$G$67=H$136),--($AS$38:$AS$67=$E141))-SUMPRODUCT($U$38:$U$67,--($G$38:$G$67=H$136),--($AS$38:$AS$67=$E141)),0)","v":0},0,{"$f":"SUMPRODUCT($M$38:$M$67,--($G$38:$G$67=J$70),--($AS$38:$AS$67=$E141),$AG$38:$AG$67)/1000","v":0},{"$f":"SUMPRODUCT($M$38:$M$67,--($G$38:$G$67=K$136),--($AS$38:$AS$67=$E141),$AG$38:$AG$67)/1000*$AH75","v":0},{"$f":"MAX(SUMPRODUCT($N$38:$N$67,--($G$38:$G$67=L$136),--($AS$38:$AS$67=$E141),$AG$38:$AG$67)/1000-SUMPRODUCT($P$38:$P$67,--($G$38:$G$67=L$136),--($AS$38:$AS$67=$E141))-SUMPRODUCT($U$38:$U$67,--($G$38:$G$67=L$136),--($AS$38:$AS$67=$E141)),0)","v":0},0,{"$f":"SUMPRODUCT($M$38:$M$67,--($G$38:$G$67=N$70),--($AS$38:$AS$67=$E141),$AG$38:$AG$67)/1000","v":0},{"$f":"SUMPRODUCT($M$38:$M$67,--($G$38:$G$67=O$136),--($AS$38:$AS$67=$E141),$AG$38:$AG$67)/1000*$AH75","v":0},{"$f":"MAX(SUMPRODUCT($N$38:$N$67,--($G$38:$G$67=P$136),--($AS$38:$AS$67=$E141),$AG$38:$AG$67)/1000-SUMPRODUCT($P$38:$P$67,--($G$38:$G$67=P$136),--($AS$38:$AS$67=$E141))-SUMPRODUCT($U$38:$U$67,--($G$38:$G$67=P$136),--($AS$38:$AS$67=$E141)),0)","v":0},0,{"$f":"SUMPRODUCT($M$38:$M$67,--($G$38:$G$67=R$70),--($AS$38:$AS$67=$E141),$AG$38:$AG$67)/1000","v":0},{"$f":"SUMPRODUCT($M$38:$M$67,--($G$38:$G$67=S$136),--($AS$38:$AS$67=$E141),$AG$38:$AG$67)/1000*$AH75","v":0},{"$f":"MAX(SUMPRODUCT($N$38:$N$67,--($G$38:$G$67=T$136),--($AS$38:$AS$67=$E141),$AG$38:$AG$67)/1000-SUMPRODUCT($P$38:$P$67,--($G$38:$G$67=T$136),--($AS$38:$AS$67=$E141))-SUMPRODUCT($U$38:$U$67,--($G$38:$G$67=T$136),--($AS$38:$AS$67=$E141)),0)","v":0},0,{"$f":"SUMPRODUCT($M$38:$M$67,--($G$38:$G$67=V$70),--($AS$38:$AS$67=$E141),$AG$38:$AG$67)/1000","v":0},{"$f":"SUMPRODUCT($M$38:$M$67,--($G$38:$G$67=W$136),--($AS$38:$AS$67=$E141),$AG$38:$AG$67)/1000*$AH75","v":0},{"$f":"MAX(SUMPRODUCT($N$38:$N$67,--($G$38:$G$67=X$136),--($AS$38:$AS$67=$E141),$AG$38:$AG$67)/1000-SUMPRODUCT($P$38:$P$67,--($G$38:$G$67=X$136),--($AS$38:$AS$67=$E141))-SUMPRODUCT($U$38:$U$67,--($G$38:$G$67=X$136),--($AS$38:$AS$67=$E141)),0)","v":0},0,0,0,0,0,0]
[null,null,{"$error":"#DIV/0!"},null,"Heat pump supplemental heater",{"$f":"SUMPRODUCT($M$38:$M$67,--($G$38:$G$67=F$70),--($AS$38:$AS$67=$E142),$AG$38:$AG$67)/1000","v":0},{"$f":"SUMPRODUCT($M$38:$M$67,--($G$38:$G$67=G$136),--($AS$38:$AS$67=$E142),$AG$38:$AG$67)/1000*$AH76","v":0},{"$f":"MAX(SUMPRODUCT($N$38:$N$67,--($G$38:$G$67=H$136),--($AS$38:$AS$67=$E142),$AG$38:$AG$67)/1000-SUMPRODUCT($P$38:$P$67,--($G$38:$G$67=H$136),--($AS$38:$AS$67=$E142))-SUMPRODUCT($U$38:$U$67,--($G$38:$G$67=H$136),--($AS$38:$AS$67=$E142)),0)","v":0},0,{"$f":"SUMPRODUCT($M$38:$M$67,--($G$38:$G$67=J$70),--($AS$38:$AS$67=$E142),$AG$38:$AG$67)/1000","v":0},{"$f":"SUMPRODUCT($M$38:$M$67,--($G$38:$G$67=K$136),--($AS$38:$AS$67=$E142),$AG$38:$AG$67)/1000*$AH76","v":0},{"$f":"MAX(SUMPRODUCT($N$38:$N$67,--($G$38:$G$67=L$136),--($AS$38:$AS$67=$E142),$AG$38:$AG$67)/1000-SUMPRODUCT($P$38:$P$67,--($G$38:$G$67=L$136),--($AS$38:$AS$67=$E142))-SUMPRODUCT($U$38:$U$67,--($G$38:$G$67=L$136),--($AS$38:$AS$67=$E142)),0)","v":0},0,{"$f":"SUMPRODUCT($M$38:$M$67,--($G$38:$G$67=N$70),--($AS$38:$AS$67=$E142),$AG$38:$AG$67)/1000","v":0},{"$f":"SUMPRODUCT($M$38:$M$67,--($G$38:$G$67=O$136),--($AS$38:$AS$67=$E142),$AG$38:$AG$67)/1000*$AH76","v":0},{"$f":"MAX(SUMPRODUCT($N$38:$N$67,--($G$38:$G$67=P$136),--($AS$38:$AS$67=$E142),$AG$38:$AG$67)/1000-SUMPRODUCT($P$38:$P$67,--($G$38:$G$67=P$136),--($AS$38:$AS$67=$E142))-SUMPRODUCT($U$38:$U$67,--($G$38:$G$67=P$136),--($AS$38:$AS$67=$E142)),0)","v":0},0,{"$f":"SUMPRODUCT($M$38:$M$67,--($G$38:$G$67=R$70),--($AS$38:$AS$67=$E142),$AG$38:$AG$67)/1000","v":0},{"$f":"SUMPRODUCT($M$38:$M$67,--($G$38:$G$67=S$136),--($AS$38:$AS$67=$E142),$AG$38:$AG$67)/1000*$AH76","v":0},{"$f":"MAX(SUMPRODUCT($N$38:$N$67,--($G$38:$G$67=T$136),--($AS$38:$AS$67=$E142),$AG$38:$AG$67)/1000-SUMPRODUCT($P$38:$P$67,--($G$38:$G$67=T$136),--($AS$38:$AS$67=$E142))-SUMPRODUCT($U$38:$U$67,--($G$38:$G$67=T$136),--($AS$38:$AS$67=$E142)),0)","v":0},0,{"$f":"SUMPRODUCT($M$38:$M$67,--($G$38:$G$67=V$70),--($AS$38:$AS$67=$E142),$AG$38:$AG$67)/1000","v":0},{"$f":"SUMPRODUCT($M$38:$M$67,--($G$38:$G$67=W$136),--($AS$38:$AS$67=$E142),$AG$38:$AG$67)/1000*$AH76","v":0},{"$f":"MAX(SUMPRODUCT($N$38:$N$67,--($G$38:$G$67=X$136),--($AS$38:$AS$67=$E142),$AG$38:$AG$67)/1000-SUMPRODUCT($P$38:$P$67,--($G$38:$G$67=X$136),--($AS$38:$AS$67=$E142))-SUMPRODUCT($U$38:$U$67,--($G$38:$G$67=X$136),--($AS$38:$AS$67=$E142)),0)","v":0},0,0,0,0,0,0]
[null,null,{"$error":"#DIV/0!"},null,"Space cooling",{"$f":"SUMPRODUCT($M$38:$M$67,--($G$38:$G$67=F$70),--($AS$38:$AS$67=$E143),$AG$38:$AG$67)/1000","v":0},{"$f":"SUMPRODUCT($M$38:$M$67,--($G$38:$G$67=G$136),--($AS$38:$AS$67=$E143),$AG$38:$AG$67)/1000*$AH77","v":0},{"$f":"MAX(SUMPRODUCT($N$38:$N$67,--($G$38:$G$67=H$136),--($AS$38:$AS$67=$E143),$AG$38:$AG$67)/1000-SUMPRODUCT($P$38:$P$67,--($G$38:$G$67=H$136),--($AS$38:$AS$67=$E143))-SUMPRODUCT($U$38:$U$67,--($G$38:$G$67=H$136),--($AS$38:$AS$67=$E143)),0)","v":0},0,{"$f":"SUMPRODUCT($M$38:$M$67,--($G$38:$G$67=J$70),--($AS$38:$AS$67=$E143),$AG$38:$AG$67)/1000","v":0},{"$f":"SUMPRODUCT($M$38:$M$67,--($G$38:$G$67=K$136),--($AS$38:$AS$67=$E143),$AG$38:$AG$67)/1000*$AH77","v":0},{"$f":"MAX(SUMPRODUCT($N$38:$N$67,--($G$38:$G$67=L$136),--($AS$38:$AS$67=$E143),$AG$38:$AG$67)/1000-SUMPRODUCT($P$38:$P$67,--($G$38:$G$67=L$136),--($AS$38:$AS$67=$E143))-SUMPRODUCT($U$38:$U$67,--($G$38:$G$67=L$136),--($AS$38:$AS$67=$E143)),0)","v":0},0,{"$f":"SUMPRODUCT($M$38:$M$67,--($G$38:$G$67=N$70),--($AS$38:$AS$67=$E143),$AG$38:$AG$67)/1000","v":0},{"$f":"SUMPRODUCT($M$38:$M$67,--($G$38:$G$67=O$136),--($AS$38:$AS$67=$E143),$AG$38:$AG$67)/1000*$AH77","v":0},{"$f":"MAX(SUMPRODUCT($N$38:$N$67,--($G$38:$G$67=P$136),--($AS$38:$AS$67=$E143),$AG$38:$AG$67)/1000-SUMPRODUCT($P$38:$P$67,--($G$38:$G$67=P$136),--($AS$38:$AS$67=$E143))-SUMPRODUCT($U$38:$U$67,--($G$38:$G$67=P$136),--($AS$38:$AS$67=$E143)),0)","v":0},0,{"$f":"SUMPRODUCT($M$38:$M$67,--($G$38:$G$67=R$70),--($AS$38:$AS$67=$E143),$AG$38:$AG$67)/1000","v":0},{"$f":"SUMPRODUCT($M$38:$M$67,--($G$38:$G$67=S$136),--($AS$38:$AS$67=$E143),$AG$38:$AG$67)/1000*$AH77","v":0},{"$f":"MAX(SUMPRODUCT($N$38:$N$67,--($G$38:$G$67=T$136),--($AS$38:$AS$67=$E143),$AG$38:$AG$67)/1000-SUMPRODUCT($P$38:$P$67,--($G$38:$G$67=T$136),--($AS$38:$AS$67=$E143))-SUMPRODUCT($U$38:$U$67,--($G$38:$G$67=T$136),--($AS$38:$AS$67=$E143)),0)","v":0},0,{"$f":"SUMPRODUCT($M$38:$M$67,--($G$38:$G$67=V$70),--($AS$38:$AS$67=$E143),$AG$38:$AG$67)/1000","v":0},{"$f":"SUMPRODUCT($M$38:$M$67,--($G$38:$G$67=W$136),--($AS$38:$AS$67=$E143),$AG$38:$AG$67)/1000*$AH77","v":0},{"$f":"MAX(SUMPRODUCT($N$38:$N$67,--($G$38:$G$67=X$136),--($AS$38:$AS$67=$E143),$AG$38:$AG$67)/1000-SUMPRODUCT($P$38:$P$67,--($G$38:$G$67=X$136),--($AS$38:$AS$67=$E143))-SUMPRODUCT($U$38:$U$67,--($G$38:$G$67=X$136),--($AS$38:$AS$67=$E143)),0)","v":0},0,0,0,0,0,0]
[null,null,{"$error":"#DIV/0!"},null,"Pumps",{"$f":"SUMPRODUCT($M$38:$M$67,--($G$38:$G$67=F$70),--($AS$38:$AS$67=$E144),$AG$38:$AG$67)/1000","v":0},{"$f":"SUMPRODUCT($M$38:$M$67,--($G$38:$G$67=G$136),--($AS$38:$AS$67=$E144),$AG$38:$AG$67)/1000*$AH78","v":0},{"$f":"MAX(SUMPRODUCT($N$38:$N$67,--($G$38:$G$67=H$136),--($AS$38:$AS$67=$E144),$AG$38:$AG$67)/1000-SUMPRODUCT($P$38:$P$67,--($G$38:$G$67=H$136),--($AS$38:$AS$67=$E144))-SUMPRODUCT($U$38:$U$67,--($G$38:$G$67=H$136),--($AS$38:$AS$67=$E144)),0)","v":0},0,{"$f":"SUMPRODUCT($M$38:$M$67,--($G$38:$G$67=J$70),--($AS$38:$AS$67=$E144),$AG$38:$AG$67)/1000","v":0},{"$f":"SUMPRODUCT($M$38:$M$67,--($G$38:$G$67=K$136),--($AS$38:$AS$67=$E144),$AG$38:$AG$67)/1000*$AH78","v":0},{"$f":"MAX(SUMPRODUCT($N$38:$N$67,--($G$38:$G$67=L$136),--($AS$38:$AS$67=$E144),$AG$38:$AG$67)/1000-SUMPRODUCT($P$38:$P$67,--($G$38:$G$67=L$136),--($AS$38:$AS$67=$E144))-SUMPRODUCT($U$38:$U$67,--($G$38:$G$67=L$136),--($AS$38:$AS$67=$E144)),0)","v":0},0,{"$f":"SUMPRODUCT($M$38:$M$67,--($G$38:$G$67=N$70),--($AS$38:$AS$67=$E144),$AG$38:$AG$67)/1000","v":0},{"$f":"SUMPRODUCT($M$38:$M$67,--($G$38:$G$67=O$136),--($AS$38:$AS$67=$E144),$AG$38:$AG$67)/1000*$AH78","v":0},{"$f":"MAX(SUMPRODUCT($N$38:$N$67,--($G$38:$G$67=P$136),--($AS$38:$AS$67=$E144),$AG$38:$AG$67)/1000-SUMPRODUCT($P$38:$P$67,--($G$38:$G$67=P$136),--($AS$38:$AS$67=$E144))-SUMPRODUCT($U$38:$U$67,--($G$38:$G$67=P$136),--($AS$38:$AS$67=$E144)),0)","v":0},0,{"$f":"SUMPRODUCT($M$38:$M$67,--($G$38:$G$67=R$70),--($AS$38:$AS$67=$E144),$AG$38:$AG$67)/1000","v":0},{"$f":"SUMPRODUCT($M$38:$M$67,--($G$38:$G$67=S$136),--($AS$38:$AS$67=$E144),$AG$38:$AG$67)/1000*$AH78","v":0},{"$f":"MAX(SUMPRODUCT($N$38:$N$67,--($G$38:$G$67=T$136),--($AS$38:$AS$67=$E144),$AG$38:$AG$67)/1000-SUMPRODUCT($P$38:$P$67,--($G$38:$G$67=T$136),--($AS$38:$AS$67=$E144))-SUMPRODUCT($U$38:$U$67,--($G$38:$G$67=T$136),--($AS$38:$AS$67=$E144)),0)","v":0},0,{"$f":"SUMPRODUCT($M$38:$M$67,--($G$38:$G$67=V$70),--($AS$38:$AS$67=$E144),$AG$38:$AG$67)/1000","v":0},{"$f":"SUMPRODUCT($M$38:$M$67,--($G$38:$G$67=W$136),--($AS$38:$AS$67=$E144),$AG$38:$AG$67)/1000*$AH78","v":0},{"$f":"MAX(SUMPRODUCT($N$38:$N$67,--($G$38:$G$67=X$136),--($AS$38:$AS$67=$E144),$AG$38:$AG$67)/1000-SUMPRODUCT($P$38:$P$67,--($G$38:$G$67=X$136),--($AS$38:$AS$67=$E144))-SUMPRODUCT($U$38:$U$67,--($G$38:$G$67=X$136),--($AS$38:$AS$67=$E144)),0)","v":0},0,0,0,0,0,0]
[null,null,{"$error":"#DIV/0!"},null,"Heat rejection",{"$f":"SUMPRODUCT($M$38:$M$67,--($G$38:$G$67=F$70),--($AS$38:$AS$67=$E145),$AG$38:$AG$67)/1000","v":0},{"$f":"SUMPRODUCT($M$38:$M$67,--($G$38:$G$67=G$136),--($AS$38:$AS$67=$E145),$AG$38:$AG$67)/1000*$AH79","v":0},{"$f":"MAX(SUMPRODUCT($N$38:$N$67,--($G$38:$G$67=H$136),--($AS$38:$AS$67=$E145),$AG$38:$AG$67)/1000-SUMPRODUCT($P$38:$P$67,--($G$38:$G$67=H$136),--($AS$38:$AS$67=$E145))-SUMPRODUCT($U$38:$U$67,--($G$38:$G$67=H$136),--($AS$38:$AS$67=$E145)),0)","v":0},0,{"$f":"SUMPRODUCT($M$38:$M$67,--($G$38:$G$67=J$70),--($AS$38:$AS$67=$E145),$AG$38:$AG$67)/1000","v":0},{"$f":"SUMPRODUCT($M$38:$M$67,--($G$38:$G$67=K$136),--($AS$38:$AS$67=$E145),$AG$38:$AG$67)/1000*$AH79","v":0},{"$f":"MAX(SUMPRODUCT($N$38:$N$67,--($G$38:$G$67=L$136),--($AS$38:$AS$67=$E145),$AG$38:$AG$67)/1000-SUMPRODUCT($P$38:$P$67,--($G$38:$G$67=L$136),--($AS$38:$AS$67=$E145))-SUMPRODUCT($U$38:$U$67,--($G$38:$G$67=L$136),--($AS$38:$AS$67=$E145)),0)","v":0},0,{"$f":"SUMPRODUCT($M$38:$M$67,--($G$38:$G$67=N$70),--($AS$38:$AS$67=$E145),$AG$38:$AG$67)/1000","v":0},{"$f":"SUMPRODUCT($M$38:$M$67,--($G$38:$G$67=O$136),--($AS$38:$AS$67=$E145),$AG$38:$AG$67)/1000*$AH79","v":0},{"$f":"MAX(SUMPRODUCT($N$38:$N$67,--($G$38:$G$67=P$136),--($AS$38:$AS$67=$E145),$AG$38:$AG$67)/1000-SUMPRODUCT($P$38:$P$67,--($G$38:$G$67=P$136),--($AS$38:$AS$67=$E145))-SUMPRODUCT($U$38:$U$67,--($G$38:$G$67=P$136),--($AS$38:$AS$67=$E145)),0)","v":0},0,{"$f":"SUMPRODUCT($M$38:$M$67,--($G$38:$G$67=R$70),--($AS$38:$AS$67=$E145),$AG$38:$AG$67)/1000","v":0},{"$f":"SUMPRODUCT($M$38:$M$67,--($G$38:$G$67=S$136),--($AS$38:$AS$67=$E145),$AG$38:$AG$67)/1000*$AH79","v":0},{"$f":"MAX(SUMPRODUCT($N$38:$N$67,--($G$38:$G$67=T$136),--($AS$38:$AS$67=$E145),$AG$38:$AG$67)/1000-SUMPRODUCT($P$38:$P$67,--($G$38:$G$67=T$136),--($AS$38:$AS$67=$E145))-SUMPRODUCT($U$38:$U$67,--($G$38:$G$67=T$136),--($AS$38:$AS$67=$E145)),0)","v":0},0,{"$f":"SUMPRODUCT($M$38:$M$67,--($G$38:$G$67=V$70),--($AS$38:$AS$67=$E145),$AG$38:$AG$67)/1000","v":0},{"$f":"SUMPRODUCT($M$38:$M$67,--($G$38:$G$67=W$136),--($AS$38:$AS$67=$E145),$AG$38:$AG$67)/1000*$AH79","v":0},{"$f":"MAX(SUMPRODUCT($N$38:$N$67,--($G$38:$G$67=X$136),--($AS$38:$AS$67=$E145),$AG$38:$AG$67)/1000-SUMPRODUCT($P$38:$P$67,--($G$38:$G$67=X$136),--($AS$38:$AS$67=$E145))-SUMPRODUCT($U$38:$U$67,--($G$38:$G$67=X$136),--($AS$38:$AS$67=$E145)),0)","v":0},0,0,0,0,0,0]
[null,null,{"$error":"#DIV/0!"},null,"Fans - interior ventilation",{"$f":"SUMPRODUCT($M$38:$M$67,--($G$38:$G$67=F$70),--($AS$38:$AS$67=$E146),$AG$38:$AG$67)/1000","v":0},{"$f":"SUMPRODUCT($M$38:$M$67,--($G$38:$G$67=G$136),--($AS$38:$AS$67=$E146),$AG$38:$AG$67)/1000*$AH80","v":0},{"$f":"MAX(SUMPRODUCT($N$38:$N$67,--($G$38:$G$67=H$136),--($AS$38:$AS$67=$E146),$AG$38:$AG$67)/1000-SUMPRODUCT($P$38:$P$67,--($G$38:$G$67=H$136),--($AS$38:$AS$67=$E146))-SUMPRODUCT($U$38:$U$67,--($G$38:$G$67=H$136),--($AS$38:$AS$67=$E146)),0)","v":0},0,{"$f":"SUMPRODUCT($M$38:$M$67,--($G$38:$G$67=J$70),--($AS$38:$AS$67=$E146),$AG$38:$AG$67)/1000","v":0},{"$f":"SUMPRODUCT($M$38:$M$67,--($G$38:$G$67=K$136),--($AS$38:$AS$67=$E146),$AG$38:$AG$67)/1000*$AH80","v":0},{"$f":"MAX(SUMPRODUCT($N$38:$N$67,--($G$38:$G$67=L$136),--($AS$38:$AS$67=$E146),$AG$38:$AG$67)/1000-SUMPRODUCT($P$38:$P$67,--($G$38:$G$67=L$136),--($AS$38:$AS$67=$E146))-SUMPRODUCT($U$38:$U$67,--($G$38:$G$67=L$136),--($AS$38:$AS$67=$E146)),0)","v":0},0,{"$f":"SUMPRODUCT($M$38:$M$67,--($G$38:$G$67=N$70),--($AS$38:$AS$67=$E146),$AG$38:$AG$67)/1000","v":0},{"$f":"SUMPRODUCT($M$38:$M$67,--($G$38:$G$67=O$136),--($AS$38:$AS$67=$E146),$AG$38:$AG$67)/1000*$AH80","v":0},{"$f":"MAX(SUMPRODUCT($N$38:$N$67,--($G$38:$G$67=P$136),--($AS$38:$AS$67=$E146),$AG$38:$AG$67)/1000-SUMPRODUCT($P$38:$P$67,--($G$38:$G$67=P$136),--($AS$38:$AS$67=$E146))-SUMPRODUCT($U$38:$U$67,--($G$38:$G$67=P$136),--($AS$38:$AS$67=$E146)),0)","v":0},0,{"$f":"SUMPRODUCT($M$38:$M$67,--($G$38:$G$67=R$70),--($AS$38:$AS$67=$E146),$AG$38:$AG$67)/1000","v":0},{"$f":"SUMPRODUCT($M$38:$M$67,--($G$38:$G$67=S$136),--($AS$38:$AS$67=$E146),$AG$38:$AG$67)/1000*$AH80","v":0},{"$f":"MAX(SUMPRODUCT($N$38:$N$67,--($G$38:$G$67=T$136),--($AS$38:$AS$67=$E146),$AG$38:$AG$67)/1000-SUMPRODUCT($P$38:$P$67,--($G$38:$G$67=T$136),--($AS$38:$AS$67=$E146))-SUMPRODUCT($U$38:$U$67,--($G$38:$G$67=T$136),--($AS$38:$AS$67=$E146)),0)","v":0},0,{"$f":"SUMPRODUCT($M$38:$M$67,--($G$38:$G$67=V$70),--($AS$38:$AS$67=$E146),$AG$38:$AG$67)/1000","v":0},{"$f":"SUMPRODUCT($M$38:$M$67,--($G$38:$G$67=W$136),--($AS$38:$AS$67=$E146),$AG$38:$AG$67)/1000*$AH80","v":0},{"$f":"MAX(SUMPRODUCT($N$38:$N$67,--($G$38:$G$67=X$136),--($AS$38:$AS$67=$E146),$AG$38:$AG$67)/1000-SUMPRODUCT($P$38:$P$67,--($G$38:$G$67=X$136),--($AS$38:$AS$67=$E146))-SUMPRODUCT($U$38:$U$67,--($G$38:$G$67=X$136),--($AS$38:$AS$67=$E146)),0)","v":0},0,0,0,0,0,0]
[null,null,{"$error":"#DIV/0!"},null,"Fans - parking garage",{"$f":"SUMPRODUCT($M$38:$M$67,--($G$38:$G$67=F$70),--($AS$38:$AS$67=$E147),$AG$38:$AG$67)/1000","v":0},{"$f":"SUMPRODUCT($M$38:$M$67,--($G$38:$G$67=G$136),--($AS$38:$AS$67=$E147),$AG$38:$AG$67)/1000*$AH81","v":0},{"$f":"MAX(SUMPRODUCT($N$38:$N$67,--($G$38:$G$67=H$136),--($AS$38:$AS$67=$E147),$AG$38:$AG$67)/1000-SUMPRODUCT($P$38:$P$67,--($G$38:$G$67=H$136),--($AS$38:$AS$67=$E147))-SUMPRODUCT($U$38:$U$67,--($G$38:$G$67=H$136),--($AS$38:$AS$67=$E147)),0)","v":0},0,{"$f":"SUMPRODUCT($M$38:$M$67,--($G$38:$G$67=J$70),--($AS$38:$AS$67=$E147),$AG$38:$AG$67)/1000","v":0},{"$f":"SUMPRODUCT($M$38:$M$67,--($G$38:$G$67=K$136),--($AS$38:$AS$67=$E147),$AG$38:$AG$67)/1000*$AH81","v":0},{"$f":"MAX(SUMPRODUCT($N$38:$N$67,--($G$38:$G$67=L$136),--($AS$38:$AS$67=$E147),$AG$38:$AG$67)/1000-SUMPRODUCT($P$38:$P$67,--($G$38:$G$67=L$136),--($AS$38:$AS$67=$E147))-SUMPRODUCT($U$38:$U$67,--($G$38:$G$67=L$136),--($AS$38:$AS$67=$E147)),0)","v":0},0,{"$f":"SUMPRODUCT($M$38:$M$67,--($G$38:$G$67=N$70),--($AS$38:$AS$67=$E147),$AG$38:$AG$67)/1000","v":0},{"$f":"SUMPRODUCT($M$38:$M$67,--($G$38:$G$67=O$136),--($AS$38:$AS$67=$E147),$AG$38:$AG$67)/1000*$AH81","v":0},{"$f":"MAX(SUMPRODUCT($N$38:$N$67,--($G$38:$G$67=P$136),--($AS$38:$AS$67=$E147),$AG$38:$AG$67)/1000-SUMPRODUCT($P$38:$P$67,--($G$38:$G$67=P$136),--($AS$38:$AS$67=$E147))-SUMPRODUCT($U$38:$U$67,--($G$38:$G$67=P$136),--($AS$38:$AS$67=$E147)),0)","v":0},0,{"$f":"SUMPRODUCT($M$38:$M$67,--($G$38:$G$67=R$70),--($AS$38:$AS$67=$E147),$AG$38:$AG$67)/1000","v":0},{"$f":"SUMPRODUCT($M$38:$M$67,--($G$38:$G$67=S$136),--($AS$38:$AS$67=$E147),$AG$38:$AG$67)/1000*$AH81","v":0},{"$f":"MAX(SUMPRODUCT($N$38:$N$67,--($G$38:$G$67=T$136),--($AS$38:$AS$67=$E147),$AG$38:$AG$67)/1000-SUMPRODUCT($P$38:$P$67,--($G$38:$G$67=T$136),--($AS$38:$AS$67=$E147))-SUMPRODUCT($U$38:$U$67,--($G$38:$G$67=T$136),--($AS$38:$AS$67=$E147)),0)","v":0},0,{"$f":"SUMPRODUCT($M$38:$M$67,--($G$38:$G$67=V$70),--($AS$38:$AS$67=$E147),$AG$38:$AG$67)/1000","v":0},{"$f":"SUMPRODUCT($M$38:$M$67,--($G$38:$G$67=W$136),--($AS$38:$AS$67=$E147),$AG$38:$AG$67)/1000*$AH81","v":0},{"$f":"MAX(SUMPRODUCT($N$38:$N$67,--($G$38:$G$67=X$136),--($AS$38:$AS$67=$E147),$AG$38:$AG$67)/1000-SUMPRODUCT($P$38:$P$67,--($G$38:$G$67=X$136),--($AS$38:$AS$67=$E147))-SUMPRODUCT($U$38:$U$67,--($G$38:$G$67=X$136),--($AS$38:$AS$67=$E147)),0)","v":0},0,0,0,0,0,0]
[null,null,{"$error":"#DIV/0!"},null,"Service water heating",{"$f":"SUMPRODUCT($M$38:$M$67,--($G$38:$G$67=F$70),--($AS$38:$AS$67=$E148),$AG$38:$AG$67)/1000","v":0},{"$f":"SUMPRODUCT($M$38:$M$67,--($G$38:$G$67=G$136),--($AS$38:$AS$67=$E148),$AG$38:$AG$67)/1000*$AH82","v":0},{"$f":"MAX(SUMPRODUCT($N$38:$N$67,--($G$38:$G$67=H$136),--($AS$38:$AS$67=$E148),$AG$38:$AG$67)/1000-SUMPRODUCT($P$38:$P$67,--($G$38:$G$67=H$136),--($AS$38:$AS$67=$E148))-SUMPRODUCT($U$38:$U$67,--($G$38:$G$67=H$136),--($AS$38:$AS$67=$E148)),0)","v":0},0,{"$f":"SUMPRODUCT($M$38:$M$67,--($G$38:$G$67=J$70),--($AS$38:$AS$67=$E148),$AG$38:$AG$67)/1000","v":0},{"$f":"SUMPRODUCT($M$38:$M$67,--($G$38:$G$67=K$136),--($AS$38:$AS$67=$E148),$AG$38:$AG$67)/1000*$AH82","v":0},{"$f":"MAX(SUMPRODUCT($N$38:$N$67,--($G$38:$G$67=L$136),--($AS$38:$AS$67=$E148),$AG$38:$AG$67)/1000-SUMPRODUCT($P$38:$P$67,--($G$38:$G$67=L$136),--($AS$38:$AS$67=$E148))-SUMPRODUCT($U$38:$U$67,--($G$38:$G$67=L$136),--($AS$38:$AS$67=$E148)),0)","v":0},0,{"$f":"SUMPRODUCT($M$38:$M$67,--($G$38:$G$67=N$70),--($AS$38:$AS$67=$E148),$AG$38:$AG$67)/1000","v":0},{"$f":"SUMPRODUCT($M$38:$M$67,--($G$38:$G$67=O$136),--($AS$38:$AS$67=$E148),$AG$38:$AG$67)/1000*$AH82","v":0},{"$f":"MAX(SUMPRODUCT($N$38:$N$67,--($G$38:$G$67=P$136),--($AS$38:$AS$67=$E148),$AG$38:$AG$67)/1000-SUMPRODUCT($P$38:$P$67,--($G$38:$G$67=P$136),--($AS$38:$AS$67=$E148))-SUMPRODUCT($U$38:$U$67,--($G$38:$G$67=P$136),--($AS$38:$AS$67=$E148)),0)","v":0},0,{"$f":"SUMPRODUCT($M$38:$M$67,--($G$38:$G$67=R$70),--($AS$38:$AS$67=$E148),$AG$38:$AG$67)/1000","v":0},{"$f":"SUMPRODUCT($M$38:$M$67,--($G$38:$G$67=S$136),--($AS$38:$AS$67=$E148),$AG$38:$AG$67)/1000*$AH82","v":0},{"$f":"MAX(SUMPRODUCT($N$38:$N$67,--($G$38:$G$67=T$136),--($AS$38:$AS$67=$E148),$AG$38:$AG$67)/1000-SUMPRODUCT($P$38:$P$67,--($G$38:$G$67=T$136),--($AS$38:$AS$67=$E148))-SUMPRODUCT($U$38:$U$67,--($G$38:$G$67=T$136),--($AS$38:$AS$67=$E148)),0)","v":0},0,{"$f":"SUMPRODUCT($M$38:$M$67,--($G$38:$G$67=V$70),--($AS$38:$AS$67=$E148),$AG$38:$AG$67)/1000","v":0},{"$f":"SUMPRODUCT($M$38:$M$67,--($G$38:$G$67=W$136),--($AS$38:$AS$67=$E148),$AG$38:$AG$67)/1000*$AH82","v":0},{"$f":"MAX(SUMPRODUCT($N$38:$N$67,--($G$38:$G$67=X$136),--($AS$38:$AS$67=$E148),$AG$38:$AG$67)/1000-SUMPRODUCT($P$38:$P$67,--($G$38:$G$67=X$136),--($AS$38:$AS$67=$E148))-SUMPRODUCT($U$38:$U$67,--($G$38:$G$67=X$136),--($AS$38:$AS$67=$E148)),0)","v":0},0,0,0,0,0,0]
[null,null,{"$error":"#DIV/0!"},null,"Misc equipment",{"$f":"SUMPRODUCT($M$38:$M$67,--($G$38:$G$67=F$70),--($AS$38:$AS$67=$E149),$AG$38:$AG$67)/1000","v":0},{"$f":"SUMPRODUCT($M$38:$M$67,--($G$38:$G$67=G$136),--($AS$38:$AS$67=$E149),$AG$38:$AG$67)/1000*$AH83","v":0},{"$f":"MAX(SUMPRODUCT($N$38:$N$67,--($G$38:$G$67=H$136),--($AS$38:$AS$67=$E149),$AG$38:$AG$67)/1000-SUMPRODUCT($P$38:$P$67,--($G$38:$G$67=H$136),--($AS$38:$AS$67=$E149))-SUMPRODUCT($U$38:$U$67,--($G$38:$G$67=H$136),--($AS$38:$AS$67=$E149)),0)","v":0},0,{"$f":"SUMPRODUCT($M$38:$M$67,--($G$38:$G$67=J$70),--($AS$38:$AS$67=$E149),$AG$38:$AG$67)/1000","v":0},{"$f":"SUMPRODUCT($M$38:$M$67,--($G$38:$G$67=K$136),--($AS$38:$AS$67=$E149),$AG$38:$AG$67)/1000*$AH83","v":0},{"$f":"MAX(SUMPRODUCT($N$38:$N$67,--($G$38:$G$67=L$136),--($AS$38:$AS$67=$E149),$AG$38:$AG$67)/1000-SUMPRODUCT($P$38:$P$67,--($G$38:$G$67=L$136),--($AS$38:$AS$67=$E149))-SUMPRODUCT($U$38:$U$67,--($G$38:$G$67=L$136),--($AS$38:$AS$67=$E149)),0)","v":0},0,{"$f":"SUMPRODUCT($M$38:$M$67,--($G$38:$G$67=N$70),--($AS$38:$AS$67=$E149),$AG$38:$AG$67)/1000","v":0},{"$f":"SUMPRODUCT($M$38:$M$67,--($G$38:$G$67=O$136),--($AS$38:$AS$67=$E149),$AG$38:$AG$67)/1000*$AH83","v":0},{"$f":"MAX(SUMPRODUCT($N$38:$N$67,--($G$38:$G$67=P$136),--($AS$38:$AS$67=$E149),$AG$38:$AG$67)/1000-SUMPRODUCT($P$38:$P$67,--($G$38:$G$67=P$136),--($AS$38:$AS$67=$E149))-SUMPRODUCT($U$38:$U$67,--($G$38:$G$67=P$136),--($AS$38:$AS$67=$E149)),0)","v":0},0,{"$f":"SUMPRODUCT($M$38:$M$67,--($G$38:$G$67=R$70),--($AS$38:$AS$67=$E149),$AG$38:$AG$67)/1000","v":0},{"$f":"SUMPRODUCT($M$38:$M$67,--($G$38:$G$67=S$136),--($AS$38:$AS$67=$E149),$AG$38:$AG$67)/1000*$AH83","v":0},{"$f":"MAX(SUMPRODUCT($N$38:$N$67,--($G$38:$G$67=T$136),--($AS$38:$AS$67=$E149),$AG$38:$AG$67)/1000-SUMPRODUCT($P$38:$P$67,--($G$38:$G$67=T$136),--($AS$38:$AS$67=$E149))-SUMPRODUCT($U$38:$U$67,--($G$38:$G$67=T$136),--($AS$38:$AS$67=$E149)),0)","v":0},0,{"$f":"SUMPRODUCT($M$38:$M$67,--($G$38:$G$67=V$70),--($AS$38:$AS$67=$E149),$AG$38:$AG$67)/1000","v":0},{"$f":"SUMPRODUCT($M$38:$M$67,--($G$38:$G$67=W$136),--($AS$38:$AS$67=$E149),$AG$38:$AG$67)/1000*$AH83","v":0},{"$f":"MAX(SUMPRODUCT($N$38:$N$67,--($G$38:$G$67=X$136),--($AS$38:$AS$67=$E149),$AG$38:$AG$67)/1000-SUMPRODUCT($P$38:$P$67,--($G$38:$G$67=X$136),--($AS$38:$AS$67=$E149))-SUMPRODUCT($U$38:$U$67,--($G$38:$G$67=X$136),--($AS$38:$AS$67=$E149)),0)","v":0},0,0,0,0,0,0]
[null,null,{"$error":"#DIV/0!"},null,"Industrial process",{"$f":"SUMPRODUCT($M$38:$M$67,--($G$38:$G$67=F$70),--($AS$38:$AS$67=$E150),$AG$38:$AG$67)/1000","v":0},{"$f":"SUMPRODUCT($M$38:$M$67,--($G$38:$G$67=G$136),--($AS$38:$AS$67=$E150),$AG$38:$AG$67)/1000*$AH84","v":0},{"$f":"MAX(SUMPRODUCT($N$38:$N$67,--($G$38:$G$67=H$136),--($AS$38:$AS$67=$E150),$AG$38:$AG$67)/1000-SUMPRODUCT($P$38:$P$67,--($G$38:$G$67=H$136),--($AS$38:$AS$67=$E150))-SUMPRODUCT($U$38:$U$67,--($G$38:$G$67=H$136),--($AS$38:$AS$67=$E150)),0)","v":0},0,{"$f":"SUMPRODUCT($M$38:$M$67,--($G$38:$G$67=J$70),--($AS$38:$AS$67=$E150),$AG$38:$AG$67)/1000","v":0},{"$f":"SUMPRODUCT($M$38:$M$67,--($G$38:$G$67=K$136),--($AS$38:$AS$67=$E150),$AG$38:$AG$67)/1000*$AH84","v":0},{"$f":"MAX(SUMPRODUCT($N$38:$N$67,--($G$38:$G$67=L$136),--($AS$38:$AS$67=$E150),$AG$38:$AG$67)/1000-SUMPRODUCT($P$38:$P$67,--($G$38:$G$67=L$136),--($AS$38:$AS$67=$E150))-SUMPRODUCT($U$38:$U$67,--($G$38:$G$67=L$136),--($AS$38:$AS$67=$E150)),0)","v":0},0,{"$f":"SUMPRODUCT($M$38:$M$67,--($G$38:$G$67=N$70),--($AS$38:$AS$67=$E150),$AG$38:$AG$67)/1000","v":0},{"$f":"SUMPRODUCT($M$38:$M$67,--($G$38:$G$67=O$136),--($AS$38:$AS$67=$E150),$AG$38:$AG$67)/1000*$AH84","v":0},{"$f":"MAX(SUMPRODUCT($N$38:$N$67,--($G$38:$G$67=P$136),--($AS$38:$AS$67=$E150),$AG$38:$AG$67)/1000-SUMPRODUCT($P$38:$P$67,--($G$38:$G$67=P$136),--($AS$38:$AS$67=$E150))-SUMPRODUCT($U$38:$U$67,--($G$38:$G$67=P$136),--($AS$38:$AS$67=$E150)),0)","v":0},0,{"$f":"SUMPRODUCT($M$38:$M$67,--($G$38:$G$67=R$70),--($AS$38:$AS$67=$E150),$AG$38:$AG$67)/1000","v":0},{"$f":"SUMPRODUCT($M$38:$M$67,--($G$38:$G$67=S$136),--($AS$38:$AS$67=$E150),$AG$38:$AG$67)/1000*$AH84","v":0},{"$f":"MAX(SUMPRODUCT($N$38:$N$67,--($G$38:$G$67=T$136),--($AS$38:$AS$67=$E150),$AG$38:$AG$67)/1000-SUMPRODUCT($P$38:$P$67,--($G$38:$G$67=T$136),--($AS$38:$AS$67=$E150))-SUMPRODUCT($U$38:$U$67,--($G$38:$G$67=T$136),--($AS$38:$AS$67=$E150)),0)","v":0},0,{"$f":"SUMPRODUCT($M$38:$M$67,--($G$38:$G$67=V$70),--($AS$38:$AS$67=$E150),$AG$38:$AG$67)/1000","v":0},{"$f":"SUMPRODUCT($M$38:$M$67,--($G$38:$G$67=W$136),--($AS$38:$AS$67=$E150),$AG$38:$AG$67)/1000*$AH84","v":0},{"$f":"MAX(SUMPRODUCT($N$38:$N$67,--($G$38:$G$67=X$136),--($AS$38:$AS$67=$E150),$AG$38:$AG$67)/1000-SUMPRODUCT($P$38:$P$67,--($G$38:$G$67=X$136),--($AS$38:$AS$67=$E150))-SUMPRODUCT($U$38:$U$67,--($G$38:$G$67=X$136),--($AS$38:$AS$67=$E150)),0)","v":0},0,0,0,0,0,0]
[null,null,{"$error":"#DIV/0!"},null,"Refrigeration equipment (regulated)",{"$f":"SUMPRODUCT($M$38:$M$67,--($G$38:$G$67=F$70),--($AS$38:$AS$67=$E151),$AG$38:$AG$67)/1000","v":0},{"$f":"SUMPRODUCT($M$38:$M$67,--($G$38:$G$67=G$136),--($AS$38:$AS$67=$E151),$AG$38:$AG$67)/1000*$AH85","v":0},{"$f":"MAX(SUMPRODUCT($N$38:$N$67,--($G$38:$G$67=H$136),--($AS$38:$AS$67=$E151),$AG$38:$AG$67)/1000-SUMPRODUCT($P$38:$P$67,--($G$38:$G$67=H$136),--($AS$38:$AS$67=$E151))-SUMPRODUCT($U$38:$U$67,--($G$38:$G$67=H$136),--($AS$38:$AS$67=$E151)),0)","v":0},0,{"$f":"SUMPRODUCT($M$38:$M$67,--($G$38:$G$67=J$70),--($AS$38:$AS$67=$E151),$AG$38:$AG$67)/1000","v":0},{"$f":"SUMPRODUCT($M$38:$M$67,--($G$38:$G$67=K$136),--($AS$38:$AS$67=$E151),$AG$38:$AG$67)/1000*$AH85","v":0},{"$f":"MAX(SUMPRODUCT($N$38:$N$67,--($G$38:$G$67=L$136),--($AS$38:$AS$67=$E151),$AG$38:$AG$67)/1000-SUMPRODUCT($P$38:$P$67,--($G$38:$G$67=L$136),--($AS$38:$AS$67=$E151))-SUMPRODUCT($U$38:$U$67,--($G$38:$G$67=L$136),--($AS$38:$AS$67=$E151)),0)","v":0},0,{"$f":"SUMPRODUCT($M$38:$M$67,--($G$38:$G$67=N$70),--($AS$38:$AS$67=$E151),$AG$38:$AG$67)/1000","v":0},{"$f":"SUMPRODUCT($M$38:$M$67,--($G$38:$G$67=O$136),--($AS$38:$AS$67=$E151),$AG$38:$AG$67)/1000*$AH85","v":0},{"$f":"MAX(SUMPRODUCT($N$38:$N$67,--($G$38:$G$67=P$136),--($AS$38:$AS$67=$E151),$AG$38:$AG$67)/1000-SUMPRODUCT($P$38:$P$67,--($G$38:$G$67=P$136),--($AS$38:$AS$67=$E151))-SUMPRODUCT($U$38:$U$67,--($G$38:$G$67=P$136),--($AS$38:$AS$67=$E151)),0)","v":0},0,{"$f":"SUMPRODUCT($M$38:$M$67,--($G$38:$G$67=R$70),--($AS$38:$AS$67=$E151),$AG$38:$AG$67)/1000","v":0},{"$f":"SUMPRODUCT($M$38:$M$67,--($G$38:$G$67=S$136),--($AS$38:$AS$67=$E151),$AG$38:$AG$67)/1000*$AH85","v":0},{"$f":"MAX(SUMPRODUCT($N$38:$N$67,--($G$38:$G$67=T$136),--($AS$38:$AS$67=$E151),$AG$38:$AG$67)/1000-SUMPRODUCT($P$38:$P$67,--($G$38:$G$67=T$136),--($AS$38:$AS$67=$E151))-SUMPRODUCT($U$38:$U$67,--($G$38:$G$67=T$136),--($AS$38:$AS$67=$E151)),0)","v":0},0,{"$f":"SUMPRODUCT($M$38:$M$67,--($G$38:$G$67=V$70),--($AS$38:$AS$67=$E151),$AG$38:$AG$67)/1000","v":0},{"$f":"SUMPRODUCT($M$38:$M$67,--($G$38:$G$67=W$136),--($AS$38:$AS$67=$E151),$AG$38:$AG$67)/1000*$AH85","v":0},{"$f":"MAX(SUMPRODUCT($N$38:$N$67,--($G$38:$G$67=X$136),--($AS$38:$AS$67=$E151),$AG$38:$AG$67)/1000-SUMPRODUCT($P$38:$P$67,--($G$38:$G$67=X$136),--($AS$38:$AS$67=$E151))-SUMPRODUCT($U$38:$U$67,--($G$38:$G$67=X$136),--($AS$38:$AS$67=$E151)),0)","v":0},0,0,0,0,0,0]
[null,null,{"$error":"#DIV/0!"},null,"Refrigeration equipment (unregulated)",{"$f":"SUMPRODUCT($M$38:$M$67,--($G$38:$G$67=F$70),--($AS$38:$AS$67=$E152),$AG$38:$AG$67)/1000","v":0},{"$f":"SUMPRODUCT($M$38:$M$67,--($G$38:$G$67=G$136),--($AS$38:$AS$67=$E152),$AG$38:$AG$67)/1000*$AH86","v":0},{"$f":"MAX(SUMPRODUCT($N$38:$N$67,--($G$38:$G$67=H$136),--($AS$38:$AS$67=$E152),$AG$38:$AG$67)/1000-SUMPRODUCT($P$38:$P$67,--($G$38:$G$67=H$136),--($AS$38:$AS$67=$E152))-SUMPRODUCT($U$38:$U$67,--($G$38:$G$67=H$136),--($AS$38:$AS$67=$E152)),0)","v":0},0,{"$f":"SUMPRODUCT($M$38:$M$67,--($G$38:$G$67=J$70),--($AS$38:$AS$67=$E152),$AG$38:$AG$67)/1000","v":0},{"$f":"SUMPRODUCT($M$38:$M$67,--($G$38:$G$67=K$136),--($AS$38:$AS$67=$E152),$AG$38:$AG$67)/1000*$AH86","v":0},{"$f":"MAX(SUMPRODUCT($N$38:$N$67,--($G$38:$G$67=L$136),--($AS$38:$AS$67=$E152),$AG$38:$AG$67)/1000-SUMPRODUCT($P$38:$P$67,--($G$38:$G$67=L$136),--($AS$38:$AS$67=$E152))-SUMPRODUCT($U$38:$U$67,--($G$38:$G$67=L$136),--($AS$38:$AS$67=$E152)),0)","v":0},0,{"$f":"SUMPRODUCT($M$38:$M$67,--($G$38:$G$67=N$70),--($AS$38:$AS$67=$E152),$AG$38:$AG$67)/1000","v":0},{"$f":"SUMPRODUCT($M$38:$M$67,--($G$38:$G$67=O$136),--($AS$38:$AS$67=$E152),$AG$38:$AG$67)/1000*$AH86","v":0},{"$f":"MAX(SUMPRODUCT($N$38:$N$67,--($G$38:$G$67=P$136),--($AS$38:$AS$67=$E152),$AG$38:$AG$67)/1000-SUMPRODUCT($P$38:$P$67,--($G$38:$G$67=P$136),--($AS$38:$AS$67=$E152))-SUMPRODUCT($U$38:$U$67,--($G$38:$G$67=P$136),--($AS$38:$AS$67=$E152)),0)","v":0},0,{"$f":"SUMPRODUCT($M$38:$M$67,--($G$38:$G$67=R$70),--($AS$38:$AS$67=$E152),$AG$38:$AG$67)/1000","v":0},{"$f":"SUMPRODUCT($M$38:$M$67,--($G$38:$G$67=S$136),--($AS$38:$AS$67=$E152),$AG$38:$AG$67)/1000*$AH86","v":0},{"$f":"MAX(SUMPRODUCT($N$38:$N$67,--($G$38:$G$67=T$136),--($AS$38:$AS$67=$E152),$AG$38:$AG$67)/1000-SUMPRODUCT($P$38:$P$67,--($G$38:$G$67=T$136),--($AS$38:$AS$67=$E152))-SUMPRODUCT($U$38:$U$67,--($G$38:$G$67=T$136),--($AS$38:$AS$67=$E152)),0)","v":0},0,{"$f":"SUMPRODUCT($M$38:$M$67,--($G$38:$G$67=V$70),--($AS$38:$AS$67=$E152),$AG$38:$AG$67)/1000","v":0},{"$f":"SUMPRODUCT($M$38:$M$67,--($G$38:$G$67=W$136),--($AS$38:$AS$67=$E152),$AG$38:$AG$67)/1000*$AH86","v":0},{"$f":"MAX(SUMPRODUCT($N$38:$N$67,--($G$38:$G$67=X$136),--($AS$38:$AS$67=$E152),$AG$38:$AG$67)/1000-SUMPRODUCT($P$38:$P$67,--($G$38:$G$67=X$136),--($AS$38:$AS$67=$E152))-SUMPRODUCT($U$38:$U$67,--($G$38:$G$67=X$136),--($AS$38:$AS$67=$E152)),0)","v":0},0,0,0,0,0,0]
[null,null,{"$error":"#DIV/0!"},null,"Elevators and escalators",{"$f":"SUMPRODUCT($M$38:$M$67,--($G$38:$G$67=F$70),--($AS$38:$AS$67=$E153),$AG$38:$AG$67)/1000","v":0},{"$f":"SUMPRODUCT($M$38:$M$67,--($G$38:$G$67=G$136),--($AS$38:$AS$67=$E153),$AG$38:$AG$67)/1000*$AH87","v":0},{"$f":"MAX(SUMPRODUCT($N$38:$N$67,--($G$38:$G$67=H$136),--($AS$38:$AS$67=$E153),$AG$38:$AG$67)/1000-SUMPRODUCT($P$38:$P$67,--($G$38:$G$67=H$136),--($AS$38:$AS$67=$E153))-SUMPRODUCT($U$38:$U$67,--($G$38:$G$67=H$136),--($AS$38:$AS$67=$E153)),0)","v":0},0,{"$f":"SUMPRODUCT($M$38:$M$67,--($G$38:$G$67=J$70),--($AS$38:$AS$67=$E153),$AG$38:$AG$67)/1000","v":0},{"$f":"SUMPRODUCT($M$38:$M$67,--($G$38:$G$67=K$136),--($AS$38:$AS$67=$E153),$AG$38:$AG$67)/1000*$AH87","v":0},{"$f":"MAX(SUMPRODUCT($N$38:$N$67,--($G$38:$G$67=L$136),--($AS$38:$AS$67=$E153),$AG$38:$AG$67)/1000-SUMPRODUCT($P$38:$P$67,--($G$38:$G$67=L$136),--($AS$38:$AS$67=$E153))-SUMPRODUCT($U$38:$U$67,--($G$38:$G$67=L$136),--($AS$38:$AS$67=$E153)),0)","v":0},0,{"$f":"SUMPRODUCT($M$38:$M$67,--($G$38:$G$67=N$70),--($AS$38:$AS$67=$E153),$AG$38:$AG$67)/1000","v":0},{"$f":"SUMPRODUCT($M$38:$M$67,--($G$38:$G$67=O$136),--($AS$38:$AS$67=$E153),$AG$38:$AG$67)/1000*$AH87","v":0},{"$f":"MAX(SUMPRODUCT($N$38:$N$67,--($G$38:$G$67=P$136),--($AS$38:$AS$67=$E153),$AG$38:$AG$67)/1000-SUMPRODUCT($P$38:$P$67,--($G$38:$G$67=P$136),--($AS$38:$AS$67=$E153))-SUMPRODUCT($U$38:$U$67,--($G$38:$G$67=P$136),--($AS$38:$AS$67=$E153)),0)","v":0},0,{"$f":"SUMPRODUCT($M$38:$M$67,--($G$38:$G$67=R$70),--($AS$38:$AS$67=$E153),$AG$38:$AG$67)/1000","v":0},{"$f":"SUMPRODUCT($M$38:$M$67,--($G$38:$G$67=S$136),--($AS$38:$AS$67=$E153),$AG$38:$AG$67)/1000*$AH87","v":0},{"$f":"MAX(SUMPRODUCT($N$38:$N$67,--($G$38:$G$67=T$136),--($AS$38:$AS$67=$E153),$AG$38:$AG$67)/1000-SUMPRODUCT($P$38:$P$67,--($G$38:$G$67=T$136),--($AS$38:$AS$67=$E153))-SUMPRODUCT($U$38:$U$67,--($G$38:$G$67=T$136),--($AS$38:$AS$67=$E153)),0)","v":0},0,{"$f":"SUMPRODUCT($M$38:$M$67,--($G$38:$G$67=V$70),--($AS$38:$AS$67=$E153),$AG$38:$AG$67)/1000","v":0},{"$f":"SUMPRODUCT($M$38:$M$67,--($G$38:$G$67=W$136),--($AS$38:$AS$67=$E153),$AG$38:$AG$67)/1000*$AH87","v":0},{"$f":"MAX(SUMPRODUCT($N$38:$N$67,--($G$38:$G$67=X$136),--($AS$38:$AS$67=$E153),$AG$38:$AG$67)/1000-SUMPRODUCT($P$38:$P$67,--($G$38:$G$67=X$136),--($AS$38:$AS$67=$E153))-SUMPRODUCT($U$38:$U$67,--($G$38:$G$67=X$136),--($AS$38:$AS$67=$E153)),0)","v":0},0,0,0,0,0,0]
[null,null,{"$error":"#DIV/0!"},null,"Other regulated",{"$f":"SUMPRODUCT($M$38:$M$67,--($G$38:$G$67=F$70),--($AS$38:$AS$67=$E154),$AG$38:$AG$67)/1000","v":0},{"$f":"SUMPRODUCT($M$38:$M$67,--($G$38:$G$67=G$136),--($AS$38:$AS$67=$E154),$AG$38:$AG$67)/1000*$AH88","v":0},{"$f":"MAX(SUMPRODUCT($N$38:$N$67,--($G$38:$G$67=H$136),--($AS$38:$AS$67=$E154),$AG$38:$AG$67)/1000-SUMPRODUCT($P$38:$P$67,--($G$38:$G$67=H$136),--($AS$38:$AS$67=$E154))-SUMPRODUCT($U$38:$U$67,--($G$38:$G$67=H$136),--($AS$38:$AS$67=$E154)),0)","v":0},0,{"$f":"SUMPRODUCT($M$38:$M$67,--($G$38:$G$67=J$70),--($AS$38:$AS$67=$E154),$AG$38:$AG$67)/1000","v":0},{"$f":"SUMPRODUCT($M$38:$M$67,--($G$38:$G$67=K$136),--($AS$38:$AS$67=$E154),$AG$38:$AG$67)/1000*$AH88","v":0},{"$f":"MAX(SUMPRODUCT($N$38:$N$67,--($G$38:$G$67=L$136),--($AS$38:$AS$67=$E154),$AG$38:$AG$67)/1000-SUMPRODUCT($P$38:$P$67,--($G$38:$G$67=L$136),--($AS$38:$AS$67=$E154))-SUMPRODUCT($U$38:$U$67,--($G$38:$G$67=L$136),--($AS$38:$AS$67=$E154)),0)","v":0},0,{"$f":"SUMPRODUCT($M$38:$M$67,--($G$38:$G$67=N$70),--($AS$38:$AS$67=$E154),$AG$38:$AG$67)/1000","v":0},{"$f":"SUMPRODUCT($M$38:$M$67,--($G$38:$G$67=O$136),--($AS$38:$AS$67=$E154),$AG$38:$AG$67)/1000*$AH88","v":0},{"$f":"MAX(SUMPRODUCT($N$38:$N$67,--($G$38:$G$67=P$136),--($AS$38:$AS$67=$E154),$AG$38:$AG$67)/1000-SUMPRODUCT($P$38:$P$67,--($G$38:$G$67=P$136),--($AS$38:$AS$67=$E154))-SUMPRODUCT($U$38:$U$67,--($G$38:$G$67=P$136),--($AS$38:$AS$67=$E154)),0)","v":0},0,{"$f":"SUMPRODUCT($M$38:$M$67,--($G$38:$G$67=R$70),--($AS$38:$AS$67=$E154),$AG$38:$AG$67)/1000","v":0},{"$f":"SUMPRODUCT($M$38:$M$67,--($G$38:$G$67=S$136),--($AS$38:$AS$67=$E154),$AG$38:$AG$67)/1000*$AH88","v":0},{"$f":"MAX(SUMPRODUCT($N$38:$N$67,--($G$38:$G$67=T$136),--($AS$38:$AS$67=$E154),$AG$38:$AG$67)/1000-SUMPRODUCT($P$38:$P$67,--($G$38:$G$67=T$136),--($AS$38:$AS$67=$E154))-SUMPRODUCT($U$38:$U$67,--($G$38:$G$67=T$136),--($AS$38:$AS$67=$E154)),0)","v":0},0,{"$f":"SUMPRODUCT($M$38:$M$67,--($G$38:$G$67=V$70),--($AS$38:$AS$67=$E154),$AG$38:$AG$67)/1000","v":0},{"$f":"SUMPRODUCT($M$38:$M$67,--($G$38:$G$67=W$136),--($AS$38:$AS$67=$E154),$AG$38:$AG$67)/1000*$AH88","v":0},{"$f":"MAX(SUMPRODUCT($N$38:$N$67,--($G$38:$G$67=X$136),--($AS$38:$AS$67=$E154),$AG$38:$AG$67)/1000-SUMPRODUCT($P$38:$P$67,--($G$38:$G$67=X$136),--($AS$38:$AS$67=$E154))-SUMPRODUCT($U$38:$U$67,--($G$38:$G$67=X$136),--($AS$38:$AS$67=$E154)),0)","v":0},0,0,0,0,0,0]
[null,null,{"$error":"#DIV/0!"},null,"Other unregulated",{"$f":"SUMPRODUCT($M$38:$M$67,--($G$38:$G$67=F$70),--($AS$38:$AS$67=$E155),$AG$38:$AG$67)/1000","v":0},{"$f":"SUMPRODUCT($M$38:$M$67,--($G$38:$G$67=G$136),--($AS$38:$AS$67=$E155),$AG$38:$AG$67)/1000*$AH89","v":0},{"$f":"MAX(SUMPRODUCT($N$38:$N$67,--($G$38:$G$67=H$136),--($AS$38:$AS$67=$E155),$AG$38:$AG$67)/1000-SUMPRODUCT($P$38:$P$67,--($G$38:$G$67=H$136),--($AS$38:$AS$67=$E155))-SUMPRODUCT($U$38:$U$67,--($G$38:$G$67=H$136),--($AS$38:$AS$67=$E155)),0)","v":0},0,{"$f":"SUMPRODUCT($M$38:$M$67,--($G$38:$G$67=J$70),--($AS$38:$AS$67=$E155),$AG$38:$AG$67)/1000","v":0},{"$f":"SUMPRODUCT($M$38:$M$67,--($G$38:$G$67=K$136),--($AS$38:$AS$67=$E155),$AG$38:$AG$67)/1000*$AH89","v":0},{"$f":"MAX(SUMPRODUCT($N$38:$N$67,--($G$38:$G$67=L$136),--($AS$38:$AS$67=$E155),$AG$38:$AG$67)/1000-SUMPRODUCT($P$38:$P$67,--($G$38:$G$67=L$136),--($AS$38:$AS$67=$E155))-SUMPRODUCT($U$38:$U$67,--($G$38:$G$67=L$136),--($AS$38:$AS$67=$E155)),0)","v":0},0,{"$f":"SUMPRODUCT($M$38:$M$67,--($G$38:$G$67=N$70),--($AS$38:$AS$67=$E155),$AG$38:$AG$67)/1000","v":0},{"$f":"SUMPRODUCT($M$38:$M$67,--($G$38:$G$67=O$136),--($AS$38:$AS$67=$E155),$AG$38:$AG$67)/1000*$AH89","v":0},{"$f":"MAX(SUMPRODUCT($N$38:$N$67,--($G$38:$G$67=P$136),--($AS$38:$AS$67=$E155),$AG$38:$AG$67)/1000-SUMPRODUCT($P$38:$P$67,--($G$38:$G$67=P$136),--($AS$38:$AS$67=$E155))-SUMPRODUCT($U$38:$U$67,--($G$38:$G$67=P$136),--($AS$38:$AS$67=$E155)),0)","v":0},0,{"$f":"SUMPRODUCT($M$38:$M$67,--($G$38:$G$67=R$70),--($AS$38:$AS$67=$E155),$AG$38:$AG$67)/1000","v":0},{"$f":"SUMPRODUCT($M$38:$M$67,--($G$38:$G$67=S$136),--($AS$38:$AS$67=$E155),$AG$38:$AG$67)/1000*$AH89","v":0},{"$f":"MAX(SUMPRODUCT($N$38:$N$67,--($G$38:$G$67=T$136),--($AS$38:$AS$67=$E155),$AG$38:$AG$67)/1000-SUMPRODUCT($P$38:$P$67,--($G$38:$G$67=T$136),--($AS$38:$AS$67=$E155))-SUMPRODUCT($U$38:$U$67,--($G$38:$G$67=T$136),--($AS$38:$AS$67=$E155)),0)","v":0},0,{"$f":"SUMPRODUCT($M$38:$M$67,--($G$38:$G$67=V$70),--($AS$38:$AS$67=$E155),$AG$38:$AG$67)/1000","v":0},{"$f":"SUMPRODUCT($M$38:$M$67,--($G$38:$G$67=W$136),--($AS$38:$AS$67=$E155),$AG$38:$AG$67)/1000*$AH89","v":0},{"$f":"MAX(SUMPRODUCT($N$38:$N$67,--($G$38:$G$67=X$136),--($AS$38:$AS$67=$E155),$AG$38:$AG$67)/1000-SUMPRODUCT($P$38:$P$67,--($G$38:$G$67=X$136),--($AS$38:$AS$67=$E155))-SUMPRODUCT($U$38:$U$67,--($G$38:$G$67=X$136),--($AS$38:$AS$67=$E155)),0)","v":0},0,0,0,0,0,0]
[null,null,{"$error":"#DIV/0!"}]
[null,null,{"$error":"#DIV/0!"},null,"Table 6: Energy Consumption and Savings by Fuel and End Use Including Exceptional Calculations and Renewable Energy With Cap Applied",null,null,null,null,null,null,null,null,null,null,null,"Back to Table of Contents"]
[null,null,{"$f":"5/0","v":{"$error":"#DIV/0!"}},null,null,{"$f":"INDEX(ImportCostdata,AH$70+1,COLUMN(Import!$A$74))","v":0},{"$f":"INDEX(ImportCostdata,AI$70+1,COLUMN(Import!$A$74))","v":0},{"$f":"INDEX(ImportCostdata,AJ$70+1,COLUMN(Import!$A$74))","v":0},{"$f":"INDEX(ImportCostdata,AK$70+1,COLUMN(Import!$A$74))","v":0},{"$f":"INDEX(ImportCostdata,AL$70+1,COLUMN(Import!$A$74))","v":0},{"$f":"INDEX(ImportCostdata,AM$70+1,COLUMN(Import!$A$74))","v":0},{"$f":"INDEX(ImportCostdata,AN$70+1,COLUMN(Import!$A$74))","v":0},{"$f":"INDEX(ImportCostdata,AO$70+1,COLUMN(Import!$A$74))","v":0},{"$f":"INDEX(ImportCostdata,AP$70+1,COLUMN(Import!$A$74))","v":0},{"$f":"INDEX(ImportCostdata,AQ$70+1,COLUMN(Import!$A$74))","v":0},{"$f":"INDEX(ImportCostdata,AR$70+1,COLUMN(Import!$A$74))","v":0},{"$f":"INDEX(ImportCostdata,AS$70+1,COLUMN(Import!$A$74))","v":0},{"$f":"INDEX(ImportCostdata,AT$70+1,COLUMN(Import!$A$74))","v":0},{"$f":"INDEX(ImportCostdata,AU$70+1,COLUMN(Import!$A$74))","v":0},{"$f":"INDEX(ImportCostdata,AV$70+1,COLUMN(Import!$A$74))","v":0},{"$f":"INDEX(ImportCostdata,AW$70+1,COLUMN(Import!$A$74))","v":0},{"$f":"INDEX(ImportCostdata,AX$70+1,COLUMN(Import!$A$74))","v":0},{"$f":"INDEX(ImportCostdata,AY$70+1,COLUMN(Import!$A$74))","v":0},{"$f":"INDEX(ImportCostdata,AZ$70+1,COLUMN(Import!$A$74))","v":0},{"$f":"INDEX(ImportCostdata,BA$70+1,COLUMN(Import!$A$74))","v":0}]
[null,null,{"$error":"#DIV/0!"},null,"End Use",{"$f":"\"ASHRAE 90.1 ~2004 Baseline \" & F158 & \" Site Energy (MMBtu)\"","v":"ASHRAE 90.1 ~2004 Baseline 0 Site Energy (MMBtu)"},{"$f":"\"ASHRAE 90.1 \" & Lists_Modeling_Protocol_Year & \" Adjusted Baseline \" & G158 & \" Site Energy (MMBtu)\"","v":{"$error":"#VALUE!"}},{"$f":"\"Proposed \" & H158 & \" Site Energy (MMBtu)\"","v":"Proposed 0 Site Energy (MMBtu)"},{"$f":"I158 & \" Site Energy Savings (MMBtu)\"","v":"0 Site Energy Savings (MMBtu)"},{"$f":"\"ASHRAE 90.1 ~2004 Baseline \" & J158 & \" Site Energy (MMBtu)\"","v":"ASHRAE 90.1 ~2004 Baseline 0 Site Energy (MMBtu)"},{"$f":"\"ASHRAE 90.1 \" & Lists_Modeling_Protocol_Year & \" Adjusted Baseline \" & K158 & \" Site Energy (MMBtu)\"","v":{"$error":"#VALUE!"}},{"$f":"\"Proposed \" & L158 & \" Site Energy (MMBtu)\"","v":"Proposed 0 Site Energy (MMBtu)"},{"$f":"M158 & \" Site Energy Savings (MMBtu)\"","v":"0 Site Energy Savings (MMBtu)"},{"$f":"\"ASHRAE 90.1 ~2004 Baseline \" & N158 & \" Site Energy (MMBtu)\"","v":"ASHRAE 90.1 ~2004 Baseline 0 Site Energy (MMBtu)"},{"$f":"\"ASHRAE 90.1 \" & Lists_Modeling_Protocol_Year & \" Adjusted Baseline \" & O158 & \" Site Energy (MMBtu)\"","v":{"$error":"#VALUE!"}},{"$f":"\"Proposed \" & P158 & \" Site Energy (MMBtu)\"","v":"Proposed 0 Site Energy (MMBtu)"},{"$f":"Q158 & \" Site Energy Savings (MMBtu)\"","v":"0 Site Energy Savings (MMBtu)"},{"$f":"\"ASHRAE 90.1 ~2004 Baseline \" & R158 & \" Site Energy (MMBtu)\"","v":"ASHRAE 90.1 ~2004 Baseline 0 Site Energy (MMBtu)"},{"$f":"\"ASHRAE 90.1 \" & Lists_Modeling_Protocol_Year & \" Adjusted Baseline \" & S158 & \" Site Energy (MMBtu)\"","v":{"$error":"#VALUE!"}},{"$f":"\"Proposed \" & T158 & \" Site Energy (MMBtu)\"","v":"Proposed 0 Site Energy (MMBtu)"},{"$f":"U158 & \" Site Energy Savings (MMBtu)\"","v":"0 Site Energy Savings (MMBtu)"},{"$f":"\"ASHRAE 90.1 ~2004 Baseline \" & V158 & \" Site Energy (MMBtu)\"","v":"ASHRAE 90.1 ~2004 Baseline 0 Site Energy (MMBtu)"},{"$f":"\"ASHRAE 90.1 \" & Lists_Modeling_Protocol_Year & \" Adjusted Baseline \" & W158 & \" Site Energy (MMBtu)\"","v":{"$error":"#VALUE!"}},{"$f":"\"Proposed \" & X158 & \" Site Energy (MMBtu)\"","v":"Proposed 0 Site Energy (MMBtu)"},{"$f":"Y158 & \" Site Energy Savings (MMBtu)\"","v":"0 Site Energy Savings (MMBtu)"},"ASHRAE 90.1 ~2004 Baseline Site Energy (MMBtu)",{"$f":"\"Total ASHRAE 90.1 \" & Lists_Modeling_Protocol_Year & \" Adjusted Baseline Site Energy (MMBtu)\"","v":{"$error":"#VALUE!"}},"Total Proposed Site Energy (MMBtu)","Total Site Energy Savings Compared to ~2004 Baseline (MMBtu)",{"$f":"\"Total Site Energy Savings Compared to \" & Lists_Modeling_Protocol_Year & \" Baseline (MMBtu)\"","v":{"$error":"#VALUE!"}}]
[null,null,{"$error":"#DIV/0!"},null,"Interior lighting",{"$f":"SUMPRODUCT($M$38:$M$67,--($G$38:$G$67=F$70),--($AS$38:$AS$67=$E160),$AG$38:$AG$67)/1000","v":0},{"$f":"SUMPRODUCT($M$38:$M$67,--($G$38:$G$67=G$158),--($AS$38:$AS$67=$E160),$AG$38:$AG$67)/1000*$AH72","v":0},{"$f":"MAX(SUMPRODUCT($N$38:$N$67,--($G$38:$G$67=H$158),--($AS$38:$AS$67=$E160),$AG$38:$AG$67)/1000-SUMPRODUCT($Q$38:$Q$67,--($G$38:$G$67=H$158),--($AS$38:$AS$67=$E160))-SUMPRODUCT($V$38:$V$67,--($G$38:$G$67=H$158),--($AS$38:$AS$67=$E160)),0)","v":0},{"$f":"G160-H160","v":0},{"$f":"SUMPRODUCT($M$38:$M$67,--($G$38:$G$67=J$70),--($AS$38:$AS$67=$E160),$AG$38:$AG$67)/1000","v":0},{"$f":"SUMPRODUCT($M$38:$M$67,--($G$38:$G$67=K$158),--($AS$38:$AS$67=$E160),$AG$38:$AG$67)/1000*$AH72","v":0},{"$f":"MAX(SUMPRODUCT($N$38:$N$67,--($G$38:$G$67=L$158),--($AS$38:$AS$67=$E160),$AG$38:$AG$67)/1000-SUMPRODUCT($Q$38:$Q$67,--($G$38:$G$67=L$158),--($AS$38:$AS$67=$E160))-SUMPRODUCT($V$38:$V$67,--($G$38:$G$67=L$158),--($AS$38:$AS$67=$E160)),0)","v":0},{"$f":"K160-L160","v":0},{"$f":"SUMPRODUCT($M$38:$M$67,--($G$38:$G$67=N$70),--($AS$38:$AS$67=$E160),$AG$38:$AG$67)/1000","v":0},{"$f":"SUMPRODUCT($M$38:$M$67,--($G$38:$G$67=O$158),--($AS$38:$AS$67=$E160),$AG$38:$AG$67)/1000*$AH72","v":0},{"$f":"MAX(SUMPRODUCT($N$38:$N$67,--($G$38:$G$67=P$158),--($AS$38:$AS$67=$E160),$AG$38:$AG$67)/1000-SUMPRODUCT($Q$38:$Q$67,--($G$38:$G$67=P$158),--($AS$38:$AS$67=$E160))-SUMPRODUCT($V$38:$V$67,--($G$38:$G$67=P$158),--($AS$38:$AS$67=$E160)),0)","v":0},{"$f":"O160-P160","v":0},{"$f":"SUMPRODUCT($M$38:$M$67,--($G$38:$G$67=R$70),--($AS$38:$AS$67=$E160),$AG$38:$AG$67)/1000","v":0},{"$f":"SUMPRODUCT($M$38:$M$67,--($G$38:$G$67=S$158),--($AS$38:$AS$67=$E160),$AG$38:$AG$67)/1000*$AH72","v":0},{"$f":"MAX(SUMPRODUCT($N$38:$N$67,--($G$38:$G$67=T$158),--($AS$38:$AS$67=$E160),$AG$38:$AG$67)/1000-SUMPRODUCT($Q$38:$Q$67,--($G$38:$G$67=T$158),--($AS$38:$AS$67=$E160))-SUMPRODUCT($V$38:$V$67,--($G$38:$G$67=T$158),--($AS$38:$AS$67=$E160)),0)","v":0},{"$f":"S160-T160","v":0},{"$f":"SUMPRODUCT($M$38:$M$67,--($G$38:$G$67=V$70),--($AS$38:$AS$67=$E160),$AG$38:$AG$67)/1000","v":0},{"$f":"SUMPRODUCT($M$38:$M$67,--($G$38:$G$67=W$158),--($AS$38:$AS$67=$E160),$AG$38:$AG$67)/1000*$AH72","v":0},{"$f":"MAX(SUMPRODUCT($N$38:$N$67,--($G$38:$G$67=X$158),--($AS$38:$AS$67=$E160),$AG$38:$AG$67)/1000-SUMPRODUCT($Q$38:$Q$67,--($G$38:$G$67=X$158),--($AS$38:$AS$67=$E160))-SUMPRODUCT($V$38:$V$67,--($G$38:$G$67=X$158),--($AS$38:$AS$67=$E160)),0)","v":0},{"$f":"W160-X160","v":0},{"$f":"F160+J160+N160+R160+V160","v":0},{"$f":"G160+K160+O160+S160+W160","v":0},{"$f":"H160+L160+P160+T160+X160","v":0},{"$f":"Z160-AB160","v":0},{"$f":"AA160-AB160","v":0}]
[null,null,{"$error":"#DIV/0!"},null,"Interior lighting (unregulated)",{"$f":"SUMPRODUCT($M$38:$M$67,--($G$38:$G$67=F$70),--($AS$38:$AS$67=$E161),$AG$38:$AG$67)/1000","v":0},{"$f":"SUMPRODUCT($M$38:$M$67,--($G$38:$G$67=G$158),--($AS$38:$AS$67=$E161),$AG$38:$AG$67)/1000*$AH73","v":0},{"$f":"MAX(SUMPRODUCT($N$38:$N$67,--($G$38:$G$67=H$158),--($AS$38:$AS$67=$E161),$AG$38:$AG$67)/1000-SUMPRODUCT($Q$38:$Q$67,--($G$38:$G$67=H$158),--($AS$38:$AS$67=$E161))-SUMPRODUCT($V$38:$V$67,--($G$38:$G$67=H$158),--($AS$38:$AS$67=$E161)),0)","v":0},{"$f":"G161-H161","v":0},{"$f":"SUMPRODUCT($M$38:$M$67,--($G$38:$G$67=J$70),--($AS$38:$AS$67=$E161),$AG$38:$AG$67)/1000","v":0},{"$f":"SUMPRODUCT($M$38:$M$67,--($G$38:$G$67=K$158),--($AS$38:$AS$67=$E161),$AG$38:$AG$67)/1000*$AH73","v":0},{"$f":"MAX(SUMPRODUCT($N$38:$N$67,--($G$38:$G$67=L$158),--($AS$38:$AS$67=$E161),$AG$38:$AG$67)/1000-SUMPRODUCT($Q$38:$Q$67,--($G$38:$G$67=L$158),--($AS$38:$AS$67=$E161))-SUMPRODUCT($V$38:$V$67,--($G$38:$G$67=L$158),--($AS$38:$AS$67=$E161)),0)","v":0},{"$f":"K161-L161","v":0},{"$f":"SUMPRODUCT($M$38:$M$67,--($G$38:$G$67=N$70),--($AS$38:$AS$67=$E161),$AG$38:$AG$67)/1000","v":0},{"$f":"SUMPRODUCT($M$38:$M$67,--($G$38:$G$67=O$158),--($AS$38:$AS$67=$E161),$AG$38:$AG$67)/1000*$AH73","v":0},{"$f":"MAX(SUMPRODUCT($N$38:$N$67,--($G$38:$G$67=P$158),--($AS$38:$AS$67=$E161),$AG$38:$AG$67)/1000-SUMPRODUCT($Q$38:$Q$67,--($G$38:$G$67=P$158),--($AS$38:$AS$67=$E161))-SUMPRODUCT($V$38:$V$67,--($G$38:$G$67=P$158),--($AS$38:$AS$67=$E161)),0)","v":0},{"$f":"O161-P161","v":0},{"$f":"SUMPRODUCT($M$38:$M$67,--($G$38:$G$67=R$70),--($AS$38:$AS$67=$E161),$AG$38:$AG$67)/1000","v":0},{"$f":"SUMPRODUCT($M$38:$M$67,--($G$38:$G$67=S$158),--($AS$38:$AS$67=$E161),$AG$38:$AG$67)/1000*$AH73","v":0},{"$f":"MAX(SUMPRODUCT($N$38:$N$67,--($G$38:$G$67=T$158),--($AS$38:$AS$67=$E161),$AG$38:$AG$67)/1000-SUMPRODUCT($Q$38:$Q$67,--($G$38:$G$67=T$158),--($AS$38:$AS$67=$E161))-SUMPRODUCT($V$38:$V$67,--($G$38:$G$67=T$158),--($AS$38:$AS$67=$E161)),0)","v":0},{"$f":"S161-T161","v":0},{"$f":"SUMPRODUCT($M$38:$M$67,--($G$38:$G$67=V$70),--($AS$38:$AS$67=$E161),$AG$38:$AG$67)/1000","v":0},{"$f":"SUMPRODUCT($M$38:$M$67,--($G$38:$G$67=W$158),--($AS$38:$AS$67=$E161),$AG$38:$AG$67)/1000*$AH73","v":0},{"$f":"MAX(SUMPRODUCT($N$38:$N$67,--($G$38:$G$67=X$158),--($AS$38:$AS$67=$E161),$AG$38:$AG$67)/1000-SUMPRODUCT($Q$38:$Q$67,--($G$38:$G$67=X$158),--($AS$38:$AS$67=$E161))-SUMPRODUCT($V$38:$V$67,--($G$38:$G$67=X$158),--($AS$38:$AS$67=$E161)),0)","v":0},{"$f":"W161-X161","v":0},{"$f":"F161+J161+N161+R161+V161","v":0},{"$f":"G161+K161+O161+S161+W161","v":0},{"$f":"H161+L161+P161+T161+X161","v":0},{"$f":"Z161-AB161","v":0},0]
[null,null,{"$error":"#DIV/0!"},null,"Exterior lighting",{"$f":"SUMPRODUCT($M$38:$M$67,--($G$38:$G$67=F$70),--($AS$38:$AS$67=$E162),$AG$38:$AG$67)/1000","v":0},{"$f":"SUMPRODUCT($M$38:$M$67,--($G$38:$G$67=G$158),--($AS$38:$AS$67=$E162),$AG$38:$AG$67)/1000*$AH74","v":0},{"$f":"MAX(SUMPRODUCT($N$38:$N$67,--($G$38:$G$67=H$158),--($AS$38:$AS$67=$E162),$AG$38:$AG$67)/1000-SUMPRODUCT($Q$38:$Q$67,--($G$38:$G$67=H$158),--($AS$38:$AS$67=$E162))-SUMPRODUCT($V$38:$V$67,--($G$38:$G$67=H$158),--($AS$38:$AS$67=$E162)),0)","v":0},0,{"$f":"SUMPRODUCT($M$38:$M$67,--($G$38:$G$67=J$70),--($AS$38:$AS$67=$E162),$AG$38:$AG$67)/1000","v":0},{"$f":"SUMPRODUCT($M$38:$M$67,--($G$38:$G$67=K$158),--($AS$38:$AS$67=$E162),$AG$38:$AG$67)/1000*$AH74","v":0},{"$f":"MAX(SUMPRODUCT($N$38:$N$67,--($G$38:$G$67=L$158),--($AS$38:$AS$67=$E162),$AG$38:$AG$67)/1000-SUMPRODUCT($Q$38:$Q$67,--($G$38:$G$67=L$158),--($AS$38:$AS$67=$E162))-SUMPRODUCT($V$38:$V$67,--($G$38:$G$67=L$158),--($AS$38:$AS$67=$E162)),0)","v":0},0,{"$f":"SUMPRODUCT($M$38:$M$67,--($G$38:$G$67=N$70),--($AS$38:$AS$67=$E162),$AG$38:$AG$67)/1000","v":0},{"$f":"SUMPRODUCT($M$38:$M$67,--($G$38:$G$67=O$158),--($AS$38:$AS$67=$E162),$AG$38:$AG$67)/1000*$AH74","v":0},{"$f":"MAX(SUMPRODUCT($N$38:$N$67,--($G$38:$G$67=P$158),--($AS$38:$AS$67=$E162),$AG$38:$AG$67)/1000-SUMPRODUCT($Q$38:$Q$67,--($G$38:$G$67=P$158),--($AS$38:$AS$67=$E162))-SUMPRODUCT($V$38:$V$67,--($G$38:$G$67=P$158),--($AS$38:$AS$67=$E162)),0)","v":0},0,{"$f":"SUMPRODUCT($M$38:$M$67,--($G$38:$G$67=R$70),--($AS$38:$AS$67=$E162),$AG$38:$AG$67)/1000","v":0},{"$f":"SUMPRODUCT($M$38:$M$67,--($G$38:$G$67=S$158),--($AS$38:$AS$67=$E162),$AG$38:$AG$67)/1000*$AH74","v":0},{"$f":"MAX(SUMPRODUCT($N$38:$N$67,--($G$38:$G$67=T$158),--($AS$38:$AS$67=$E162),$AG$38:$AG$67)/1000-SUMPRODUCT($Q$38:$Q$67,--($G$38:$G$67=T$158),--($AS$38:$AS$67=$E162))-SUMPRODUCT($V$38:$V$67,--($G$38:$G$67=T$158),--($AS$38:$AS$67=$E162)),0)","v":0},0,{"$f":"SUMPRODUCT($M$38:$M$67,--($G$38:$G$67=V$70),--($AS$38:$AS$67=$E162),$AG$38:$AG$67)/1000","v":0},{"$f":"SUMPRODUCT($M$38:$M$67,--($G$38:$G$67=W$158),--($AS$38:$AS$67=$E162),$AG$38:$AG$67)/1000*$AH74","v":0},{"$f":"MAX(SUMPRODUCT($N$38:$N$67,--($G$38:$G$67=X$158),--($AS$38:$AS$67=$E162),$AG$38:$AG$67)/1000-SUMPRODUCT($Q$38:$Q$67,--($G$38:$G$67=X$158),--($AS$38:$AS$67=$E162))-SUMPRODUCT($V$38:$V$67,--($G$38:$G$67=X$158),--($AS$38:$AS$67=$E162)),0)","v":0},0,0,0,0,0,0]
[null,null,{"$error":"#DIV/0!"},null,"Space heating",{"$f":"SUMPRODUCT($M$38:$M$67,--($G$38:$G$67=F$70),--($AS$38:$AS$67=$E163),$AG$38:$AG$67)/1000","v":0},{"$f":"SUMPRODUCT($M$38:$M$67,--($G$38:$G$67=G$158),--($AS$38:$AS$67=$E163),$AG$38:$AG$67)/1000*$AH75","v":0},{"$f":"MAX(SUMPRODUCT($N$38:$N$67,--($G$38:$G$67=H$158),--($AS$38:$AS$67=$E163),$AG$38:$AG$67)/1000-SUMPRODUCT($Q$38:$Q$67,--($G$38:$G$67=H$158),--($AS$38:$AS$67=$E163))-SUMPRODUCT($V$38:$V$67,--($G$38:$G$67=H$158),--($AS$38:$AS$67=$E163)),0)","v":0},0,{"$f":"SUMPRODUCT($M$38:$M$67,--($G$38:$G$67=J$70),--($AS$38:$AS$67=$E163),$AG$38:$AG$67)/1000","v":0},{"$f":"SUMPRODUCT($M$38:$M$67,--($G$38:$G$67=K$158),--($AS$38:$AS$67=$E163),$AG$38:$AG$67)/1000*$AH75","v":0},{"$f":"MAX(SUMPRODUCT($N$38:$N$67,--($G$38:$G$67=L$158),--($AS$38:$AS$67=$E163),$AG$38:$AG$67)/1000-SUMPRODUCT($Q$38:$Q$67,--($G$38:$G$67=L$158),--($AS$38:$AS$67=$E163))-SUMPRODUCT($V$38:$V$67,--($G$38:$G$67=L$158),--($AS$38:$AS$67=$E163)),0)","v":0},0,{"$f":"SUMPRODUCT($M$38:$M$67,--($G$38:$G$67=N$70),--($AS$38:$AS$67=$E163),$AG$38:$AG$67)/1000","v":0},{"$f":"SUMPRODUCT($M$38:$M$67,--($G$38:$G$67=O$158),--($AS$38:$AS$67=$E163),$AG$38:$AG$67)/1000*$AH75","v":0},{"$f":"MAX(SUMPRODUCT($N$38:$N$67,--($G$38:$G$67=P$158),--($AS$38:$AS$67=$E163),$AG$38:$AG$67)/1000-SUMPRODUCT($Q$38:$Q$67,--($G$38:$G$67=P$158),--($AS$38:$AS$67=$E163))-SUMPRODUCT($V$38:$V$67,--($G$38:$G$67=P$158),--($AS$38:$AS$67=$E163)),0)","v":0},0,{"$f":"SUMPRODUCT($M$38:$M$67,--($G$38:$G$67=R$70),--($AS$38:$AS$67=$E163),$AG$38:$AG$67)/1000","v":0},{"$f":"SUMPRODUCT($M$38:$M$67,--($G$38:$G$67=S$158),--($AS$38:$AS$67=$E163),$AG$38:$AG$67)/1000*$AH75","v":0},{"$f":"MAX(SUMPRODUCT($N$38:$N$67,--($G$38:$G$67=T$158),--($AS$38:$AS$67=$E163),$AG$38:$AG$67)/1000-SUMPRODUCT($Q$38:$Q$67,--($G$38:$G$67=T$158),--($AS$38:$AS$67=$E163))-SUMPRODUCT($V$38:$V$67,--($G$38:$G$67=T$158),--($AS$38:$AS$67=$E163)),0)","v":0},0,{"$f":"SUMPRODUCT($M$38:$M$67,--($G$38:$G$67=V$70),--($AS$38:$AS$67=$E163),$AG$38:$AG$67)/1000","v":0},{"$f":"SUMPRODUCT($M$38:$M$67,--($G$38:$G$67=W$158),--($AS$38:$AS$67=$E163),$AG$38:$AG$67)/1000*$AH75","v":0},{"$f":"MAX(SUMPRODUCT($N$38:$N$67,--($G$38:$G$67=X$158),--($AS$38:$AS$67=$E163),$AG$38:$AG$67)/1000-SUMPRODUCT($Q$38:$Q$67,--($G$38:$G$67=X$158),--($AS$38:$AS$67=$E163))-SUMPRODUCT($V$38:$V$67,--($G$38:$G$67=X$158),--($AS$38:$AS$67=$E163)),0)","v":0},0,0,0,0,0,0]
[null,null,{"$error":"#DIV/0!"},null,"Heat pump supplemental heater",{"$f":"SUMPRODUCT($M$38:$M$67,--($G$38:$G$67=F$70),--($AS$38:$AS$67=$E164),$AG$38:$AG$67)/1000","v":0},{"$f":"SUMPRODUCT($M$38:$M$67,--($G$38:$G$67=G$158),--($AS$38:$AS$67=$E164),$AG$38:$AG$67)/1000*$AH76","v":0},{"$f":"MAX(SUMPRODUCT($N$38:$N$67,--($G$38:$G$67=H$158),--($AS$38:$AS$67=$E164),$AG$38:$AG$67)/1000-SUMPRODUCT($Q$38:$Q$67,--($G$38:$G$67=H$158),--($AS$38:$AS$67=$E164))-SUMPRODUCT($V$38:$V$67,--($G$38:$G$67=H$158),--($AS$38:$AS$67=$E164)),0)","v":0},0,{"$f":"SUMPRODUCT($M$38:$M$67,--($G$38:$G$67=J$70),--($AS$38:$AS$67=$E164),$AG$38:$AG$67)/1000","v":0},{"$f":"SUMPRODUCT($M$38:$M$67,--($G$38:$G$67=K$158),--($AS$38:$AS$67=$E164),$AG$38:$AG$67)/1000*$AH76","v":0},{"$f":"MAX(SUMPRODUCT($N$38:$N$67,--($G$38:$G$67=L$158),--($AS$38:$AS$67=$E164),$AG$38:$AG$67)/1000-SUMPRODUCT($Q$38:$Q$67,--($G$38:$G$67=L$158),--($AS$38:$AS$67=$E164))-SUMPRODUCT($V$38:$V$67,--($G$38:$G$67=L$158),--($AS$38:$AS$67=$E164)),0)","v":0},0,{"$f":"SUMPRODUCT($M$38:$M$67,--($G$38:$G$67=N$70),--($AS$38:$AS$67=$E164),$AG$38:$AG$67)/1000","v":0},{"$f":"SUMPRODUCT($M$38:$M$67,--($G$38:$G$67=O$158),--($AS$38:$AS$67=$E164),$AG$38:$AG$67)/1000*$AH76","v":0},{"$f":"MAX(SUMPRODUCT($N$38:$N$67,--($G$38:$G$67=P$158),--($AS$38:$AS$67=$E164),$AG$38:$AG$67)/1000-SUMPRODUCT($Q$38:$Q$67,--($G$38:$G$67=P$158),--($AS$38:$AS$67=$E164))-SUMPRODUCT($V$38:$V$67,--($G$38:$G$67=P$158),--($AS$38:$AS$67=$E164)),0)","v":0},0,{"$f":"SUMPRODUCT($M$38:$M$67,--($G$38:$G$67=R$70),--($AS$38:$AS$67=$E164),$AG$38:$AG$67)/1000","v":0},{"$f":"SUMPRODUCT($M$38:$M$67,--($G$38:$G$67=S$158),--($AS$38:$AS$67=$E164),$AG$38:$AG$67)/1000*$AH76","v":0},{"$f":"MAX(SUMPRODUCT($N$38:$N$67,--($G$38:$G$67=T$158),--($AS$38:$AS$67=$E164),$AG$38:$AG$67)/1000-SUMPRODUCT($Q$38:$Q$67,--($G$38:$G$67=T$158),--($AS$38:$AS$67=$E164))-SUMPRODUCT($V$38:$V$67,--($G$38:$G$67=T$158),--($AS$38:$AS$67=$E164)),0)","v":0},0,{"$f":"SUMPRODUCT($M$38:$M$67,--($G$38:$G$67=V$70),--($AS$38:$AS$67=$E164),$AG$38:$AG$67)/1000","v":0},{"$f":"SUMPRODUCT($M$38:$M$67,--($G$38:$G$67=W$158),--($AS$38:$AS$67=$E164),$AG$38:$AG$67)/1000*$AH76","v":0},{"$f":"MAX(SUMPRODUCT($N$38:$N$67,--($G$38:$G$67=X$158),--($AS$38:$AS$67=$E164),$AG$38:$AG$67)/1000-SUMPRODUCT($Q$38:$Q$67,--($G$38:$G$67=X$158),--($AS$38:$AS$67=$E164))-SUMPRODUCT($V$38:$V$67,--($G$38:$G$67=X$158),--($AS$38:$AS$67=$E164)),0)","v":0},0,0,0,0,0,0]
[null,null,{"$error":"#DIV/0!"},null,"Space cooling",{"$f":"SUMPRODUCT($M$38:$M$67,--($G$38:$G$67=F$70),--($AS$38:$AS$67=$E165),$AG$38:$AG$67)/1000","v":0},{"$f":"SUMPRODUCT($M$38:$M$67,--($G$38:$G$67=G$158),--($AS$38:$AS$67=$E165),$AG$38:$AG$67)/1000*$AH77","v":0},{"$f":"MAX(SUMPRODUCT($N$38:$N$67,--($G$38:$G$67=H$158),--($AS$38:$AS$67=$E165),$AG$38:$AG$67)/1000-SUMPRODUCT($Q$38:$Q$67,--($G$38:$G$67=H$158),--($AS$38:$AS$67=$E165))-SUMPRODUCT($V$38:$V$67,--($G$38:$G$67=H$158),--($AS$38:$AS$67=$E165)),0)","v":0},0,{"$f":"SUMPRODUCT($M$38:$M$67,--($G$38:$G$67=J$70),--($AS$38:$AS$67=$E165),$AG$38:$AG$67)/1000","v":0},{"$f":"SUMPRODUCT($M$38:$M$67,--($G$38:$G$67=K$158),--($AS$38:$AS$67=$E165),$AG$38:$AG$67)/1000*$AH77","v":0},{"$f":"MAX(SUMPRODUCT($N$38:$N$67,--($G$38:$G$67=L$158),--($AS$38:$AS$67=$E165),$AG$38:$AG$67)/1000-SUMPRODUCT($Q$38:$Q$67,--($G$38:$G$67=L$158),--($AS$38:$AS$67=$E165))-SUMPRODUCT($V$38:$V$67,--($G$38:$G$67=L$158),--($AS$38:$AS$67=$E165)),0)","v":0},0,{"$f":"SUMPRODUCT($M$38:$M$67,--($G$38:$G$67=N$70),--($AS$38:$AS$67=$E165),$AG$38:$AG$67)/1000","v":0},{"$f":"SUMPRODUCT($M$38:$M$67,--($G$38:$G$67=O$158),--($AS$38:$AS$67=$E165),$AG$38:$AG$67)/1000*$AH77","v":0},{"$f":"MAX(SUMPRODUCT($N$38:$N$67,--($G$38:$G$67=P$158),--($AS$38:$AS$67=$E165),$AG$38:$AG$67)/1000-SUMPRODUCT($Q$38:$Q$67,--($G$38:$G$67=P$158),--($AS$38:$AS$67=$E165))-SUMPRODUCT($V$38:$V$67,--($G$38:$G$67=P$158),--($AS$38:$AS$67=$E165)),0)","v":0},0,{"$f":"SUMPRODUCT($M$38:$M$67,--($G$38:$G$67=R$70),--($AS$38:$AS$67=$E165),$AG$38:$AG$67)/1000","v":0},{"$f":"SUMPRODUCT($M$38:$M$67,--($G$38:$G$67=S$158),--($AS$38:$AS$67=$E165),$AG$38:$AG$67)/1000*$AH77","v":0},{"$f":"MAX(SUMPRODUCT($N$38:$N$67,--($G$38:$G$67=T$158),--($AS$38:$AS$67=$E165),$AG$38:$AG$67)/1000-SUMPRODUCT($Q$38:$Q$67,--($G$38:$G$67=T$158),--($AS$38:$AS$67=$E165))-SUMPRODUCT($V$38:$V$67,--($G$38:$G$67=T$158),--($AS$38:$AS$67=$E165)),0)","v":0},0,{"$f":"SUMPRODUCT($M$38:$M$67,--($G$38:$G$67=V$70),--($AS$38:$AS$67=$E165),$AG$38:$AG$67)/1000","v":0},{"$f":"SUMPRODUCT($M$38:$M$67,--($G$38:$G$67=W$158),--($AS$38:$AS$67=$E165),$AG$38:$AG$67)/1000*$AH77","v":0},{"$f":"MAX(SUMPRODUCT($N$38:$N$67,--($G$38:$G$67=X$158),--($AS$38:$AS$67=$E165),$AG$38:$AG$67)/1000-SUMPRODUCT($Q$38:$Q$67,--($G$38:$G$67=X$158),--($AS$38:$AS$67=$E165))-SUMPRODUCT($V$38:$V$67,--($G$38:$G$67=X$158),--($AS$38:$AS$67=$E165)),0)","v":0},0,0,0,0,0,0]
[null,null,{"$error":"#DIV/0!"},null,"Pumps",{"$f":"SUMPRODUCT($M$38:$M$67,--($G$38:$G$67=F$70),--($AS$38:$AS$67=$E166),$AG$38:$AG$67)/1000","v":0},{"$f":"SUMPRODUCT($M$38:$M$67,--($G$38:$G$67=G$158),--($AS$38:$AS$67=$E166),$AG$38:$AG$67)/1000*$AH78","v":0},{"$f":"MAX(SUMPRODUCT($N$38:$N$67,--($G$38:$G$67=H$158),--($AS$38:$AS$67=$E166),$AG$38:$AG$67)/1000-SUMPRODUCT($Q$38:$Q$67,--($G$38:$G$67=H$158),--($AS$38:$AS$67=$E166))-SUMPRODUCT($V$38:$V$67,--($G$38:$G$67=H$158),--($AS$38:$AS$67=$E166)),0)","v":0},0,{"$f":"SUMPRODUCT($M$38:$M$67,--($G$38:$G$67=J$70),--($AS$38:$AS$67=$E166),$AG$38:$AG$67)/1000","v":0},{"$f":"SUMPRODUCT($M$38:$M$67,--($G$38:$G$67=K$158),--($AS$38:$AS$67=$E166),$AG$38:$AG$67)/1000*$AH78","v":0},{"$f":"MAX(SUMPRODUCT($N$38:$N$67,--($G$38:$G$67=L$158),--($AS$38:$AS$67=$E166),$AG$38:$AG$67)/1000-SUMPRODUCT($Q$38:$Q$67,--($G$38:$G$67=L$158),--($AS$38:$AS$67=$E166))-SUMPRODUCT($V$38:$V$67,--($G$38:$G$67=L$158),--($AS$38:$AS$67=$E166)),0)","v":0},0,{"$f":"SUMPRODUCT($M$38:$M$67,--($G$38:$G$67=N$70),--($AS$38:$AS$67=$E166),$AG$38:$AG$67)/1000","v":0},{"$f":"SUMPRODUCT($M$38:$M$67,--($G$38:$G$67=O$158),--($AS$38:$AS$67=$E166),$AG$38:$AG$67)/1000*$AH78","v":0},{"$f":"MAX(SUMPRODUCT($N$38:$N$67,--($G$38:$G$67=P$158),--($AS$38:$AS$67=$E166),$AG$38:$AG$67)/1000-SUMPRODUCT($Q$38:$Q$67,--($G$38:$G$67=P$158),--($AS$38:$AS$67=$E166))-SUMPRODUCT($V$38:$V$67,--($G$38:$G$67=P$158),--($AS$38:$AS$67=$E166)),0)","v":0},0,{"$f":"SUMPRODUCT($M$38:$M$67,--($G$38:$G$67=R$70),--($AS$38:$AS$67=$E166),$AG$38:$AG$67)/1000","v":0},{"$f":"SUMPRODUCT($M$38:$M$67,--($G$38:$G$67=S$158),--($AS$38:$AS$67=$E166),$AG$38:$AG$67)/1000*$AH78","v":0},{"$f":"MAX(SUMPRODUCT($N$38:$N$67,--($G$38:$G$67=T$158),--($AS$38:$AS$67=$E166),$AG$38:$AG$67)/1000-SUMPRODUCT($Q$38:$Q$67,--($G$38:$G$67=T$158),--($AS$38:$AS$67=$E166))-SUMPRODUCT($V$38:$V$67,--($G$38:$G$67=T$158),--($AS$38:$AS$67=$E166)),0)","v":0},0,{"$f":"SUMPRODUCT($M$38:$M$67,--($G$38:$G$67=V$70),--($AS$38:$AS$67=$E166),$AG$38:$AG$67)/1000","v":0},{"$f":"SUMPRODUCT($M$38:$M$67,--($G$38:$G$67=W$158),--($AS$38:$AS$67=$E166),$AG$38:$AG$67)/1000*$AH78","v":0},{"$f":"MAX(SUMPRODUCT($N$38:$N$67,--($G$38:$G$67=X$158),--($AS$38:$AS$67=$E166),$AG$38:$AG$67)/1000-SUMPRODUCT($Q$38:$Q$67,--($G$38:$G$67=X$158),--($AS$38:$AS$67=$E166))-SUMPRODUCT($V$38:$V$67,--($G$38:$G$67=X$158),--($AS$38:$AS$67=$E166)),0)","v":0},0,0,0,0,0,0]
[null,null,{"$error":"#DIV/0!"},null,"Heat rejection",{"$f":"SUMPRODUCT($M$38:$M$67,--($G$38:$G$67=F$70),--($AS$38:$AS$67=$E167),$AG$38:$AG$67)/1000","v":0},{"$f":"SUMPRODUCT($M$38:$M$67,--($G$38:$G$67=G$158),--($AS$38:$AS$67=$E167),$AG$38:$AG$67)/1000*$AH79","v":0},{"$f":"MAX(SUMPRODUCT($N$38:$N$67,--($G$38:$G$67=H$158),--($AS$38:$AS$67=$E167),$AG$38:$AG$67)/1000-SUMPRODUCT($Q$38:$Q$67,--($G$38:$G$67=H$158),--($AS$38:$AS$67=$E167))-SUMPRODUCT($V$38:$V$67,--($G$38:$G$67=H$158),--($AS$38:$AS$67=$E167)),0)","v":0},0,{"$f":"SUMPRODUCT($M$38:$M$67,--($G$38:$G$67=J$70),--($AS$38:$AS$67=$E167),$AG$38:$AG$67)/1000","v":0},{"$f":"SUMPRODUCT($M$38:$M$67,--($G$38:$G$67=K$158),--($AS$38:$AS$67=$E167),$AG$38:$AG$67)/1000*$AH79","v":0},{"$f":"MAX(SUMPRODUCT($N$38:$N$67,--($G$38:$G$67=L$158),--($AS$38:$AS$67=$E167),$AG$38:$AG$67)/1000-SUMPRODUCT($Q$38:$Q$67,--($G$38:$G$67=L$158),--($AS$38:$AS$67=$E167))-SUMPRODUCT($V$38:$V$67,--($G$38:$G$67=L$158),--($AS$38:$AS$67=$E167)),0)","v":0},0,{"$f":"SUMPRODUCT($M$38:$M$67,--($G$38:$G$67=N$70),--($AS$38:$AS$67=$E167),$AG$38:$AG$67)/1000","v":0},{"$f":"SUMPRODUCT($M$38:$M$67,--($G$38:$G$67=O$158),--($AS$38:$AS$67=$E167),$AG$38:$AG$67)/1000*$AH79","v":0},{"$f":"MAX(SUMPRODUCT($N$38:$N$67,--($G$38:$G$67=P$158),--($AS$38:$AS$67=$E167),$AG$38:$AG$67)/1000-SUMPRODUCT($Q$38:$Q$67,--($G$38:$G$67=P$158),--($AS$38:$AS$67=$E167))-SUMPRODUCT($V$38:$V$67,--($G$38:$G$67=P$158),--($AS$38:$AS$67=$E167)),0)","v":0},0,{"$f":"SUMPRODUCT($M$38:$M$67,--($G$38:$G$67=R$70),--($AS$38:$AS$67=$E167),$AG$38:$AG$67)/1000","v":0},{"$f":"SUMPRODUCT($M$38:$M$67,--($G$38:$G$67=S$158),--($AS$38:$AS$67=$E167),$AG$38:$AG$67)/1000*$AH79","v":0},{"$f":"MAX(SUMPRODUCT($N$38:$N$67,--($G$38:$G$67=T$158),--($AS$38:$AS$67=$E167),$AG$38:$AG$67)/1000-SUMPRODUCT($Q$38:$Q$67,--($G$38:$G$67=T$158),--($AS$38:$AS$67=$E167))-SUMPRODUCT($V$38:$V$67,--($G$38:$G$67=T$158),--($AS$38:$AS$67=$E167)),0)","v":0},0,{"$f":"SUMPRODUCT($M$38:$M$67,--($G$38:$G$67=V$70),--($AS$38:$AS$67=$E167),$AG$38:$AG$67)/1000","v":0},{"$f":"SUMPRODUCT($M$38:$M$67,--($G$38:$G$67=W$158),--($AS$38:$AS$67=$E167),$AG$38:$AG$67)/1000*$AH79","v":0},{"$f":"MAX(SUMPRODUCT($N$38:$N$67,--($G$38:$G$67=X$158),--($AS$38:$AS$67=$E167),$AG$38:$AG$67)/1000-SUMPRODUCT($Q$38:$Q$67,--($G$38:$G$67=X$158),--($AS$38:$AS$67=$E167))-SUMPRODUCT($V$38:$V$67,--($G$38:$G$67=X$158),--($AS$38:$AS$67=$E167)),0)","v":0},0,0,0,0,0,0]
[null,null,{"$error":"#DIV/0!"},null,"Fans - interior ventilation",{"$f":"SUMPRODUCT($M$38:$M$67,--($G$38:$G$67=F$70),--($AS$38:$AS$67=$E168),$AG$38:$AG$67)/1000","v":0},{"$f":"SUMPRODUCT($M$38:$M$67,--($G$38:$G$67=G$158),--($AS$38:$AS$67=$E168),$AG$38:$AG$67)/1000*$AH80","v":0},{"$f":"MAX(SUMPRODUCT($N$38:$N$67,--($G$38:$G$67=H$158),--($AS$38:$AS$67=$E168),$AG$38:$AG$67)/1000-SUMPRODUCT($Q$38:$Q$67,--($G$38:$G$67=H$158),--($AS$38:$AS$67=$E168))-SUMPRODUCT($V$38:$V$67,--($G$38:$G$67=H$158),--($AS$38:$AS$67=$E168)),0)","v":0},0,{"$f":"SUMPRODUCT($M$38:$M$67,--($G$38:$G$67=J$70),--($AS$38:$AS$67=$E168),$AG$38:$AG$67)/1000","v":0},{"$f":"SUMPRODUCT($M$38:$M$67,--($G$38:$G$67=K$158),--($AS$38:$AS$67=$E168),$AG$38:$AG$67)/1000*$AH80","v":0},{"$f":"MAX(SUMPRODUCT($N$38:$N$67,--($G$38:$G$67=L$158),--($AS$38:$AS$67=$E168),$AG$38:$AG$67)/1000-SUMPRODUCT($Q$38:$Q$67,--($G$38:$G$67=L$158),--($AS$38:$AS$67=$E168))-SUMPRODUCT($V$38:$V$67,--($G$38:$G$67=L$158),--($AS$38:$AS$67=$E168)),0)","v":0},0,{"$f":"SUMPRODUCT($M$38:$M$67,--($G$38:$G$67=N$70),--($AS$38:$AS$67=$E168),$AG$38:$AG$67)/1000","v":0},{"$f":"SUMPRODUCT($M$38:$M$67,--($G$38:$G$67=O$158),--($AS$38:$AS$67=$E168),$AG$38:$AG$67)/1000*$AH80","v":0},{"$f":"MAX(SUMPRODUCT($N$38:$N$67,--($G$38:$G$67=P$158),--($AS$38:$AS$67=$E168),$AG$38:$AG$67)/1000-SUMPRODUCT($Q$38:$Q$67,--($G$38:$G$67=P$158),--($AS$38:$AS$67=$E168))-SUMPRODUCT($V$38:$V$67,--($G$38:$G$67=P$158),--($AS$38:$AS$67=$E168)),0)","v":0},0,{"$f":"SUMPRODUCT($M$38:$M$67,--($G$38:$G$67=R$70),--($AS$38:$AS$67=$E168),$AG$38:$AG$67)/1000","v":0},{"$f":"SUMPRODUCT($M$38:$M$67,--($G$38:$G$67=S$158),--($AS$38:$AS$67=$E168),$AG$38:$AG$67)/1000*$AH80","v":0},{"$f":"MAX(SUMPRODUCT($N$38:$N$67,--($G$38:$G$67=T$158),--($AS$38:$AS$67=$E168),$AG$38:$AG$67)/1000-SUMPRODUCT($Q$38:$Q$67,--($G$38:$G$67=T$158),--($AS$38:$AS$67=$E168))-SUMPRODUCT($V$38:$V$67,--($G$38:$G$67=T$158),--($AS$38:$AS$67=$E168)),0)","v":0},0,{"$f":"SUMPRODUCT($M$38:$M$67,--($G$38:$G$67=V$70),--($AS$38:$AS$67=$E168),$AG$38:$AG$67)/1000","v":0},{"$f":"SUMPRODUCT($M$38:$M$67,--($G$38:$G$67=W$158),--($AS$38:$AS$67=$E168),$AG$38:$AG$67)/1000*$AH80","v":0},{"$f":"MAX(SUMPRODUCT($N$38:$N$67,--($G$38:$G$67=X$158),--($AS$38:$AS$67=$E168),$AG$38:$AG$67)/1000-SUMPRODUCT($Q$38:$Q$67,--($G$38:$G$67=X$158),--($AS$38:$AS$67=$E168))-SUMPRODUCT($V$38:$V$67,--($G$38:$G$67=X$158),--($AS$38:$AS$67=$E168)),0)","v":0},0,0,0,0,0,0]
[null,null,{"$error":"#DIV/0!"},null,"Fans - parking garage",{"$f":"SUMPRODUCT($M$38:$M$67,--($G$38:$G$67=F$70),--($AS$38:$AS$67=$E169),$AG$38:$AG$67)/1000","v":0},{"$f":"SUMPRODUCT($M$38:$M$67,--($G$38:$G$67=G$158),--($AS$38:$AS$67=$E169),$AG$38:$AG$67)/1000*$AH81","v":0},{"$f":"MAX(SUMPRODUCT($N$38:$N$67,--($G$38:$G$67=H$158),--($AS$38:$AS$67=$E169),$AG$38:$AG$67)/1000-SUMPRODUCT($Q$38:$Q$67,--($G$38:$G$67=H$158),--($AS$38:$AS$67=$E169))-SUMPRODUCT($V$38:$V$67,--($G$38:$G$67=H$158),--($AS$38:$AS$67=$E169)),0)","v":0},0,{"$f":"SUMPRODUCT($M$38:$M$67,--($G$38:$G$67=J$70),--($AS$38:$AS$67=$E169),$AG$38:$AG$67)/1000","v":0},{"$f":"SUMPRODUCT($M$38:$M$67,--($G$38:$G$67=K$158),--($AS$38:$AS$67=$E169),$AG$38:$AG$67)/1000*$AH81","v":0},{"$f":"MAX(SUMPRODUCT($N$38:$N$67,--($G$38:$G$67=L$158),--($AS$38:$AS$67=$E169),$AG$38:$AG$67)/1000-SUMPRODUCT($Q$38:$Q$67,--($G$38:$G$67=L$158),--($AS$38:$AS$67=$E169))-SUMPRODUCT($V$38:$V$67,--($G$38:$G$67=L$158),--($AS$38:$AS$67=$E169)),0)","v":0},0,{"$f":"SUMPRODUCT($M$38:$M$67,--($G$38:$G$67=N$70),--($AS$38:$AS$67=$E169),$AG$38:$AG$67)/1000","v":0},{"$f":"SUMPRODUCT($M$38:$M$67,--($G$38:$G$67=O$158),--($AS$38:$AS$67=$E169),$AG$38:$AG$67)/1000*$AH81","v":0},{"$f":"MAX(SUMPRODUCT($N$38:$N$67,--($G$38:$G$67=P$158),--($AS$38:$AS$67=$E169),$AG$38:$AG$67)/1000-SUMPRODUCT($Q$38:$Q$67,--($G$38:$G$67=P$158),--($AS$38:$AS$67=$E169))-SUMPRODUCT($V$38:$V$67,--($G$38:$G$67=P$158),--($AS$38:$AS$67=$E169)),0)","v":0},0,{"$f":"SUMPRODUCT($M$38:$M$67,--($G$38:$G$67=R$70),--($AS$38:$AS$67=$E169),$AG$38:$AG$67)/1000","v":0},{"$f":"SUMPRODUCT($M$38:$M$67,--($G$38:$G$67=S$158),--($AS$38:$AS$67=$E169),$AG$38:$AG$67)/1000*$AH81","v":0},{"$f":"MAX(SUMPRODUCT($N$38:$N$67,--($G$38:$G$67=T$158),--($AS$38:$AS$67=$E169),$AG$38:$AG$67)/1000-SUMPRODUCT($Q$38:$Q$67,--($G$38:$G$67=T$158),--($AS$38:$AS$67=$E169))-SUMPRODUCT($V$38:$V$67,--($G$38:$G$67=T$158),--($AS$38:$AS$67=$E169)),0)","v":0},0,{"$f":"SUMPRODUCT($M$38:$M$67,--($G$38:$G$67=V$70),--($AS$38:$AS$67=$E169),$AG$38:$AG$67)/1000","v":0},{"$f":"SUMPRODUCT($M$38:$M$67,--($G$38:$G$67=W$158),--($AS$38:$AS$67=$E169),$AG$38:$AG$67)/1000*$AH81","v":0},{"$f":"MAX(SUMPRODUCT($N$38:$N$67,--($G$38:$G$67=X$158),--($AS$38:$AS$67=$E169),$AG$38:$AG$67)/1000-SUMPRODUCT($Q$38:$Q$67,--($G$38:$G$67=X$158),--($AS$38:$AS$67=$E169))-SUMPRODUCT($V$38:$V$67,--($G$38:$G$67=X$158),--($AS$38:$AS$67=$E169)),0)","v":0},0,0,0,0,0,0]
[null,null,{"$error":"#DIV/0!"},null,"Service water heating",{"$f":"SUMPRODUCT($M$38:$M$67,--($G$38:$G$67=F$70),--($AS$38:$AS$67=$E170),$AG$38:$AG$67)/1000","v":0},{"$f":"SUMPRODUCT($M$38:$M$67,--($G$38:$G$67=G$158),--($AS$38:$AS$67=$E170),$AG$38:$AG$67)/1000*$AH82","v":0},{"$f":"MAX(SUMPRODUCT($N$38:$N$67,--($G$38:$G$67=H$158),--($AS$38:$AS$67=$E170),$AG$38:$AG$67)/1000-SUMPRODUCT($Q$38:$Q$67,--($G$38:$G$67=H$158),--($AS$38:$AS$67=$E170))-SUMPRODUCT($V$38:$V$67,--($G$38:$G$67=H$158),--($AS$38:$AS$67=$E170)),0)","v":0},0,{"$f":"SUMPRODUCT($M$38:$M$67,--($G$38:$G$67=J$70),--($AS$38:$AS$67=$E170),$AG$38:$AG$67)/1000","v":0},{"$f":"SUMPRODUCT($M$38:$M$67,--($G$38:$G$67=K$158),--($AS$38:$AS$67=$E170),$AG$38:$AG$67)/1000*$AH82","v":0},{"$f":"MAX(SUMPRODUCT($N$38:$N$67,--($G$38:$G$67=L$158),--($AS$38:$AS$67=$E170),$AG$38:$AG$67)/1000-SUMPRODUCT($Q$38:$Q$67,--($G$38:$G$67=L$158),--($AS$38:$AS$67=$E170))-SUMPRODUCT($V$38:$V$67,--($G$38:$G$67=L$158),--($AS$38:$AS$67=$E170)),0)","v":0},0,{"$f":"SUMPRODUCT($M$38:$M$67,--($G$38:$G$67=N$70),--($AS$38:$AS$67=$E170),$AG$38:$AG$67)/1000","v":0},{"$f":"SUMPRODUCT($M$38:$M$67,--($G$38:$G$67=O$158),--($AS$38:$AS$67=$E170),$AG$38:$AG$67)/1000*$AH82","v":0},{"$f":"MAX(SUMPRODUCT($N$38:$N$67,--($G$38:$G$67=P$158),--($AS$38:$AS$67=$E170),$AG$38:$AG$67)/1000-SUMPRODUCT($Q$38:$Q$67,--($G$38:$G$67=P$158),--($AS$38:$AS$67=$E170))-SUMPRODUCT($V$38:$V$67,--($G$38:$G$67=P$158),--($AS$38:$AS$67=$E170)),0)","v":0},0,{"$f":"SUMPRODUCT($M$38:$M$67,--($G$38:$G$67=R$70),--($AS$38:$AS$67=$E170),$AG$38:$AG$67)/1000","v":0},{"$f":"SUMPRODUCT($M$38:$M$67,--($G$38:$G$67=S$158),--($AS$38:$AS$67=$E170),$AG$38:$AG$67)/1000*$AH82","v":0},{"$f":"MAX(SUMPRODUCT($N$38:$N$67,--($G$38:$G$67=T$158),--($AS$38:$AS$67=$E170),$AG$38:$AG$67)/1000-SUMPRODUCT($Q$38:$Q$67,--($G$38:$G$67=T$158),--($AS$38:$AS$67=$E170))-SUMPRODUCT($V$38:$V$67,--($G$38:$G$67=T$158),--($AS$38:$AS$67=$E170)),0)","v":0},0,{"$f":"SUMPRODUCT($M$38:$M$67,--($G$38:$G$67=V$70),--($AS$38:$AS$67=$E170),$AG$38:$AG$67)/1000","v":0},{"$f":"SUMPRODUCT($M$38:$M$67,--($G$38:$G$67=W$158),--($AS$38:$AS$67=$E170),$AG$38:$AG$67)/1000*$AH82","v":0},{"$f":"MAX(SUMPRODUCT($N$38:$N$67,--($G$38:$G$67=X$158),--($AS$38:$AS$67=$E170),$AG$38:$AG$67)/1000-SUMPRODUCT($Q$38:$Q$67,--($G$38:$G$67=X$158),--($AS$38:$AS$67=$E170))-SUMPRODUCT($V$38:$V$67,--($G$38:$G$67=X$158),--($AS$38:$AS$67=$E170)),0)","v":0},0,0,0,0,0,0]
[null,null,{"$error":"#DIV/0!"},null,"Misc equipment",{"$f":"SUMPRODUCT($M$38:$M$67,--($G$38:$G$67=F$70),--($AS$38:$AS$67=$E171),$AG$38:$AG$67)/1000","v":0},{"$f":"SUMPRODUCT($M$38:$M$67,--($G$38:$G$67=G$158),--($AS$38:$AS$67=$E171),$AG$38:$AG$67)/1000*$AH83","v":0},{"$f":"MAX(SUMPRODUCT($N$38:$N$67,--($G$38:$G$67=H$158),--($AS$38:$AS$67=$E171),$AG$38:$AG$67)/1000-SUMPRODUCT($Q$38:$Q$67,--($G$38:$G$67=H$158),--($AS$38:$AS$67=$E171))-SUMPRODUCT($V$38:$V$67,--($G$38:$G$67=H$158),--($AS$38:$AS$67=$E171)),0)","v":0},0,{"$f":"SUMPRODUCT($M$38:$M$67,--($G$38:$G$67=J$70),--($AS$38:$AS$67=$E171),$AG$38:$AG$67)/1000","v":0},{"$f":"SUMPRODUCT($M$38:$M$67,--($G$38:$G$67=K$158),--($AS$38:$AS$67=$E171),$AG$38:$AG$67)/1000*$AH83","v":0},{"$f":"MAX(SUMPRODUCT($N$38:$N$67,--($G$38:$G$67=L$158),--($AS$38:$AS$67=$E171),$AG$38:$AG$67)/1000-SUMPRODUCT($Q$38:$Q$67,--($G$38:$G$67=L$158),--($AS$38:$AS$67=$E171))-SUMPRODUCT($V$38:$V$67,--($G$38:$G$67=L$158),--($AS$38:$AS$67=$E171)),0)","v":0},0,{"$f":"SUMPRODUCT($M$38:$M$67,--($G$38:$G$67=N$70),--($AS$38:$AS$67=$E171),$AG$38:$AG$67)/1000","v":0},{"$f":"SUMPRODUCT($M$38:$M$67,--($G$38:$G$67=O$158),--($AS$38:$AS$67=$E171),$AG$38:$AG$67)/1000*$AH83","v":0},{"$f":"MAX(SUMPRODUCT($N$38:$N$67,--($G$38:$G$67=P$158),--($AS$38:$AS$67=$E171),$AG$38:$AG$67)/1000-SUMPRODUCT($Q$38:$Q$67,--($G$38:$G$67=P$158),--($AS$38:$AS$67=$E171))-SUMPRODUCT($V$38:$V$67,--($G$38:$G$67=P$158),--($AS$38:$AS$67=$E171)),0)","v":0},0,{"$f":"SUMPRODUCT($M$38:$M$67,--($G$38:$G$67=R$70),--($AS$38:$AS$67=$E171),$AG$38:$AG$67)/1000","v":0},{"$f":"SUMPRODUCT($M$38:$M$67,--($G$38:$G$67=S$158),--($AS$38:$AS$67=$E171),$AG$38:$AG$67)/1000*$AH83","v":0},{"$f":"MAX(SUMPRODUCT($N$38:$N$67,--($G$38:$G$67=T$158),--($AS$38:$AS$67=$E171),$AG$38:$AG$67)/1000-SUMPRODUCT($Q$38:$Q$67,--($G$38:$G$67=T$158),--($AS$38:$AS$67=$E171))-SUMPRODUCT($V$38:$V$67,--($G$38:$G$67=T$158),--($AS$38:$AS$67=$E171)),0)","v":0},0,{"$f":"SUMPRODUCT($M$38:$M$67,--($G$38:$G$67=V$70),--($AS$38:$AS$67=$E171),$AG$38:$AG$67)/1000","v":0},{"$f":"SUMPRODUCT($M$38:$M$67,--($G$38:$G$67=W$158),--($AS$38:$AS$67=$E171),$AG$38:$AG$67)/1000*$AH83","v":0},{"$f":"MAX(SUMPRODUCT($N$38:$N$67,--($G$38:$G$67=X$158),--($AS$38:$AS$67=$E171),$AG$38:$AG$67)/1000-SUMPRODUCT($Q$38:$Q$67,--($G$38:$G$67=X$158),--($AS$38:$AS$67=$E171))-SUMPRODUCT($V$38:$V$67,--($G$38:$G$67=X$158),--($AS$38:$AS$67=$E171)),0)","v":0},0,0,0,0,0,0]
[null,null,{"$error":"#DIV/0!"},null,"Industrial process",{"$f":"SUMPRODUCT($M$38:$M$67,--($G$38:$G$67=F$70),--($AS$38:$AS$67=$E172),$AG$38:$AG$67)/1000","v":0},{"$f":"SUMPRODUCT($M$38:$M$67,--($G$38:$G$67=G$158),--($AS$38:$AS$67=$E172),$AG$38:$AG$67)/1000*$AH84","v":0},{"$f":"MAX(SUMPRODUCT($N$38:$N$67,--($G$38:$G$67=H$158),--($AS$38:$AS$67=$E172),$AG$38:$AG$67)/1000-SUMPRODUCT($Q$38:$Q$67,--($G$38:$G$67=H$158),--($AS$38:$AS$67=$E172))-SUMPRODUCT($V$38:$V$67,--($G$38:$G$67=H$158),--($AS$38:$AS$67=$E172)),0)","v":0},0,{"$f":"SUMPRODUCT($M$38:$M$67,--($G$38:$G$67=J$70),--($AS$38:$AS$67=$E172),$AG$38:$AG$67)/1000","v":0},{"$f":"SUMPRODUCT($M$38:$M$67,--($G$38:$G$67=K$158),--($AS$38:$AS$67=$E172),$AG$38:$AG$67)/1000*$AH84","v":0},{"$f":"MAX(SUMPRODUCT($N$38:$N$67,--($G$38:$G$67=L$158),--($AS$38:$AS$67=$E172),$AG$38:$AG$67)/1000-SUMPRODUCT($Q$38:$Q$67,--($G$38:$G$67=L$158),--($AS$38:$AS$67=$E172))-SUMPRODUCT($V$38:$V$67,--($G$38:$G$67=L$158),--($AS$38:$AS$67=$E172)),0)","v":0},0,{"$f":"SUMPRODUCT($M$38:$M$67,--($G$38:$G$67=N$70),--($AS$38:$AS$67=$E172),$AG$38:$AG$67)/1000","v":0},{"$f":"SUMPRODUCT($M$38:$M$67,--($G$38:$G$67=O$158),--($AS$38:$AS$67=$E172),$AG$38:$AG$67)/1000*$AH84","v":0},{"$f":"MAX(SUMPRODUCT($N$38:$N$67,--($G$38:$G$67=P$158),--($AS$38:$AS$67=$E172),$AG$38:$AG$67)/1000-SUMPRODUCT($Q$38:$Q$67,--($G$38:$G$67=P$158),--($AS$38:$AS$67=$E172))-SUMPRODUCT($V$38:$V$67,--($G$38:$G$67=P$158),--($AS$38:$AS$67=$E172)),0)","v":0},0,{"$f":"SUMPRODUCT($M$38:$M$67,--($G$38:$G$67=R$70),--($AS$38:$AS$67=$E172),$AG$38:$AG$67)/1000","v":0},{"$f":"SUMPRODUCT($M$38:$M$67,--($G$38:$G$67=S$158),--($AS$38:$AS$67=$E172),$AG$38:$AG$67)/1000*$AH84","v":0},{"$f":"MAX(SUMPRODUCT($N$38:$N$67,--($G$38:$G$67=T$158),--($AS$38:$AS$67=$E172),$AG$38:$AG$67)/1000-SUMPRODUCT($Q$38:$Q$67,--($G$38:$G$67=T$158),--($AS$38:$AS$67=$E172))-SUMPRODUCT($V$38:$V$67,--($G$38:$G$67=T$158),--($AS$38:$AS$67=$E172)),0)","v":0},0,{"$f":"SUMPRODUCT($M$38:$M$67,--($G$38:$G$67=V$70),--($AS$38:$AS$67=$E172),$AG$38:$AG$67)/1000","v":0},{"$f":"SUMPRODUCT($M$38:$M$67,--($G$38:$G$67=W$158),--($AS$38:$AS$67=$E172),$AG$38:$AG$67)/1000*$AH84","v":0},{"$f":"MAX(SUMPRODUCT($N$38:$N$67,--($G$38:$G$67=X$158),--($AS$38:$AS$67=$E172),$AG$38:$AG$67)/1000-SUMPRODUCT($Q$38:$Q$67,--($G$38:$G$67=X$158),--($AS$38:$AS$67=$E172))-SUMPRODUCT($V$38:$V$67,--($G$38:$G$67=X$158),--($AS$38:$AS$67=$E172)),0)","v":0},0,0,0,0,0,0]
[null,null,{"$error":"#DIV/0!"},null,"Refrigeration equipment (regulated)",{"$f":"SUMPRODUCT($M$38:$M$67,--($G$38:$G$67=F$70),--($AS$38:$AS$67=$E173),$AG$38:$AG$67)/1000","v":0},{"$f":"SUMPRODUCT($M$38:$M$67,--($G$38:$G$67=G$158),--($AS$38:$AS$67=$E173),$AG$38:$AG$67)/1000*$AH85","v":0},{"$f":"MAX(SUMPRODUCT($N$38:$N$67,--($G$38:$G$67=H$158),--($AS$38:$AS$67=$E173),$AG$38:$AG$67)/1000-SUMPRODUCT($Q$38:$Q$67,--($G$38:$G$67=H$158),--($AS$38:$AS$67=$E173))-SUMPRODUCT($V$38:$V$67,--($G$38:$G$67=H$158),--($AS$38:$AS$67=$E173)),0)","v":0},0,{"$f":"SUMPRODUCT($M$38:$M$67,--($G$38:$G$67=J$70),--($AS$38:$AS$67=$E173),$AG$38:$AG$67)/1000","v":0},{"$f":"SUMPRODUCT($M$38:$M$67,--($G$38:$G$67=K$158),--($AS$38:$AS$67=$E173),$AG$38:$AG$67)/1000*$AH85","v":0},{"$f":"MAX(SUMPRODUCT($N$38:$N$67,--($G$38:$G$67=L$158),--($AS$38:$AS$67=$E173),$AG$38:$AG$67)/1000-SUMPRODUCT($Q$38:$Q$67,--($G$38:$G$67=L$158),--($AS$38:$AS$67=$E173))-SUMPRODUCT($V$38:$V$67,--($G$38:$G$67=L$158),--($AS$38:$AS$67=$E173)),0)","v":0},0,{"$f":"SUMPRODUCT($M$38:$M$67,--($G$38:$G$67=N$70),--($AS$38:$AS$67=$E173),$AG$38:$AG$67)/1000","v":0},{"$f":"SUMPRODUCT($M$38:$M$67,--($G$38:$G$67=O$158),--($AS$38:$AS$67=$E173),$AG$38:$AG$67)/1000*$AH85","v":0},{"$f":"MAX(SUMPRODUCT($N$38:$N$67,--($G$38:$G$67=P$158),--($AS$38:$AS$67=$E173),$AG$38:$AG$67)/1000-SUMPRODUCT($Q$38:$Q$67,--($G$38:$G$67=P$158),--($AS$38:$AS$67=$E173))-SUMPRODUCT($V$38:$V$67,--($G$38:$G$67=P$158),--($AS$38:$AS$67=$E173)),0)","v":0},0,{"$f":"SUMPRODUCT($M$38:$M$67,--($G$38:$G$67=R$70),--($AS$38:$AS$67=$E173),$AG$38:$AG$67)/1000","v":0},{"$f":"SUMPRODUCT($M$38:$M$67,--($G$38:$G$67=S$158),--($AS$38:$AS$67=$E173),$AG$38:$AG$67)/1000*$AH85","v":0},{"$f":"MAX(SUMPRODUCT($N$38:$N$67,--($G$38:$G$67=T$158),--($AS$38:$AS$67=$E173),$AG$38:$AG$67)/1000-SUMPRODUCT($Q$38:$Q$67,--($G$38:$G$67=T$158),--($AS$38:$AS$67=$E173))-SUMPRODUCT($V$38:$V$67,--($G$38:$G$67=T$158),--($AS$38:$AS$67=$E173)),0)","v":0},0,{"$f":"SUMPRODUCT($M$38:$M$67,--($G$38:$G$67=V$70),--($AS$38:$AS$67=$E173),$AG$38:$AG$67)/1000","v":0},{"$f":"SUMPRODUCT($M$38:$M$67,--($G$38:$G$67=W$158),--($AS$38:$AS$67=$E173),$AG$38:$AG$67)/1000*$AH85","v":0},{"$f":"MAX(SUMPRODUCT($N$38:$N$67,--($G$38:$G$67=X$158),--($AS$38:$AS$67=$E173),$AG$38:$AG$67)/1000-SUMPRODUCT($Q$38:$Q$67,--($G$38:$G$67=X$158),--($AS$38:$AS$67=$E173))-SUMPRODUCT($V$38:$V$67,--($G$38:$G$67=X$158),--($AS$38:$AS$67=$E173)),0)","v":0},0,0,0,0,0,0]
[null,null,{"$error":"#DIV/0!"},null,"Refrigeration equipment (unregulated)",{"$f":"SUMPRODUCT($M$38:$M$67,--($G$38:$G$67=F$70),--($AS$38:$AS$67=$E174),$AG$38:$AG$67)/1000","v":0},{"$f":"SUMPRODUCT($M$38:$M$67,--($G$38:$G$67=G$158),--($AS$38:$AS$67=$E174),$AG$38:$AG$67)/1000*$AH86","v":0},{"$f":"MAX(SUMPRODUCT($N$38:$N$67,--($G$38:$G$67=H$158),--($AS$38:$AS$67=$E174),$AG$38:$AG$67)/1000-SUMPRODUCT($Q$38:$Q$67,--($G$38:$G$67=H$158),--($AS$38:$AS$67=$E174))-SUMPRODUCT($V$38:$V$67,--($G$38:$G$67=H$158),--($AS$38:$AS$67=$E174)),0)","v":0},0,{"$f":"SUMPRODUCT($M$38:$M$67,--($G$38:$G$67=J$70),--($AS$38:$AS$67=$E174),$AG$38:$AG$67)/1000","v":0},{"$f":"SUMPRODUCT($M$38:$M$67,--($G$38:$G$67=K$158),--($AS$38:$AS$67=$E174),$AG$38:$AG$67)/1000*$AH86","v":0},{"$f":"MAX(SUMPRODUCT($N$38:$N$67,--($G$38:$G$67=L$158),--($AS$38:$AS$67=$E174),$AG$38:$AG$67)/1000-SUMPRODUCT($Q$38:$Q$67,--($G$38:$G$67=L$158),--($AS$38:$AS$67=$E174))-SUMPRODUCT($V$38:$V$67,--($G$38:$G$67=L$158),--($AS$38:$AS$67=$E174)),0)","v":0},0,{"$f":"SUMPRODUCT($M$38:$M$67,--($G$38:$G$67=N$70),--($AS$38:$AS$67=$E174),$AG$38:$AG$67)/1000","v":0},{"$f":"SUMPRODUCT($M$38:$M$67,--($G$38:$G$67=O$158),--($AS$38:$AS$67=$E174),$AG$38:$AG$67)/1000*$AH86","v":0},{"$f":"MAX(SUMPRODUCT($N$38:$N$67,--($G$38:$G$67=P$158),--($AS$38:$AS$67=$E174),$AG$38:$AG$67)/1000-SUMPRODUCT($Q$38:$Q$67,--($G$38:$G$67=P$158),--($AS$38:$AS$67=$E174))-SUMPRODUCT($V$38:$V$67,--($G$38:$G$67=P$158),--($AS$38:$AS$67=$E174)),0)","v":0},0,{"$f":"SUMPRODUCT($M$38:$M$67,--($G$38:$G$67=R$70),--($AS$38:$AS$67=$E174),$AG$38:$AG$67)/1000","v":0},{"$f":"SUMPRODUCT($M$38:$M$67,--($G$38:$G$67=S$158),--($AS$38:$AS$67=$E174),$AG$38:$AG$67)/1000*$AH86","v":0},{"$f":"MAX(SUMPRODUCT($N$38:$N$67,--($G$38:$G$67=T$158),--($AS$38:$AS$67=$E174),$AG$38:$AG$67)/1000-SUMPRODUCT($Q$38:$Q$67,--($G$38:$G$67=T$158),--($AS$38:$AS$67=$E174))-SUMPRODUCT($V$38:$V$67,--($G$38:$G$67=T$158),--($AS$38:$AS$67=$E174)),0)","v":0},0,{"$f":"SUMPRODUCT($M$38:$M$67,--($G$38:$G$67=V$70),--($AS$38:$AS$67=$E174),$AG$38:$AG$67)/1000","v":0},{"$f":"SUMPRODUCT($M$38:$M$67,--($G$38:$G$67=W$158),--($AS$38:$AS$67=$E174),$AG$38:$AG$67)/1000*$AH86","v":0},{"$f":"MAX(SUMPRODUCT($N$38:$N$67,--($G$38:$G$67=X$158),--($AS$38:$AS$67=$E174),$AG$38:$AG$67)/1000-SUMPRODUCT($Q$38:$Q$67,--($G$38:$G$67=X$158),--($AS$38:$AS$67=$E174))-SUMPRODUCT($V$38:$V$67,--($G$38:$G$67=X$158),--($AS$38:$AS$67=$E174)),0)","v":0},0,0,0,0,0,0]
[null,null,{"$error":"#DIV/0!"},null,"Elevators and escalators",{"$f":"SUMPRODUCT($M$38:$M$67,--($G$38:$G$67=F$70),--($AS$38:$AS$67=$E175),$AG$38:$AG$67)/1000","v":0},{"$f":"SUMPRODUCT($M$38:$M$67,--($G$38:$G$67=G$158),--($AS$38:$AS$67=$E175),$AG$38:$AG$67)/1000*$AH87","v":0},{"$f":"MAX(SUMPRODUCT($N$38:$N$67,--($G$38:$G$67=H$158),--($AS$38:$AS$67=$E175),$AG$38:$AG$67)/1000-SUMPRODUCT($Q$38:$Q$67,--($G$38:$G$67=H$158),--($AS$38:$AS$67=$E175))-SUMPRODUCT($V$38:$V$67,--($G$38:$G$67=H$158),--($AS$38:$AS$67=$E175)),0)","v":0},0,{"$f":"SUMPRODUCT($M$38:$M$67,--($G$38:$G$67=J$70),--($AS$38:$AS$67=$E175),$AG$38:$AG$67)/1000","v":0},{"$f":"SUMPRODUCT($M$38:$M$67,--($G$38:$G$67=K$158),--($AS$38:$AS$67=$E175),$AG$38:$AG$67)/1000*$AH87","v":0},{"$f":"MAX(SUMPRODUCT($N$38:$N$67,--($G$38:$G$67=L$158),--($AS$38:$AS$67=$E175),$AG$38:$AG$67)/1000-SUMPRODUCT($Q$38:$Q$67,--($G$38:$G$67=L$158),--($AS$38:$AS$67=$E175))-SUMPRODUCT($V$38:$V$67,--($G$38:$G$67=L$158),--($AS$38:$AS$67=$E175)),0)","v":0},0,{"$f":"SUMPRODUCT($M$38:$M$67,--($G$38:$G$67=N$70),--($AS$38:$AS$67=$E175),$AG$38:$AG$67)/1000","v":0},{"$f":"SUMPRODUCT($M$38:$M$67,--($G$38:$G$67=O$158),--($AS$38:$AS$67=$E175),$AG$38:$AG$67)/1000*$AH87","v":0},{"$f":"MAX(SUMPRODUCT($N$38:$N$67,--($G$38:$G$67=P$158),--($AS$38:$AS$67=$E175),$AG$38:$AG$67)/1000-SUMPRODUCT($Q$38:$Q$67,--($G$38:$G$67=P$158),--($AS$38:$AS$67=$E175))-SUMPRODUCT($V$38:$V$67,--($G$38:$G$67=P$158),--($AS$38:$AS$67=$E175)),0)","v":0},0,{"$f":"SUMPRODUCT($M$38:$M$67,--($G$38:$G$67=R$70),--($AS$38:$AS$67=$E175),$AG$38:$AG$67)/1000","v":0},{"$f":"SUMPRODUCT($M$38:$M$67,--($G$38:$G$67=S$158),--($AS$38:$AS$67=$E175),$AG$38:$AG$67)/1000*$AH87","v":0},{"$f":"MAX(SUMPRODUCT($N$38:$N$67,--($G$38:$G$67=T$158),--($AS$38:$AS$67=$E175),$AG$38:$AG$67)/1000-SUMPRODUCT($Q$38:$Q$67,--($G$38:$G$67=T$158),--($AS$38:$AS$67=$E175))-SUMPRODUCT($V$38:$V$67,--($G$38:$G$67=T$158),--($AS$38:$AS$67=$E175)),0)","v":0},0,{"$f":"SUMPRODUCT($M$38:$M$67,--($G$38:$G$67=V$70),--($AS$38:$AS$67=$E175),$AG$38:$AG$67)/1000","v":0},{"$f":"SUMPRODUCT($M$38:$M$67,--($G$38:$G$67=W$158),--($AS$38:$AS$67=$E175),$AG$38:$AG$67)/1000*$AH87","v":0},{"$f":"MAX(SUMPRODUCT($N$38:$N$67,--($G$38:$G$67=X$158),--($AS$38:$AS$67=$E175),$AG$38:$AG$67)/1000-SUMPRODUCT($Q$38:$Q$67,--($G$38:$G$67=X$158),--($AS$38:$AS$67=$E175))-SUMPRODUCT($V$38:$V$67,--($G$38:$G$67=X$158),--($AS$38:$AS$67=$E175)),0)","v":0},0,0,0,0,0,0]
[null,null,{"$error":"#DIV/0!"},null,"Other regulated",{"$f":"SUMPRODUCT($M$38:$M$67,--($G$38:$G$67=F$70),--($AS$38:$AS$67=$E176),$AG$38:$AG$67)/1000","v":0},{"$f":"SUMPRODUCT($M$38:$M$67,--($G$38:$G$67=G$158),--($AS$38:$AS$67=$E176),$AG$38:$AG$67)/1000*$AH88","v":0},{"$f":"MAX(SUMPRODUCT($N$38:$N$67,--($G$38:$G$67=H$158),--($AS$38:$AS$67=$E176),$AG$38:$AG$67)/1000-SUMPRODUCT($Q$38:$Q$67,--($G$38:$G$67=H$158),--($AS$38:$AS$67=$E176))-SUMPRODUCT($V$38:$V$67,--($G$38:$G$67=H$158),--($AS$38:$AS$67=$E176)),0)","v":0},0,{"$f":"SUMPRODUCT($M$38:$M$67,--($G$38:$G$67=J$70),--($AS$38:$AS$67=$E176),$AG$38:$AG$67)/1000","v":0},{"$f":"SUMPRODUCT($M$38:$M$67,--($G$38:$G$67=K$158),--($AS$38:$AS$67=$E176),$AG$38:$AG$67)/1000*$AH88","v":0},{"$f":"MAX(SUMPRODUCT($N$38:$N$67,--($G$38:$G$67=L$158),--($AS$38:$AS$67=$E176),$AG$38:$AG$67)/1000-SUMPRODUCT($Q$38:$Q$67,--($G$38:$G$67=L$158),--($AS$38:$AS$67=$E176))-SUMPRODUCT($V$38:$V$67,--($G$38:$G$67=L$158),--($AS$38:$AS$67=$E176)),0)","v":0},0,{"$f":"SUMPRODUCT($M$38:$M$67,--($G$38:$G$67=N$70),--($AS$38:$AS$67=$E176),$AG$38:$AG$67)/1000","v":0},{"$f":"SUMPRODUCT($M$38:$M$67,--($G$38:$G$67=O$158),--($AS$38:$AS$67=$E176),$AG$38:$AG$67)/1000*$AH88","v":0},{"$f":"MAX(SUMPRODUCT($N$38:$N$67,--($G$38:$G$67=P$158),--($AS$38:$AS$67=$E176),$AG$38:$AG$67)/1000-SUMPRODUCT($Q$38:$Q$67,--($G$38:$G$67=P$158),--($AS$38:$AS$67=$E176))-SUMPRODUCT($V$38:$V$67,--($G$38:$G$67=P$158),--($AS$38:$AS$67=$E176)),0)","v":0},0,{"$f":"SUMPRODUCT($M$38:$M$67,--($G$38:$G$67=R$70),--($AS$38:$AS$67=$E176),$AG$38:$AG$67)/1000","v":0},{"$f":"SUMPRODUCT($M$38:$M$67,--($G$38:$G$67=S$158),--($AS$38:$AS$67=$E176),$AG$38:$AG$67)/1000*$AH88","v":0},{"$f":"MAX(SUMPRODUCT($N$38:$N$67,--($G$38:$G$67=T$158),--($AS$38:$AS$67=$E176),$AG$38:$AG$67)/1000-SUMPRODUCT($Q$38:$Q$67,--($G$38:$G$67=T$158),--($AS$38:$AS$67=$E176))-SUMPRODUCT($V$38:$V$67,--($G$38:$G$67=T$158),--($AS$38:$AS$67=$E176)),0)","v":0},0,{"$f":"SUMPRODUCT($M$38:$M$67,--($G$38:$G$67=V$70),--($AS$38:$AS$67=$E176),$AG$38:$AG$67)/1000","v":0},{"$f":"SUMPRODUCT($M$38:$M$67,--($G$38:$G$67=W$158),--($AS$38:$AS$67=$E176),$AG$38:$AG$67)/1000*$AH88","v":0},{"$f":"MAX(SUMPRODUCT($N$38:$N$67,--($G$38:$G$67=X$158),--($AS$38:$AS$67=$E176),$AG$38:$AG$67)/1000-SUMPRODUCT($Q$38:$Q$67,--($G$38:$G$67=X$158),--($AS$38:$AS$67=$E176))-SUMPRODUCT($V$38:$V$67,--($G$38:$G$67=X$158),--($AS$38:$AS$67=$E176)),0)","v":0},0,0,0,0,0,0]
[null,null,{"$error":"#DIV/0!"},null,"Other unregulated",{"$f":"SUMPRODUCT($M$38:$M$67,--($G$38:$G$67=F$70),--($AS$38:$AS$67=$E177),$AG$38:$AG$67)/1000","v":0},{"$f":"SUMPRODUCT($M$38:$M$67,--($G$38:$G$67=G$158),--($AS$38:$AS$67=$E177),$AG$38:$AG$67)/1000*$AH89","v":0},{"$f":"MAX(SUMPRODUCT($N$38:$N$67,--($G$38:$G$67=H$158),--($AS$38:$AS$67=$E177),$AG$38:$AG$67)/1000-SUMPRODUCT($Q$38:$Q$67,--($G$38:$G$67=H$158),--($AS$38:$AS$67=$E177))-SUMPRODUCT($V$38:$V$67,--($G$38:$G$67=H$158),--($AS$38:$AS$67=$E177)),0)","v":0},0,{"$f":"SUMPRODUCT($M$38:$M$67,--($G$38:$G$67=J$70),--($AS$38:$AS$67=$E177),$AG$38:$AG$67)/1000","v":0},{"$f":"SUMPRODUCT($M$38:$M$67,--($G$38:$G$67=K$158),--($AS$38:$AS$67=$E177),$AG$38:$AG$67)/1000*$AH89","v":0},{"$f":"MAX(SUMPRODUCT($N$38:$N$67,--($G$38:$G$67=L$158),--($AS$38:$AS$67=$E177),$AG$38:$AG$67)/1000-SUMPRODUCT($Q$38:$Q$67,--($G$38:$G$67=L$158),--($AS$38:$AS$67=$E177))-SUMPRODUCT($V$38:$V$67,--($G$38:$G$67=L$158),--($AS$38:$AS$67=$E177)),0)","v":0},0,{"$f":"SUMPRODUCT($M$38:$M$67,--($G$38:$G$67=N$70),--($AS$38:$AS$67=$E177),$AG$38:$AG$67)/1000","v":0},{"$f":"SUMPRODUCT($M$38:$M$67,--($G$38:$G$67=O$158),--($AS$38:$AS$67=$E177),$AG$38:$AG$67)/1000*$AH89","v":0},{"$f":"MAX(SUMPRODUCT($N$38:$N$67,--($G$38:$G$67=P$158),--($AS$38:$AS$67=$E177),$AG$38:$AG$67)/1000-SUMPRODUCT($Q$38:$Q$67,--($G$38:$G$67=P$158),--($AS$38:$AS$67=$E177))-SUMPRODUCT($V$38:$V$67,--($G$38:$G$67=P$158),--($AS$38:$AS$67=$E177)),0)","v":0},0,{"$f":"SUMPRODUCT($M$38:$M$67,--($G$38:$G$67=R$70),--($AS$38:$AS$67=$E177),$AG$38:$AG$67)/1000","v":0},{"$f":"SUMPRODUCT($M$38:$M$67,--($G$38:$G$67=S$158),--($AS$38:$AS$67=$E177),$AG$38:$AG$67)/1000*$AH89","v":0},{"$f":"MAX(SUMPRODUCT($N$38:$N$67,--($G$38:$G$67=T$158),--($AS$38:$AS$67=$E177),$AG$38:$AG$67)/1000-SUMPRODUCT($Q$38:$Q$67,--($G$38:$G$67=T$158),--($AS$38:$AS$67=$E177))-SUMPRODUCT($V$38:$V$67,--($G$38:$G$67=T$158),--($AS$38:$AS$67=$E177)),0)","v":0},0,{"$f":"SUMPRODUCT($M$38:$M$67,--($G$38:$G$67=V$70),--($AS$38:$AS$67=$E177),$AG$38:$AG$67)/1000","v":0},{"$f":"SUMPRODUCT($M$38:$M$67,--($G$38:$G$67=W$158),--($AS$38:$AS$67=$E177),$AG$38:$AG$67)/1000*$AH89","v":0},{"$f":"MAX(SUMPRODUCT($N$38:$N$67,--($G$38:$G$67=X$158),--($AS$38:$AS$67=$E177),$AG$38:$AG$67)/1000-SUMPRODUCT($Q$38:$Q$67,--($G$38:$G$67=X$158),--($AS$38:$AS$67=$E177))-SUMPRODUCT($V$38:$V$67,--($G$38:$G$67=X$158),--($AS$38:$AS$67=$E177)),0)","v":0},0,0,0,0,0,0]
[null,null,{"$error":"#DIV/0!"}]
[null,null,{"$f":"IF($AH$25=0,5/0,1)","v":1},null,"Table 7: Site Energy Savings by Fuel Excluding Renewable Energy and Exceptional Calculations",null,null,null,null,null,null,"Back to Table of Contents"]
[null,null,{"$f":"IF($AH$25=0,5/0,1)","v":1},null,"Fuel","Energy Units",null,{"$f":"\"ASHRAE 90.1 ~2004 Baseline Site Energy (in energy units)\"","v":"ASHRAE 90.1 ~2004 Baseline Site Energy (in energy units)"},null,{"$f":"\"ASHRAE 90.1 \" & Lists_Modeling_Protocol_Year & \" Adjusted Baseline Site Energy (in energy units)\"","v":{"$error":"#VALUE!"}},null,"Proposed Design Site Energy Excluding Exceptional Calculations and Renewable Energy (in energy units)",null,"Site Energy Savings Excluding Exceptional Calculations and Renewable Energy (in energy units)",null,{"$f":"\"ASHRAE 90.1 ~2004 Baseline Site Energy (MMBtu)\"","v":"ASHRAE 90.1 ~2004 Baseline Site Energy (MMBtu)"},null,{"$f":"\"ASHRAE 90.1 \" & Lists_Modeling_Protocol_Year & \" Adjusted Baseline Site Energy (MMBtu)\"","v":{"$error":"#VALUE!"}},null,"Proposed Design Site Energy Excluding Exceptional Calculations and Renewable Energy (MMBtu)",null,"Site Energy Savings Excluding Exceptional Calculations and Renewable Energy (MMBtu)",null,null,null,null,null,null,null,null,null,"Conversion back to energy units"]
[null,null,{"$f":"IF(OR($AH$25=0,E181=0),5/0,1)","v":{"$error":"#DIV/0!"}},null,{"$f":"G70","v":0},{"$f":"AF181","v":0},null,{"$f":"IFERROR(P181*1000/$AG181,\"\")","v":""},null,{"$f":"IFERROR(R181*1000/$AG181,\"\")","v":""},null,{"$f":"IFERROR(T181*1000/$AG181,\"\")","v":""},null,{"$f":"IFERROR(V181*1000/$AG181,\"\")","v":""},null,{"$f":"SUM(F72:F89)","v":0},null,{"$f":"SUM(G72:G89)","v":0},null,{"$f":"SUM(H72:H89)","v":0},null,{"$f":"R181-T181","v":0},null,null,null,null,null,null,null,null,null,{"$f":"INDEX(Perf_ConversionFactors_Submitter,MATCH(E181,INDEX(Perf_ConversionFactors_Submitter,,'Project Performance'!$E$88),0),'Project Performance'!$F$88)","v":0},{"$f":"IFERROR(INDEX(Ref_UnitConversions_Energy_Content_kBtu_Unit, IFERROR(MATCH(E181&AF181,Ref_UnitConversions_Energy_Units_Lookup,0),MATCH(\"All\"&AF181,Ref_UnitConversions_Energy_Units_Lookup,0)),),0)","v":0}]
[null,null,{"$f":"IF(OR($AH$25=0,E182=0),5/0,1)","v":{"$error":"#DIV/0!"}},null,{"$f":"K70","v":0},{"$f":"AF182","v":0},null,{"$f":"IFERROR(P182*1000/$AG182,\"\")","v":""},null,{"$f":"IFERROR(R182*1000/$AG182,\"\")","v":""},null,{"$f":"IFERROR(T182*1000/$AG182,\"\")","v":""},null,{"$f":"IFERROR(V182*1000/$AG182,\"\")","v":""},null,{"$f":"SUM(J72:J89)","v":0},null,{"$f":"SUM(K72:K89)","v":0},null,{"$f":"SUM(L72:L89)","v":0},null,{"$f":"R182-T182","v":0},null,null,null,null,null,null,null,null,null,{"$f":"INDEX(Perf_ConversionFactors_Submitter,MATCH(E182,INDEX(Perf_ConversionFactors_Submitter,,'Project Performance'!$E$88),0),'Project Performance'!$F$88)","v":0},{"$f":"IFERROR(INDEX(Ref_UnitConversions_Energy_Content_kBtu_Unit, IFERROR(MATCH(E182&AF182,Ref_UnitConversions_Energy_Units_Lookup,0),MATCH(\"All\"&AF182,Ref_UnitConversions_Energy_Units_Lookup,0)),),0)","v":0}]
[null,null,{"$f":"IF(OR($AH$25=0,E183=0),5/0,1)","v":{"$error":"#DIV/0!"}},null,{"$f":"O70","v":0},{"$f":"AF183","v":0},null,{"$f":"IFERROR(P183*1000/$AG183,\"\")","v":""},null,{"$f":"IFERROR(R183*1000/$AG183,\"\")","v":""},null,{"$f":"IFERROR(T183*1000/$AG183,\"\")","v":""},null,{"$f":"IFERROR(V183*1000/$AG183,\"\")","v":""},null,{"$f":"SUM(N72:N89)","v":0},null,{"$f":"SUM(O72:O89)","v":0},null,{"$f":"SUM(P72:P89)","v":0},null,{"$f":"R183-T183","v":0},null,null,null,null,null,null,null,null,null,{"$f":"INDEX(Perf_ConversionFactors_Submitter,MATCH(E183,INDEX(Perf_ConversionFactors_Submitter,,'Project Performance'!$E$88),0),'Project Performance'!$F$88)","v":0},{"$f":"IFERROR(INDEX(Ref_UnitConversions_Energy_Content_kBtu_Unit, IFERROR(MATCH(E183&AF183,Ref_UnitConversions_Energy_Units_Lookup,0),MATCH(\"All\"&AF183,Ref_UnitConversions_Energy_Units_Lookup,0)),),0)","v":0}]
[null,null,{"$f":"IF(OR($AH$25=0,E184=0),5/0,1)","v":{"$error":"#DIV/0!"}},null,{"$f":"S70","v":0},{"$f":"AF184","v":0},null,{"$f":"IFERROR(P184*1000/$AG184,\"\")","v":""},null,{"$f":"IFERROR(R184*1000/$AG184,\"\")","v":""},null,{"$f":"IFERROR(T184*1000/$AG184,\"\")","v":""},null,{"$f":"IFERROR(V184*1000/$AG184,\"\")","v":""},null,{"$f":"SUM(R72:R89)","v":0},null,{"$f":"SUM(S72:S89)","v":0},null,{"$f":"SUM(T72:T89)","v":0},null,{"$f":"R184-T184","v":0},null,null,null,null,null,null,null,null,null,{"$f":"INDEX(Perf_ConversionFactors_Submitter,MATCH(E184,INDEX(Perf_ConversionFactors_Submitter,,'Project Performance'!$E$88),0),'Project Performance'!$F$88)","v":0},{"$f":"IFERROR(INDEX(Ref_UnitConversions_Energy_Content_kBtu_Unit, IFERROR(MATCH(E184&AF184,Ref_UnitConversions_Energy_Units_Lookup,0),MATCH(\"All\"&AF184,Ref_UnitConversions_Energy_Units_Lookup,0)),),0)","v":0}]
[null,null,{"$f":"IF(OR($AH$25=0,E185=0),5/0,1)","v":{"$error":"#DIV/0!"}},null,{"$f":"W70","v":0},{"$f":"AF185","v":0},null,{"$f":"IFERROR(P185*1000/$AG185,\"\")","v":""},null,{"$f":"IFERROR(R185*1000/$AG185,\"\")","v":""},null,{"$f":"IFERROR(T185*1000/$AG185,\"\")","v":""},null,{"$f":"IFERROR(V185*1000/$AG185,\"\")","v":""},null,{"$f":"SUM(V72:V89)","v":0},null,{"$f":"SUM(W72:W89)","v":0},null,{"$f":"SUM(X72:X89)","v":0},null,{"$f":"R185-T185","v":0},null,null,null,null,null,null,null,null,null,{"$f":"INDEX(Perf_ConversionFactors_Submitter,MATCH(E185,INDEX(Perf_ConversionFactors_Submitter,,'Project Performance'!$E$88),0),'Project Performance'!$F$88)","v":0},{"$f":"IFERROR(INDEX(Ref_UnitConversions_Energy_Content_kBtu_Unit, IFERROR(MATCH(E185&AF185,Ref_UnitConversions_Energy_Units_Lookup,0),MATCH(\"All\"&AF185,Ref_UnitConversions_Energy_Units_Lookup,0)),),0)","v":0}]
[null,null,{"$f":"IF($AH$25=0,5/0,1)","v":1}]
[null,null,{"$f":"IF(AND(OR($AH$25=\"X\",$AH$25=\"x\"),Lists_Exceptional_Calcs=\"Yes\"),1,5/0)","v":{"$error":"#DIV/0!"}},null,"Table 8: Site Energy Savings by Fuel Including Exceptional Calculations Without Cap",null,null,null,null,null,null,"Back to Table of Contents"]
[null,null,{"$f":"IF(AND(OR($AH$25=\"X\",$AH$25=\"x\"),Lists_Exceptional_Calcs=\"Yes\"),1,5/0)","v":{"$error":"#DIV/0!"}},null,"Fuel","Energy Units",null,{"$f":"\"ASHRAE 90.1 ~2004 Baseline Site Energy (in energy units)\"","v":"ASHRAE 90.1 ~2004 Baseline Site Energy (in energy units)"},null,{"$f":"\"ASHRAE 90.1 \" & Lists_Modeling_Protocol_Year & \" Adjusted Baseline Site Energy (in energy units)\"","v":{"$error":"#VALUE!"}},null,"Proposed Design Site Energy Including Exceptional Calculations Without Cap (in energy units)",null,"Site Energy Savings Including Exceptional Calculations Without Cap (in energy units)",null,{"$f":"\"ASHRAE 90.1 ~2004 Baseline Site Energy (MMBtu)\"","v":"ASHRAE 90.1 ~2004 Baseline Site Energy (MMBtu)"},null,{"$f":"\"ASHRAE 90.1 \" & Lists_Modeling_Protocol_Year & \" Adjusted Baseline Site Energy (MMBtu)\"","v":{"$error":"#VALUE!"}},null,"Proposed Design Site Energy Including Exceptional Calculations Without Cap (MMBtu)",null,"Site Energy Savings Including Exceptional Calculations Without Cap (MMBtu)",null,null,null,null,null,null,null,null,null,"Conversion back to energy units"]
[null,null,{"$f":"IF(AND(OR($AH$25=\"X\",$AH$25=\"x\"),Lists_Exceptional_Calcs=\"Yes\",E189<>0),1,5/0)","v":{"$error":"#DIV/0!"}},null,{"$f":"G92","v":0},{"$f":"AF189","v":0},null,{"$f":"IFERROR(P189*1000/$AG189,\"\")","v":""},null,{"$f":"IFERROR(R189*1000/$AG189,\"\")","v":""},null,{"$f":"IFERROR(T189*1000/$AG189,\"\")","v":""},null,{"$f":"IFERROR(V189*1000/$AG189,\"\")","v":""},null,{"$f":"SUM(F94:F111)","v":0},null,{"$f":"SUM(G94:G111)","v":0},null,{"$f":"SUM(H94:H111)","v":0},null,{"$f":"R189-T189","v":0},null,null,null,null,null,null,null,null,null,{"$f":"INDEX(Perf_ConversionFactors_Submitter,MATCH(E189,INDEX(Perf_ConversionFactors_Submitter,,'Project Performance'!$E$88),0),'Project Performance'!$F$88)","v":0},{"$f":"IFERROR(INDEX(Ref_UnitConversions_Energy_Content_kBtu_Unit, IFERROR(MATCH(E189&AF189,Ref_UnitConversions_Energy_Units_Lookup,0),MATCH(\"All\"&AF189,Ref_UnitConversions_Energy_Units_Lookup,0)),),0)","v":0}]
[null,null,{"$f":"IF(AND(OR($AH$25=\"X\",$AH$25=\"x\"),Lists_Exceptional_Calcs=\"Yes\",E190<>0),1,5/0)","v":{"$error":"#DIV/0!"}},null,{"$f":"K92","v":0},{"$f":"AF190","v":0},null,{"$f":"IFERROR(P190*1000/$AG190,\"\")","v":""},null,{"$f":"IFERROR(R190*1000/$AG190,\"\")","v":""},null,{"$f":"IFERROR(T190*1000/$AG190,\"\")","v":""},null,{"$f":"IFERROR(V190*1000/$AG190,\"\")","v":""},null,{"$f":"SUM(J94:J111)","v":0},null,{"$f":"SUM(K94:K111)","v":0},null,{"$f":"SUM(L94:L111)","v":0},null,{"$f":"R190-T190","v":0},null,null,null,null,null,null,null,null,null,{"$f":"INDEX(Perf_ConversionFactors_Submitter,MATCH(E190,INDEX(Perf_ConversionFactors_Submitter,,'Project Performance'!$E$88),0),'Project Performance'!$F$88)","v":0},{"$f":"IFERROR(INDEX(Ref_UnitConversions_Energy_Content_kBtu_Unit, IFERROR(MATCH(E190&AF190,Ref_UnitConversions_Energy_Units_Lookup,0),MATCH(\"All\"&AF190,Ref_UnitConversions_Energy_Units_Lookup,0)),),0)","v":0}]
[null,null,{"$f":"IF(AND(OR($AH$25=\"X\",$AH$25=\"x\"),Lists_Exceptional_Calcs=\"Yes\",E191<>0),1,5/0)","v":{"$error":"#DIV/0!"}},null,{"$f":"O92","v":0},{"$f":"AF191","v":0},null,{"$f":"IFERROR(P191*1000/$AG191,\"\")","v":""},null,{"$f":"IFERROR(R191*1000/$AG191,\"\")","v":""},null,{"$f":"IFERROR(T191*1000/$AG191,\"\")","v":""},null,{"$f":"IFERROR(V191*1000/$AG191,\"\")","v":""},null,{"$f":"SUM(N94:N111)","v":0},null,{"$f":"SUM(O94:O111)","v":0},null,{"$f":"SUM(P94:P111)","v":0},null,{"$f":"R191-T191","v":0},null,null,null,null,null,null,null,null,null,{"$f":"INDEX(Perf_ConversionFactors_Submitter,MATCH(E191,INDEX(Perf_ConversionFactors_Submitter,,'Project Performance'!$E$88),0),'Project Performance'!$F$88)","v":0},{"$f":"IFERROR(INDEX(Ref_UnitConversions_Energy_Content_kBtu_Unit, IFERROR(MATCH(E191&AF191,Ref_UnitConversions_Energy_Units_Lookup,0),MATCH(\"All\"&AF191,Ref_UnitConversions_Energy_Units_Lookup,0)),),0)","v":0}]
[null,null,{"$f":"IF(AND(OR($AH$25=\"X\",$AH$25=\"x\"),Lists_Exceptional_Calcs=\"Yes\",E192<>0),1,5/0)","v":{"$error":"#DIV/0!"}},null,{"$f":"S92","v":0},{"$f":"AF192","v":0},null,{"$f":"IFERROR(P192*1000/$AG192,\"\")","v":""},null,{"$f":"IFERROR(R192*1000/$AG192,\"\")","v":""},null,{"$f":"IFERROR(T192*1000/$AG192,\"\")","v":""},null,{"$f":"IFERROR(V192*1000/$AG192,\"\")","v":""},null,{"$f":"SUM(R94:R111)","v":0},null,{"$f":"SUM(S94:S111)","v":0},null,{"$f":"SUM(T94:T111)","v":0},null,{"$f":"R192-T192","v":0},null,null,null,null,null,null,null,null,null,{"$f":"INDEX(Perf_ConversionFactors_Submitter,MATCH(E192,INDEX(Perf_ConversionFactors_Submitter,,'Project Performance'!$E$88),0),'Project Performance'!$F$88)","v":0},{"$f":"IFERROR(INDEX(Ref_UnitConversions_Energy_Content_kBtu_Unit, IFERROR(MATCH(E192&AF192,Ref_UnitConversions_Energy_Units_Lookup,0),MATCH(\"All\"&AF192,Ref_UnitConversions_Energy_Units_Lookup,0)),),0)","v":0}]
[null,null,{"$f":"IF(AND(OR($AH$25=\"X\",$AH$25=\"x\"),Lists_Exceptional_Calcs=\"Yes\",E193<>0),1,5/0)","v":{"$error":"#DIV/0!"}},null,{"$f":"W92","v":0},{"$f":"AF193","v":0},null,{"$f":"IFERROR(P193*1000/$AG193,\"\")","v":""},null,{"$f":"IFERROR(R193*1000/$AG193,\"\")","v":""},null,{"$f":"IFERROR(T193*1000/$AG193,\"\")","v":""},null,{"$f":"IFERROR(V193*1000/$AG193,\"\")","v":""},null,{"$f":"SUM(V94:V111)","v":0},null,{"$f":"SUM(W94:W111)","v":0},null,{"$f":"SUM(X94:X111)","v":0},null,{"$f":"R193-T193","v":0},null,null,null,null,null,null,null,null,null,{"$f":"INDEX(Perf_ConversionFactors_Submitter,MATCH(E193,INDEX(Perf_ConversionFactors_Submitter,,'Project Performance'!$E$88),0),'Project Performance'!$F$88)","v":0},{"$f":"IFERROR(INDEX(Ref_UnitConversions_Energy_Content_kBtu_Unit, IFERROR(MATCH(E193&AF193,Ref_UnitConversions_Energy_Units_Lookup,0),MATCH(\"All\"&AF193,Ref_UnitConversions_Energy_Units_Lookup,0)),),0)","v":0}]
[null,null,{"$f":"IF(AND(OR($AH$25=\"X\",$AH$25=\"x\"),Lists_Exceptional_Calcs=\"Yes\"),1,5/0)","v":{"$error":"#DIV/0!"}}]
[null,null,{"$f":"IF(AND(OR($AH$25=\"X\",$AH$25=\"x\"),Lists_Exceptional_Calcs=\"Yes\"),1,5/0)","v":{"$error":"#DIV/0!"}},null,"Table 9: Site Energy Savings by Fuel Including Exceptional Calculations With Cap Applied",null,null,null,null,null,null,"Back to Table of Contents"]
[null,null,{"$f":"IF(AND(OR($AH$25=\"X\",$AH$25=\"x\"),Lists_Exceptional_Calcs=\"Yes\"),1,5/0)","v":{"$error":"#DIV/0!"}},null,"Fuel","Energy Units",null,{"$f":"\"ASHRAE 90.1 ~2004 Baseline Site Energy (in energy units)\"","v":"ASHRAE 90.1 ~2004 Baseline Site Energy (in energy units)"},null,{"$f":"\"ASHRAE 90.1 \" & Lists_Modeling_Protocol_Year & \" Adjusted Baseline Site Energy (in energy units)\"","v":{"$error":"#VALUE!"}},null,"Proposed Design Site Energy Including Exceptional Calculations With Cap (in energy units)",null,"Site Energy Savings Including Exceptional Calculations With Cap (in energy units)",null,{"$f":"\"ASHRAE 90.1 ~2004 Baseline Site Energy (MMBtu)\"","v":"ASHRAE 90.1 ~2004 Baseline Site Energy (MMBtu)"},null,{"$f":"\"ASHRAE 90.1 \" & Lists_Modeling_Protocol_Year & \" Adjusted Baseline Site Energy (MMBtu)\"","v":{"$error":"#VALUE!"}},null,"Proposed Design Site Energy Including Exceptional Calculations With Cap (MMBtu)",null,"Site Energy Savings Including Exceptional Calculations WithCap (MMBtu)",null,null,null,null,null,null,null,null,null,"Conversion back to energy units"]
[null,null,{"$f":"IF(AND(OR($AH$25=\"X\",$AH$25=\"x\"),Lists_Exceptional_Calcs=\"Yes\",E197<>0),1,5/0)","v":{"$error":"#DIV/0!"}},null,{"$f":"G114","v":0},{"$f":"AF197","v":0},null,{"$f":"IFERROR(P197*1000/$AG197,\"\")","v":""},null,{"$f":"IFERROR(R197*1000/$AG197,\"\")","v":""},null,{"$f":"IFERROR(T197*1000/$AG197,\"\")","v":""},null,{"$f":"IFERROR(V197*1000/$AG197,\"\")","v":""},null,{"$f":"SUM(F116:F133)","v":0},null,{"$f":"SUM(G116:G133)","v":0},null,{"$f":"SUM(H116:H133)","v":0},null,{"$f":"R197-T197","v":0},null,null,null,null,null,null,null,null,null,{"$f":"INDEX(Perf_ConversionFactors_Submitter,MATCH(E197,INDEX(Perf_ConversionFactors_Submitter,,'Project Performance'!$E$88),0),'Project Performance'!$F$88)","v":0},{"$f":"IFERROR(INDEX(Ref_UnitConversions_Energy_Content_kBtu_Unit, IFERROR(MATCH(E197&AF197,Ref_UnitConversions_Energy_Units_Lookup,0),MATCH(\"All\"&AF197,Ref_UnitConversions_Energy_Units_Lookup,0)),),0)","v":0}]
[null,null,{"$f":"IF(AND(OR($AH$25=\"X\",$AH$25=\"x\"),Lists_Exceptional_Calcs=\"Yes\",E198<>0),1,5/0)","v":{"$error":"#DIV/0!"}},null,{"$f":"K114","v":0},{"$f":"AF198","v":0},null,{"$f":"IFERROR(P198*1000/$AG198,\"\")","v":""},null,{"$f":"IFERROR(R198*1000/$AG198,\"\")","v":""},null,{"$f":"IFERROR(T198*1000/$AG198,\"\")","v":""},null,{"$f":"IFERROR(V198*1000/$AG198,\"\")","v":""},null,{"$f":"SUM(J116:J133)","v":0},null,{"$f":"SUM(K116:K133)","v":0},null,{"$f":"SUM(L116:L133)","v":0},null,{"$f":"R198-T198","v":0},null,null,null,null,null,null,null,null,null,{"$f":"INDEX(Perf_ConversionFactors_Submitter,MATCH(E198,INDEX(Perf_ConversionFactors_Submitter,,'Project Performance'!$E$88),0),'Project Performance'!$F$88)","v":0},{"$f":"IFERROR(INDEX(Ref_UnitConversions_Energy_Content_kBtu_Unit, IFERROR(MATCH(E198&AF198,Ref_UnitConversions_Energy_Units_Lookup,0),MATCH(\"All\"&AF198,Ref_UnitConversions_Energy_Units_Lookup,0)),),0)","v":0}]
[null,null,{"$f":"IF(AND(OR($AH$25=\"X\",$AH$25=\"x\"),Lists_Exceptional_Calcs=\"Yes\",E199<>0),1,5/0)","v":{"$error":"#DIV/0!"}},null,{"$f":"O114","v":0},{"$f":"AF199","v":0},null,{"$f":"IFERROR(P199*1000/$AG199,\"\")","v":""},null,{"$f":"IFERROR(R199*1000/$AG199,\"\")","v":""},null,{"$f":"IFERROR(T199*1000/$AG199,\"\")","v":""},null,{"$f":"IFERROR(V199*1000/$AG199,\"\")","v":""},null,{"$f":"SUM(N116:N133)","v":0},null,{"$f":"SUM(O116:O133)","v":0},null,{"$f":"SUM(P116:P133)","v":0},null,{"$f":"R199-T199","v":0},null,null,null,null,null,null,null,null,null,{"$f":"INDEX(Perf_ConversionFactors_Submitter,MATCH(E199,INDEX(Perf_ConversionFactors_Submitter,,'Project Performance'!$E$88),0),'Project Performance'!$F$88)","v":0},{"$f":"IFERROR(INDEX(Ref_UnitConversions_Energy_Content_kBtu_Unit, IFERROR(MATCH(E199&AF199,Ref_UnitConversions_Energy_Units_Lookup,0),MATCH(\"All\"&AF199,Ref_UnitConversions_Energy_Units_Lookup,0)),),0)","v":0}]
[null,null,{"$f":"IF(AND(OR($AH$25=\"X\",$AH$25=\"x\"),Lists_Exceptional_Calcs=\"Yes\",E200<>0),1,5/0)","v":{"$error":"#DIV/0!"}},null,{"$f":"S114","v":0},{"$f":"AF200","v":0},null,{"$f":"IFERROR(P200*1000/$AG200,\"\")","v":""},null,{"$f":"IFERROR(R200*1000/$AG200,\"\")","v":""},null,{"$f":"IFERROR(T200*1000/$AG200,\"\")","v":""},null,{"$f":"IFERROR(V200*1000/$AG200,\"\")","v":""},null,{"$f":"SUM(R116:R133)","v":0},null,{"$f":"SUM(S116:S133)","v":0},null,{"$f":"SUM(T116:T133)","v":0},null,{"$f":"R200-T200","v":0},null,null,null,null,null,null,null,null,null,{"$f":"INDEX(Perf_ConversionFactors_Submitter,MATCH(E200,INDEX(Perf_ConversionFactors_Submitter,,'Project Performance'!$E$88),0),'Project Performance'!$F$88)","v":0},{"$f":"IFERROR(INDEX(Ref_UnitConversions_Energy_Content_kBtu_Unit, IFERROR(MATCH(E200&AF200,Ref_UnitConversions_Energy_Units_Lookup,0),MATCH(\"All\"&AF200,Ref_UnitConversions_Energy_Units_Lookup,0)),),0)","v":0}]
[null,null,{"$f":"IF(AND(OR($AH$25=\"X\",$AH$25=\"x\"),Lists_Exceptional_Calcs=\"Yes\",E201<>0),1,5/0)","v":{"$error":"#DIV/0!"}},null,{"$f":"W114","v":0},{"$f":"AF201","v":0},null,{"$f":"IFERROR(P201*1000/$AG201,\"\")","v":""},null,{"$f":"IFERROR(R201*1000/$AG201,\"\")","v":""},null,{"$f":"IFERROR(T201*1000/$AG201,\"\")","v":""},null,{"$f":"IFERROR(V201*1000/$AG201,\"\")","v":""},null,{"$f":"SUM(V116:V133)","v":0},null,{"$f":"SUM(W116:W133)","v":0},null,{"$f":"SUM(X116:X133)","v":0},null,{"$f":"R201-T201","v":0},null,null,null,null,null,null,null,null,null,{"$f":"INDEX(Perf_ConversionFactors_Submitter,MATCH(E201,INDEX(Perf_ConversionFactors_Submitter,,'Project Performance'!$E$88),0),'Project Performance'!$F$88)","v":0},{"$f":"IFERROR(INDEX(Ref_UnitConversions_Energy_Content_kBtu_Unit, IFERROR(MATCH(E201&AF201,Ref_UnitConversions_Energy_Units_Lookup,0),MATCH(\"All\"&AF201,Ref_UnitConversions_Energy_Units_Lookup,0)),),0)","v":0}]
[null,null,{"$f":"IF(AND(OR($AH$25=\"X\",$AH$25=\"x\"),Lists_Exceptional_Calcs=\"Yes\"),1,5/0)","v":{"$error":"#DIV/0!"}}]
[null,null,{"$f":"IF(AND(OR($AH$25=\"X\",$AH$25=\"x\"),Lists_Exceptional_Calcs=\"Yes\",Lists_Renewable_Energy=\"Yes\"),1,5/0)","v":{"$error":"#DIV/0!"}},null,"Table 10: Site Energy Savings by Fuel Including Renewable Energy and Exceptional Calculations Without Cap",null,null,null,null,null,null,"Back to Table of Contents"]
[null,null,{"$f":"IF(AND(OR($AH$25=\"X\",$AH$25=\"x\"),Lists_Exceptional_Calcs=\"Yes\",Lists_Renewable_Energy=\"Yes\"),1,5/0)","v":{"$error":"#DIV/0!"}},null,"Fuel","Energy Units",null,{"$f":"\"ASHRAE 90.1 ~2004 Baseline Site Energy (in energy units)\"","v":"ASHRAE 90.1 ~2004 Baseline Site Energy (in energy units)"},null,{"$f":"\"ASHRAE 90.1 \" & Lists_Modeling_Protocol_Year & \" Adjusted Baseline Site Energy (in energy units)\"","v":{"$error":"#VALUE!"}},null,"Proposed Design Site Energy Including Exceptional Calculations and Renewable Energy Without Cap (in energy units)",null,"Site Energy Savings Including Exceptional Calculations and Renewable Energy Without Cap (in energy units)",null,{"$f":"\"ASHRAE 90.1 ~2004 Baseline Site Energy (MMBtu)\"","v":"ASHRAE 90.1 ~2004 Baseline Site Energy (MMBtu)"},null,{"$f":"\"ASHRAE 90.1 \" & Lists_Modeling_Protocol_Year & \" Adjusted Baseline Site Energy (MMBtu)\"","v":{"$error":"#VALUE!"}},null,"Proposed Design Site Energy Including Exceptional Calculations and Renewable Energy Without Cap (MMBtu)",null,"Site Energy Savings Including Exceptional Calculations and Renewable Energy Without Cap (MMBtu)",null,null,null,null,null,null,null,null,null,"Conversion back to energy units"]
[null,null,{"$f":"IF(AND(OR($AH$25=\"X\",$AH$25=\"x\"),Lists_Exceptional_Calcs=\"Yes\",Lists_Renewable_Energy=\"Yes\",E205<>0),1,5/0)","v":{"$error":"#DIV/0!"}},null,{"$f":"G136","v":0},{"$f":"AF205","v":0},null,{"$f":"IFERROR(P205*1000/$AG205,\"\")","v":""},null,{"$f":"IFERROR(R205*1000/$AG205,\"\")","v":""},null,{"$f":"IFERROR(T205*1000/$AG205,\"\")","v":""},null,{"$f":"IFERROR(V205*1000/$AG205,\"\")","v":""},null,{"$f":"SUM(F138:F155)","v":0},null,{"$f":"SUM(G138:G155)","v":0},null,{"$f":"SUM(H138:H155)","v":0},null,{"$f":"R205-T205","v":0},null,null,null,null,null,null,null,null,null,{"$f":"INDEX(Perf_ConversionFactors_Submitter,MATCH(E205,INDEX(Perf_ConversionFactors_Submitter,,'Project Performance'!$E$88),0),'Project Performance'!$F$88)","v":0},{"$f":"IFERROR(INDEX(Ref_UnitConversions_Energy_Content_kBtu_Unit, IFERROR(MATCH(E205&AF205,Ref_UnitConversions_Energy_Units_Lookup,0),MATCH(\"All\"&AF205,Ref_UnitConversions_Energy_Units_Lookup,0)),),0)","v":0}]
[null,null,{"$f":"IF(AND(OR($AH$25=\"X\",$AH$25=\"x\"),Lists_Exceptional_Calcs=\"Yes\",Lists_Renewable_Energy=\"Yes\",E206<>0),1,5/0)","v":{"$error":"#DIV/0!"}},null,{"$f":"K136","v":0},{"$f":"AF206","v":0},null,{"$f":"IFERROR(P206*1000/$AG206,\"\")","v":""},null,{"$f":"IFERROR(R206*1000/$AG206,\"\")","v":""},null,{"$f":"IFERROR(T206*1000/$AG206,\"\")","v":""},null,{"$f":"IFERROR(V206*1000/$AG206,\"\")","v":""},null,{"$f":"SUM(J138:J155)","v":0},null,{"$f":"SUM(K138:K155)","v":0},null,{"$f":"SUM(L138:L155)","v":0},null,{"$f":"R206-T206","v":0},null,null,null,null,null,null,null,null,null,{"$f":"INDEX(Perf_ConversionFactors_Submitter,MATCH(E206,INDEX(Perf_ConversionFactors_Submitter,,'Project Performance'!$E$88),0),'Project Performance'!$F$88)","v":0},{"$f":"IFERROR(INDEX(Ref_UnitConversions_Energy_Content_kBtu_Unit, IFERROR(MATCH(E206&AF206,Ref_UnitConversions_Energy_Units_Lookup,0),MATCH(\"All\"&AF206,Ref_UnitConversions_Energy_Units_Lookup,0)),),0)","v":0}]
[null,null,{"$f":"IF(AND(OR($AH$25=\"X\",$AH$25=\"x\"),Lists_Exceptional_Calcs=\"Yes\",Lists_Renewable_Energy=\"Yes\",E207<>0),1,5/0)","v":{"$error":"#DIV/0!"}},null,{"$f":"O136","v":0},{"$f":"AF207","v":0},null,{"$f":"IFERROR(P207*1000/$AG207,\"\")","v":""},null,{"$f":"IFERROR(R207*1000/$AG207,\"\")","v":""},null,{"$f":"IFERROR(T207*1000/$AG207,\"\")","v":""},null,{"$f":"IFERROR(V207*1000/$AG207,\"\")","v":""},null,{"$f":"SUM(N138:N155)","v":0},null,{"$f":"SUM(O138:O155)","v":0},null,{"$f":"SUM(P138:P155)","v":0},null,{"$f":"R207-T207","v":0},null,null,null,null,null,null,null,null,null,{"$f":"INDEX(Perf_ConversionFactors_Submitter,MATCH(E207,INDEX(Perf_ConversionFactors_Submitter,,'Project Performance'!$E$88),0),'Project Performance'!$F$88)","v":0},{"$f":"IFERROR(INDEX(Ref_UnitConversions_Energy_Content_kBtu_Unit, IFERROR(MATCH(E207&AF207,Ref_UnitConversions_Energy_Units_Lookup,0),MATCH(\"All\"&AF207,Ref_UnitConversions_Energy_Units_Lookup,0)),),0)","v":0}]
[null,null,{"$f":"IF(AND(OR($AH$25=\"X\",$AH$25=\"x\"),Lists_Exceptional_Calcs=\"Yes\",Lists_Renewable_Energy=\"Yes\",E208<>0),1,5/0)","v":{"$error":"#DIV/0!"}},null,{"$f":"S136","v":0},{"$f":"AF208","v":0},null,{"$f":"IFERROR(P208*1000/$AG208,\"\")","v":""},null,{"$f":"IFERROR(R208*1000/$AG208,\"\")","v":""},null,{"$f":"IFERROR(T208*1000/$AG208,\"\")","v":""},null,{"$f":"IFERROR(V208*1000/$AG208,\"\")","v":""},null,{"$f":"SUM(R138:R155)","v":0},null,{"$f":"SUM(S138:S155)","v":0},null,{"$f":"SUM(T138:T155)","v":0},null,{"$f":"R208-T208","v":0},null,null,null,null,null,null,null,null,null,{"$f":"INDEX(Perf_ConversionFactors_Submitter,MATCH(E208,INDEX(Perf_ConversionFactors_Submitter,,'Project Performance'!$E$88),0),'Project Performance'!$F$88)","v":0},{"$f":"IFERROR(INDEX(Ref_UnitConversions_Energy_Content_kBtu_Unit, IFERROR(MATCH(E208&AF208,Ref_UnitConversions_Energy_Units_Lookup,0),MATCH(\"All\"&AF208,Ref_UnitConversions_Energy_Units_Lookup,0)),),0)","v":0}]
[null,null,{"$f":"IF(AND(OR($AH$25=\"X\",$AH$25=\"x\"),Lists_Exceptional_Calcs=\"Yes\",Lists_Renewable_Energy=\"Yes\",E209<>0),1,5/0)","v":{"$error":"#DIV/0!"}},null,{"$f":"W136","v":0},{"$f":"AF209","v":0},null,{"$f":"IFERROR(P209*1000/$AG209,\"\")","v":""},null,{"$f":"IFERROR(R209*1000/$AG209,\"\")","v":""},null,{"$f":"IFERROR(T209*1000/$AG209,\"\")","v":""},null,{"$f":"IFERROR(V209*1000/$AG209,\"\")","v":""},null,{"$f":"SUM(V138:V155)","v":0},null,{"$f":"SUM(W138:W155)","v":0},null,{"$f":"SUM(X138:X155)","v":0},null,{"$f":"R209-T209","v":0},null,null,null,null,null,null,null,null,null,{"$f":"INDEX(Perf_ConversionFactors_Submitter,MATCH(E209,INDEX(Perf_ConversionFactors_Submitter,,'Project Performance'!$E$88),0),'Project Performance'!$F$88)","v":0},{"$f":"IFERROR(INDEX(Ref_UnitConversions_Energy_Content_kBtu_Unit, IFERROR(MATCH(E209&AF209,Ref_UnitConversions_Energy_Units_Lookup,0),MATCH(\"All\"&AF209,Ref_UnitConversions_Energy_Units_Lookup,0)),),0)","v":0}]
[null,null,{"$f":"IF(AND(OR($AH$25=\"X\",$AH$25=\"x\"),Lists_Exceptional_Calcs=\"Yes\",Lists_Renewable_Energy=\"Yes\"),1,5/0)","v":{"$error":"#DIV/0!"}}]
[null,null,{"$f":"IF(AND(OR($AH$25=\"X\",$AH$25=\"x\"),Lists_Exceptional_Calcs=\"Yes\",Lists_Renewable_Energy=\"Yes\"),1,5/0)","v":{"$error":"#DIV/0!"}},null,"Table 11: Site Energy Savings by Fuel Including Renewable Energy and Exceptional Calculations With Cap",null,null,null,null,null,null,"Back to Table of Contents"]
[null,null,{"$f":"5/0","v":{"$error":"#DIV/0!"}},null,1,2,3,4,5,6,7,8,9,10,11,12,13,14,15,16,17,18,19]
[null,null,{"$f":"IF(AND(OR($AH$25=\"X\",$AH$25=\"x\"),Lists_Exceptional_Calcs=\"Yes\",Lists_Renewable_Energy=\"Yes\"),1,5/0)","v":{"$error":"#DIV/0!"}},null,"Fuel","Energy Units",null,{"$f":"\"ASHRAE 90.1 ~2004 Baseline Site Energy (in energy units)\"","v":"ASHRAE 90.1 ~2004 Baseline Site Energy (in energy units)"},null,{"$f":"\"ASHRAE 90.1 \" & Lists_Modeling_Protocol_Year & \" Adjusted Baseline Site Energy (in energy units)\"","v":{"$error":"#VALUE!"}},null,"Proposed Design Site Energy Including Exceptional Calculations and Renewable Energy With Cap (in energy units)",null,"Site Energy Savings Including Exceptional Calculations and Renewable Energy With Cap (in energy units)",null,{"$f":"\"ASHRAE 90.1 ~2004 Baseline Site Energy (MMBtu)\"","v":"ASHRAE 90.1 ~2004 Baseline Site Energy (MMBtu)"},null,{"$f":"\"ASHRAE 90.1 \" & Lists_Modeling_Protocol_Year & \" Adjusted Baseline Site Energy (MMBtu)\"","v":{"$error":"#VALUE!"}},null,"Proposed Design Site Energy Including Exceptional Calculations and Renewable Energy With Cap (MMBtu)",null,"Site Energy Savings Including Exceptional Calculations and Renewable Energy With Cap (MMBtu)",null,null,null,null,null,null,null,null,null,"Conversion back to energy units"]
[null,null,{"$f":"IF(AND(OR($AH$25=\"X\",$AH$25=\"x\"),Lists_Exceptional_Calcs=\"Yes\",Lists_Renewable_Energy=\"Yes\",E214<>0),1,5/0)","v":{"$error":"#DIV/0!"}},null,{"$f":"G158","v":0},{"$f":"AF214","v":0},null,{"$f":"IFERROR(P214*1000/$AG214,\"\")","v":""},null,{"$f":"IFERROR(R214*1000/$AG214,\"\")","v":""},null,{"$f":"IFERROR(T214*1000/$AG214,\"\")","v":""},null,{"$f":"IFERROR(V214*1000/$AG214,\"\")","v":""},null,{"$f":"SUM(F160:F177)","v":0},null,{"$f":"SUM(G160:G177)","v":0},null,{"$f":"SUM(H160:H177)","v":0},null,{"$f":"R214-T214","v":0},null,null,null,null,null,null,null,null,null,{"$f":"INDEX(Perf_ConversionFactors_Submitter,MATCH(E214,INDEX(Perf_ConversionFactors_Submitter,,'Project Performance'!$E$88),0),'Project Performance'!$F$88)","v":0},{"$f":"IFERROR(INDEX(Ref_UnitConversions_Energy_Content_kBtu_Unit, IFERROR(MATCH(E214&AF214,Ref_UnitConversions_Energy_Units_Lookup,0),MATCH(\"All\"&AF214,Ref_UnitConversions_Energy_Units_Lookup,0)),),0)","v":0}]
[null,null,{"$f":"IF(AND(OR($AH$25=\"X\",$AH$25=\"x\"),Lists_Exceptional_Calcs=\"Yes\",Lists_Renewable_Energy=\"Yes\",E215<>0),1,5/0)","v":{"$error":"#DIV/0!"}},null,{"$f":"K158","v":0},{"$f":"AF215","v":0},null,{"$f":"IFERROR(P215*1000/$AG215,\"\")","v":""},null,{"$f":"IFERROR(R215*1000/$AG215,\"\")","v":""},null,{"$f":"IFERROR(T215*1000/$AG215,\"\")","v":""},null,{"$f":"IFERROR(V215*1000/$AG215,\"\")","v":""},null,{"$f":"SUM(J160:J177)","v":0},null,{"$f":"SUM(K160:K177)","v":0},null,{"$f":"SUM(L160:L177)","v":0},null,{"$f":"R215-T215","v":0},null,null,null,null,null,null,null,null,null,{"$f":"INDEX(Perf_ConversionFactors_Submitter,MATCH(E215,INDEX(Perf_ConversionFactors_Submitter,,'Project Performance'!$E$88),0),'Project Performance'!$F$88)","v":0},{"$f":"IFERROR(INDEX(Ref_UnitConversions_Energy_Content_kBtu_Unit, IFERROR(MATCH(E215&AF215,Ref_UnitConversions_Energy_Units_Lookup,0),MATCH(\"All\"&AF215,Ref_UnitConversions_Energy_Units_Lookup,0)),),0)","v":0}]
[null,null,{"$f":"IF(AND(OR($AH$25=\"X\",$AH$25=\"x\"),Lists_Exceptional_Calcs=\"Yes\",Lists_Renewable_Energy=\"Yes\",E216<>0),1,5/0)","v":{"$error":"#DIV/0!"}},null,{"$f":"O158","v":0},{"$f":"AF216","v":0},null,{"$f":"IFERROR(P216*1000/$AG216,\"\")","v":""},null,{"$f":"IFERROR(R216*1000/$AG216,\"\")","v":""},null,{"$f":"IFERROR(T216*1000/$AG216,\"\")","v":""},null,{"$f":"IFERROR(V216*1000/$AG216,\"\")","v":""},null,{"$f":"SUM(N160:N177)","v":0},null,{"$f":"SUM(O160:O177)","v":0},null,{"$f":"SUM(P160:P177)","v":0},null,{"$f":"R216-T216","v":0},null,null,null,null,null,null,null,null,null,{"$f":"INDEX(Perf_ConversionFactors_Submitter,MATCH(E216,INDEX(Perf_ConversionFactors_Submitter,,'Project Performance'!$E$88),0),'Project Performance'!$F$88)","v":0},{"$f":"IFERROR(INDEX(Ref_UnitConversions_Energy_Content_kBtu_Unit, IFERROR(MATCH(E216&AF216,Ref_UnitConversions_Energy_Units_Lookup,0),MATCH(\"All\"&AF216,Ref_UnitConversions_Energy_Units_Lookup,0)),),0)","v":0}]
[null,null,{"$f":"IF(AND(OR($AH$25=\"X\",$AH$25=\"x\"),Lists_Exceptional_Calcs=\"Yes\",Lists_Renewable_Energy=\"Yes\",E217<>0),1,5/0)","v":{"$error":"#DIV/0!"}},null,{"$f":"S158","v":0},{"$f":"AF217","v":0},null,{"$f":"IFERROR(P217*1000/$AG217,\"\")","v":""},null,{"$f":"IFERROR(R217*1000/$AG217,\"\")","v":""},null,{"$f":"IFERROR(T217*1000/$AG217,\"\")","v":""},null,{"$f":"IFERROR(V217*1000/$AG217,\"\")","v":""},null,{"$f":"SUM(R160:R177)","v":0},null,{"$f":"SUM(S160:S177)","v":0},null,{"$f":"SUM(T160:T177)","v":0},null,{"$f":"R217-T217","v":0},null,null,null,null,null,null,null,null,null,{"$f":"INDEX(Perf_ConversionFactors_Submitter,MATCH(E217,INDEX(Perf_ConversionFactors_Submitter,,'Project Performance'!$E$88),0),'Project Performance'!$F$88)","v":0},{"$f":"IFERROR(INDEX(Ref_UnitConversions_Energy_Content_kBtu_Unit, IFERROR(MATCH(E217&AF217,Ref_UnitConversions_Energy_Units_Lookup,0),MATCH(\"All\"&AF217,Ref_UnitConversions_Energy_Units_Lookup,0)),),0)","v":0}]
[null,null,{"$f":"IF(AND(OR($AH$25=\"X\",$AH$25=\"x\"),Lists_Exceptional_Calcs=\"Yes\",Lists_Renewable_Energy=\"Yes\",E218<>0),1,5/0)","v":{"$error":"#DIV/0!"}},null,{"$f":"W158","v":0},{"$f":"AF218","v":0},null,{"$f":"IFERROR(P218*1000/$AG218,\"\")","v":""},null,{"$f":"IFERROR(R218*1000/$AG218,\"\")","v":""},null,{"$f":"IFERROR(T218*1000/$AG218,\"\")","v":""},null,{"$f":"IFERROR(V218*1000/$AG218,\"\")","v":""},null,{"$f":"SUM(V160:V177)","v":0},null,{"$f":"SUM(W160:W177)","v":0},null,{"$f":"SUM(X160:X177)","v":0},null,{"$f":"R218-T218","v":0},null,null,null,null,null,null,null,null,null,{"$f":"INDEX(Perf_ConversionFactors_Submitter,MATCH(E218,INDEX(Perf_ConversionFactors_Submitter,,'Project Performance'!$E$88),0),'Project Performance'!$F$88)","v":0},{"$f":"IFERROR(INDEX(Ref_UnitConversions_Energy_Content_kBtu_Unit, IFERROR(MATCH(E218&AF218,Ref_UnitConversions_Energy_Units_Lookup,0),MATCH(\"All\"&AF218,Ref_UnitConversions_Energy_Units_Lookup,0)),),0)","v":0}]
[null,null,{"$f":"IF(AND(OR($AH$25=\"X\",$AH$25=\"x\"),Lists_Exceptional_Calcs=\"Yes\",Lists_Renewable_Energy=\"Yes\"),1,5/0)","v":{"$error":"#DIV/0!"}}]

{"sheet":"Demand Savings","index":14,"n_rows":211,"n_cols":61,"rows_kept":211,"cut":false,"hidden":false,"merged":[[189,38,189,42],[189,43,189,47],[189,48,189,52],[189,53,189,57],[184,4,184,25],[187,4,187,6],[189,4,190,4],[189,5,190,5],[189,6,189,10],[189,11,189,15],[189,16,189,20],[189,21,189,25],[76,16,76,20],[48,38,48,42],[48,43,48,47],[48,5,49,5],[74,4,74,6],[76,4,77,4],[76,5,77,5],[76,6,76,10],[76,11,76,15],[20,53,20,57],[43,4,43,25],[4,4,4,25],[5,4,5,25],[6,4,6,25],[15,4,15,25],[18,4,18,6],[20,4,21,4],[20,5,21,5],[20,6,20,10],[20,11,20,15],[20,16,20,20],[20,21,20,25],[20,38,20,42],[20,43,20,47],[20,48,20,52],[7,4,7,25],[12,4,12,25],[99,4,99,25],[102,4,102,6],[104,4,105,4],[104,5,105,5],[104,6,104,10],[104,11,104,15],[104,16,104,20],[48,16,48,20],[46,4,46,6],[48,4,49,4],[48,6,48,10],[48,11,48,15],[48,21,48,25],[71,4,71,25],[104,38,104,42],[104,43,104,47],[76,38,76,42],[76,43,76,47],[48,53,48,57],[104,48,104,52],[76,48,76,52],[48,48,48,52],[133,43,133,47],[133,48,133,52],[133,53,133,57],[156,4,156,25],[128,4,128,25],[131,4,131,6],[133,4,134,4],[133,5,134,5],[133,6,133,10],[133,11,133,15],[133,16,133,20],[133,21,133,25],[8,4,8,25],[9,4,9,25],[10,4,10,25],[11,4,11,25],[161,53,161,57],[161,16,161,20],[161,21,161,25],[161,38,161,42],[161,43,161,47],[161,48,161,52],[159,4,159,6],[161,4,162,4],[161,5,162,5],[161,6,161,10],[161,11,161,15],[133,38,133,42]]}
[null,null,null,null,"Demand Savings"]
[]
[null,null,{"$f":"5/0","v":{"$error":"#DIV/0!"}},null,1,2,3,4,5,6,7,8,9,10,11,12,13,14,15,16,17,18,19,20,21,22,null,"Make it so that they can enter the baseline peak demand for each end use or total building"]
[]
[null,null,null,null,"Table of Contents"]
[null,null,{"$f":"IF(Lists_Modeling_Protocol=\"Section 11\",5/0,1)","v":1},null,{"$f":"Demand_Savings_Electric_Header","v":"Table 1: Electric Peak Demand Savings by End Use (kW)"}]
[null,null,{"$f":"IF(Lists_Modeling_Protocol=\"Section 11\", 5/0,IF(OR('Demand Savings Customization'!$AB$17=TRUE,'Demand Savings Customization'!$AB$18=TRUE),1,5/0))","v":{"$error":"#DIV/0!"}},null,{"$f":"Demand_Savings_Fuel_Header","v":"Table 2: Fuel Peak Demand Savings by End Use (Btuh)"}]
[null,null,{"$f":"IF(Lists_Modeling_Protocol=\"Section 11\",1,5/0)","v":{"$error":"#DIV/0!"}},null,{"$f":"Demand_Savings_Electric_Section11_Header","v":"Table 1: Electric Peak Demand Savings by End Use (kW)"}]
[null,null,{"$f":"IF(Lists_Modeling_Protocol=\"Section 11\", IF(OR('Demand Savings Customization'!$AB$17=TRUE,'Demand Savings Customization'!$AB$18=TRUE),1,5/0),5/0)","v":{"$error":"#DIV/0!"}},null,{"$f":"Demand_Savings_Fuel_Section11_Header","v":"Table 2: Fuel Peak Demand Savings by End Use (Btuh)"}]
[null,null,{"$f":"IFERROR(IF('Connecticut Reporting Summary'!$AK174=1,1,5/0),5/0)","v":{"$error":"#DIV/0!"}},null,{"$f":"Demand_Savings_DCool_Header","v":"Table 3: District Cooling Demand Savings by End Use (Btu/hr)"}]
[null,null,{"$f":"IFERROR(IF('Connecticut Reporting Summary'!$AK175=1,1,5/0),5/0)","v":{"$error":"#DIV/0!"}},null,{"$f":"Demand_Savings_DHW_Header","v":"Table 4: District Hot Water Demand Savings by End Use (Btu/hr)"}]
[null,null,{"$f":"IFERROR(IF('Connecticut Reporting Summary'!$AK176=1,1,5/0),5/0)","v":{"$error":"#DIV/0!"}},null,{"$f":"Demand_Savings_DSteam_Header","v":"Table 5: District Steam Demand Savings by End Use (Btu/hr)"}]
[]
[]
[null,null,{"$f":"IF(Lists_Modeling_Protocol=\"Section 11\",5/0,1)","v":1},null,"Table 1: Electric Peak Demand Savings by End Use (kW)"]
[null,null,1,null,"Instructions\n1. Populate the Hourly Input tab. The table below will autopopulate based upon the entries on that tab. Manually enter/revise data in the table below after responding to the questions below via the dropdown listboxes as needed.  \nNote: whole building demand and demand savings are more accurately captured when all end uses' demand has been accounted for in the table below. If not all end uses are captured in the table below, whole-building demand savings will be estimated using the data from Table 2 on the Compliance Calculations tab in the Compliance Form. Inaccurately entering baseline energy in Table 2 on the Compliance Calculations tab in the Compliance Form will affect the accuracy of the whole-building demand savings reported in the table below.\n2. If needed, use the \"Restore formulas\" button below to restore the formulas that bring in the values from the Hourly Input tab.",null,null,null,null,null,null,null,null,null,null,null,null,null,null,null,null,null,null,null,null,null,null,null,null,null,null,null,null,null,null,null,null,null,null,null,null,null,null,null,null,null,null,null,null,null,null,null,null,null,null,null,null,null,null,null," "]
[null,null,1]
[null,null,1,null,"        Has hourly electric data been entered on the Hourly Input tab?",null,null,null,null,{"$f":"IF('Demand Savings Customization'!$AB$15=FALSE,\"The AHJ/RA does not require that hourly demand be reported by end use on the Hourly Input tab. This is therefore an optional step.\",\"\")","v":""}]
[null,null,1,null,"        Will all end use demand be captured in the below table?",null,null,null,null,{"$f":"IF('Demand Savings Customization'!$AB$14=TRUE,\"The AHJ/RA does not require that demand be reported by end use (it is only required to be reported on a whole building level). All rows except the\"&\"\"\"\"&\"Whole building\"&\"\"\"\"&\" row are optional.\",\"\")","v":""}]
[null,null,1]
[null,null,1,null,"End Use","Demand Units","Baseline Coincident Peak Electric Demand",null,null,null,null,{"$f":"\"ASHRAE 90.1 \" & Lists_Modeling_Protocol_Year &\" Adjusted Baseline Coincident Peak Electric Demand\"","v":{"$error":"#VALUE!"}},null,null,null,null,"Proposed Coincident Peak Electric Demand",null,null,null,null,"Electric Demand Savings",null,null,null,null,null,null,null,null,null,null,null,null,null,null,null,null,"Baseline Coincident Peak Electric Demand",null,null,null,null,{"$f":"\"ASHRAE 90.1 \" & Lists_Modeling_Protocol_Year &\" Adjusted Baseline Coincident Peak Electric Demand\"","v":{"$error":"#VALUE!"}},null,null,null,null,"Proposed Coincident Peak Electric Demand",null,null,null,null,"Electric Demand Savings"]
[null,null,1,null,null,null,{"$f":"IF(OR(AG22=\"\",AG23=\"\",AG24=\"\",AG25=\"\",AG26=\"\"),\"\",AG22&\"-\"&AG23&\" Hours \"&AG24&\"-\"&AG25&\", \"&AG26)","v":"06/01-06/30 Hours 1-24, All Days"},{"$f":"IF(OR(AH22=\"\",AH23=\"\",AH24=\"\",AH25=\"\",AH26=\"\"),\"\",AH22&\"-\"&AH23&\" Hours \"&AH24&\"-\"&AH25&\", \"&AH26)","v":"07/01-07/31 Hours 1-24, All Days"},"08/01-08/31 Hours 1-24, All Days","12/01-12/31 Hours 1-24, All Days","01/01-01/31 Hours 1-24, All Days",{"$f":"IF(OR(AG22=\"\",AG23=\"\",AG24=\"\",AG25=\"\",AG26=\"\"),\"\",AG22&\"-\"&AG23&\" Hours \"&AG24&\"-\"&AG25&\", \"&AG26)","v":"06/01-06/30 Hours 1-24, All Days"},{"$f":"IF(OR(AH22=\"\",AH23=\"\",AH24=\"\",AH25=\"\",AH26=\"\"),\"\",AH22&\"-\"&AH23&\" Hours \"&AH24&\"-\"&AH25&\", \"&AH26)","v":"07/01-07/31 Hours 1-24, All Days"},"08/01-08/31 Hours 1-24, All Days","12/01-12/31 Hours 1-24, All Days","01/01-01/31 Hours 1-24, All Days",{"$f":"IF(OR(AG22=\"\",AG23=\"\",AG24=\"\",AG25=\"\",AG26=\"\"),\"\",AG22&\"-\"&AG23&\" Hours \"&AG24&\"-\"&AG25&\", \"&AG26)","v":"06/01-06/30 Hours 1-24, All Days"},{"$f":"IF(OR(AH22=\"\",AH23=\"\",AH24=\"\",AH25=\"\",AH26=\"\"),\"\",AH22&\"-\"&AH23&\" Hours \"&AH24&\"-\"&AH25&\", \"&AH26)","v":"07/01-07/31 Hours 1-24, All Days"},"08/01-08/31 Hours 1-24, All Days","12/01-12/31 Hours 1-24, All Days","01/01-01/31 Hours 1-24, All Days",{"$f":"IF(OR(AG22=\"\",AG23=\"\",AG24=\"\",AG25=\"\",AG26=\"\"),\"\",AG22&\"-\"&AG23&\" Hours \"&AG24&\"-\"&AG25&\", \"&AG26)","v":"06/01-06/30 Hours 1-24, All Days"},{"$f":"IF(OR(AH22=\"\",AH23=\"\",AH24=\"\",AH25=\"\",AH26=\"\"),\"\",AH22&\"-\"&AH23&\" Hours \"&AH24&\"-\"&AH25&\", \"&AH26)","v":"07/01-07/31 Hours 1-24, All Days"},"08/01-08/31 Hours 1-24, All Days","12/01-12/31 Hours 1-24, All Days","01/01-01/31 Hours 1-24, All Days",null,null,"Weighted Avg SEEUPFs",null,2,"Start date",{"$f":"IF(INDEX(Demand_Savings_Customization_ElecTable,$AE22,'Demand Savings Customization'!G$23)=\"\",\"\",TEXT(INDEX(Demand_Savings_Customization_ElecTable,$AE22,'Demand Savings Customization'!G$23),\"MM/DD\"))","v":"06/01"},{"$f":"IF(INDEX(Demand_Savings_Customization_ElecTable,$AE22,'Demand Savings Customization'!H$23)=\"\",\"\",TEXT(INDEX(Demand_Savings_Customization_ElecTable,$AE22,'Demand Savings Customization'!H$23),\"MM/DD\"))","v":"07/01"},{"$f":"IF(INDEX(Demand_Savings_Customization_ElecTable,$AE22,'Demand Savings Customization'!I$23)=\"\",\"\",TEXT(INDEX(Demand_Savings_Customization_ElecTable,$AE22,'Demand Savings Customization'!I$23),\"MM/DD\"))","v":"08/01"},{"$f":"IF(INDEX(Demand_Savings_Customization_ElecTable,$AE22,'Demand Savings Customization'!J$23)=\"\",\"\",TEXT(INDEX(Demand_Savings_Customization_ElecTable,$AE22,'Demand Savings Customization'!J$23),\"MM/DD\"))","v":"12/01"},{"$f":"IF(INDEX(Demand_Savings_Customization_ElecTable,$AE22,'Demand Savings Customization'!K$23)=\"\",\"\",TEXT(INDEX(Demand_Savings_Customization_ElecTable,$AE22,'Demand Savings Customization'!K$23),\"MM/DD\"))","v":"01/01"},null,"Range 1","Range 2","Range 3","Range 4","Range 5","Range 1","Range 2","Range 3","Range 4","Range 5","Range 1","Range 2","Range 3","Range 4","Range 5","Range 1","Range 2","Range 3","Range 4","Range 5"]
[null,null,1,null,"Interior lighting","kW",{"$f":"IF(G$22=\"\",\"\",IF($I$18=\"Yes\",'Hourly Input'!CL20,\"\"))","v":""},{"$f":"IF(H$22=\"\",\"\",IF($I$18=\"Yes\",'Hourly Input'!CM20,\"\"))","v":""},{"$f":"IF(I$22=\"\",\"\",IF($I$18=\"Yes\",'Hourly Input'!CN20,\"\"))","v":""},{"$f":"IF(J$22=\"\",\"\",IF($I$18=\"Yes\",'Hourly Input'!CO20,\"\"))","v":""},{"$f":"IF(K$22=\"\",\"\",IF($I$18=\"Yes\",'Hourly Input'!CP20,\"\"))","v":""},{"$f":"IFERROR(IF(L$22=\"\",\"\",G23*$AC23),\"\")","v":""},{"$f":"IFERROR(IF(M$22=\"\",\"\",H23*$AC23),\"\")","v":""},{"$f":"IFERROR(IF(N$22=\"\",\"\",I23*$AC23),\"\")","v":""},{"$f":"IFERROR(IF(O$22=\"\",\"\",J23*$AC23),\"\")","v":""},{"$f":"IFERROR(IF(P$22=\"\",\"\",K23*$AC23),\"\")","v":""},{"$f":"IF(Q$22=\"\",\"\",IF($I$18=\"Yes\",'Hourly Input'!CQ20,\"\"))","v":""},{"$f":"IF(R$22=\"\",\"\",IF($I$18=\"Yes\",'Hourly Input'!CR20,\"\"))","v":""},{"$f":"IF(S$22=\"\",\"\",IF($I$18=\"Yes\",'Hourly Input'!CS20,\"\"))","v":""},{"$f":"IF(T$22=\"\",\"\",IF($I$18=\"Yes\",'Hourly Input'!CT20,\"\"))","v":""},{"$f":"IF(U$22=\"\",\"\",IF($I$18=\"Yes\",'Hourly Input'!CU20,\"\"))","v":""},{"$f":"IFERROR(L23-Q23,\"\")","v":""},{"$f":"IFERROR(M23-R23,\"\")","v":""},{"$f":"IFERROR(N23-S23,\"\")","v":""},{"$f":"IFERROR(O23-T23,\"\")","v":""},{"$f":"IFERROR(P23-U23,\"\")","v":""},null,1,{"$f":"INDEX(Perf_byEndUse_SEEUPF_Summary_Table,AB23+1,1)","v":0},null,3,"End date",{"$f":"TEXT(INDEX(Demand_Savings_Customization_ElecTable,$AE23,'Demand Savings Customization'!G$23),\"MM/DD\")","v":"06/30"},{"$f":"TEXT(INDEX(Demand_Savings_Customization_ElecTable,$AE23,'Demand Savings Customization'!H$23),\"MM/DD\")","v":"07/31"},{"$f":"TEXT(INDEX(Demand_Savings_Customization_ElecTable,$AE23,'Demand Savings Customization'!I$23),\"MM/DD\")","v":"08/31"},{"$f":"TEXT(INDEX(Demand_Savings_Customization_ElecTable,$AE23,'Demand Savings Customization'!J$23),\"MM/DD\")","v":"12/31"},{"$f":"TEXT(INDEX(Demand_Savings_Customization_ElecTable,$AE23,'Demand Savings Customization'!K$23),\"MM/DD\")","v":"01/31"},null,{"$f":"IF(G$22=\"\",\"\",IF($I$18=\"Yes\",'Hourly Input'!CL20,\"\"))","v":""},{"$f":"IF(H$22=\"\",\"\",IF($I$18=\"Yes\",'Hourly Input'!CM20,\"\"))","v":""},{"$f":"IF(I$22=\"\",\"\",IF($I$18=\"Yes\",'Hourly Input'!CN20,\"\"))","v":""},{"$f":"IF(J$22=\"\",\"\",IF($I$18=\"Yes\",'Hourly Input'!CO20,\"\"))","v":""},{"$f":"IF(K$22=\"\",\"\",IF($I$18=\"Yes\",'Hourly Input'!CP20,\"\"))","v":""},{"$f":"IFERROR(IF(L$22=\"\",\"\",G23*$AC23),\"\")","v":""},{"$f":"IFERROR(IF(M$22=\"\",\"\",H23*$AC23),\"\")","v":""},"","","",{"$f":"IF(Q$22=\"\",\"\",IF($I$18=\"Yes\",'Hourly Input'!CQ20,\"\"))","v":""},{"$f":"IF(R$22=\"\",\"\",IF($I$18=\"Yes\",'Hourly Input'!CR20,\"\"))","v":""},{"$f":"IF(S$22=\"\",\"\",IF($I$18=\"Yes\",'Hourly Input'!CS20,\"\"))","v":""},{"$f":"IF(T$22=\"\",\"\",IF($I$18=\"Yes\",'Hourly Input'!CT20,\"\"))","v":""},{"$f":"IF(U$22=\"\",\"\",IF($I$18=\"Yes\",'Hourly Input'!CU20,\"\"))","v":""},{"$f":"IFERROR(L23-Q23,\"\")","v":""},{"$f":"IFERROR(M23-R23,\"\")","v":""},"","",""]
[null,null,1,null,"Interior lighting (unregulated)","kW",{"$f":"IF(G$22=\"\",\"\",IF($I$18=\"Yes\",'Hourly Input'!CL21,\"\"))","v":""},{"$f":"IF(H$22=\"\",\"\",IF($I$18=\"Yes\",'Hourly Input'!CM21,\"\"))","v":""},{"$f":"IF(I$22=\"\",\"\",IF($I$18=\"Yes\",'Hourly Input'!CN21,\"\"))","v":""},{"$f":"IF(J$22=\"\",\"\",IF($I$18=\"Yes\",'Hourly Input'!CO21,\"\"))","v":""},{"$f":"IF(K$22=\"\",\"\",IF($I$18=\"Yes\",'Hourly Input'!CP21,\"\"))","v":""},"","","","","",{"$f":"IF(Q$22=\"\",\"\",IF($I$18=\"Yes\",'Hourly Input'!CQ21,\"\"))","v":""},{"$f":"IF(R$22=\"\",\"\",IF($I$18=\"Yes\",'Hourly Input'!CR21,\"\"))","v":""},{"$f":"IF(S$22=\"\",\"\",IF($I$18=\"Yes\",'Hourly Input'!CS21,\"\"))","v":""},{"$f":"IF(T$22=\"\",\"\",IF($I$18=\"Yes\",'Hourly Input'!CT21,\"\"))","v":""},{"$f":"IF(U$22=\"\",\"\",IF($I$18=\"Yes\",'Hourly Input'!CU21,\"\"))","v":""},"","","","","",null,2,{"$f":"INDEX(Perf_byEndUse_SEEUPF_Summary_Table,AB24+1,1)","v":0},null,4,"Start time",{"$f":"INDEX(Demand_Savings_Customization_ElecTable,$AE24,'Demand Savings Customization'!G$23)","v":1},{"$f":"INDEX(Demand_Savings_Customization_ElecTable,$AE24,'Demand Savings Customization'!H$23)","v":1},{"$f":"INDEX(Demand_Savings_Customization_ElecTable,$AE24,'Demand Savings Customization'!I$23)","v":1},{"$f":"INDEX(Demand_Savings_Customization_ElecTable,$AE24,'Demand Savings Customization'!J$23)","v":1},{"$f":"INDEX(Demand_Savings_Customization_ElecTable,$AE24,'Demand Savings Customization'!K$23)","v":1},null,{"$f":"IF(G$22=\"\",\"\",IF($I$18=\"Yes\",'Hourly Input'!CL21,\"\"))","v":""},{"$f":"IF(H$22=\"\",\"\",IF($I$18=\"Yes\",'Hourly Input'!CM21,\"\"))","v":""},{"$f":"IF(I$22=\"\",\"\",IF($I$18=\"Yes\",'Hourly Input'!CN21,\"\"))","v":""},{"$f":"IF(J$22=\"\",\"\",IF($I$18=\"Yes\",'Hourly Input'!CO21,\"\"))","v":""},{"$f":"IF(K$22=\"\",\"\",IF($I$18=\"Yes\",'Hourly Input'!CP21,\"\"))","v":""},{"$f":"IFERROR(IF(L$22=\"\",\"\",G24*$AC24),\"\")","v":""},"","","","",{"$f":"IF(Q$22=\"\",\"\",IF($I$18=\"Yes\",'Hourly Input'!CQ21,\"\"))","v":""},{"$f":"IF(R$22=\"\",\"\",IF($I$18=\"Yes\",'Hourly Input'!CR21,\"\"))","v":""},{"$f":"IF(S$22=\"\",\"\",IF($I$18=\"Yes\",'Hourly Input'!CS21,\"\"))","v":""},{"$f":"IF(T$22=\"\",\"\",IF($I$18=\"Yes\",'Hourly Input'!CT21,\"\"))","v":""},{"$f":"IF(U$22=\"\",\"\",IF($I$18=\"Yes\",'Hourly Input'!CU21,\"\"))","v":""},{"$f":"IFERROR(L24-Q24,\"\")","v":""},"","","",""]
[null,null,1,null,"Exterior lighting","kW",{"$f":"IF(G$22=\"\",\"\",IF($I$18=\"Yes\",'Hourly Input'!CL22,\"\"))","v":""},{"$f":"IF(H$22=\"\",\"\",IF($I$18=\"Yes\",'Hourly Input'!CM22,\"\"))","v":""},{"$f":"IF(I$22=\"\",\"\",IF($I$18=\"Yes\",'Hourly Input'!CN22,\"\"))","v":""},{"$f":"IF(J$22=\"\",\"\",IF($I$18=\"Yes\",'Hourly Input'!CO22,\"\"))","v":""},{"$f":"IF(K$22=\"\",\"\",IF($I$18=\"Yes\",'Hourly Input'!CP22,\"\"))","v":""},"","","","","",{"$f":"IF(Q$22=\"\",\"\",IF($I$18=\"Yes\",'Hourly Input'!CQ22,\"\"))","v":""},{"$f":"IF(R$22=\"\",\"\",IF($I$18=\"Yes\",'Hourly Input'!CR22,\"\"))","v":""},{"$f":"IF(S$22=\"\",\"\",IF($I$18=\"Yes\",'Hourly Input'!CS22,\"\"))","v":""},{"$f":"IF(T$22=\"\",\"\",IF($I$18=\"Yes\",'Hourly Input'!CT22,\"\"))","v":""},{"$f":"IF(U$22=\"\",\"\",IF($I$18=\"Yes\",'Hourly Input'!CU22,\"\"))","v":""},"","","","","",null,3,{"$f":"INDEX(Perf_byEndUse_SEEUPF_Summary_Table,AB25+1,1)","v":0},null,5,"End time",{"$f":"INDEX(Demand_Savings_Customization_ElecTable,$AE25,'Demand Savings Customization'!G$23)","v":24},{"$f":"INDEX(Demand_Savings_Customization_ElecTable,$AE25,'Demand Savings Customization'!H$23)","v":24},{"$f":"INDEX(Demand_Savings_Customization_ElecTable,$AE25,'Demand Savings Customization'!I$23)","v":24},{"$f":"INDEX(Demand_Savings_Customization_ElecTable,$AE25,'Demand Savings Customization'!J$23)","v":24},{"$f":"INDEX(Demand_Savings_Customization_ElecTable,$AE25,'Demand Savings Customization'!K$23)","v":24},null,{"$f":"IF(G$22=\"\",\"\",IF($I$18=\"Yes\",'Hourly Input'!CL22,\"\"))","v":""},{"$f":"IF(H$22=\"\",\"\",IF($I$18=\"Yes\",'Hourly Input'!CM22,\"\"))","v":""},{"$f":"IF(I$22=\"\",\"\",IF($I$18=\"Yes\",'Hourly Input'!CN22,\"\"))","v":""},{"$f":"IF(J$22=\"\",\"\",IF($I$18=\"Yes\",'Hourly Input'!CO22,\"\"))","v":""},{"$f":"IF(K$22=\"\",\"\",IF($I$18=\"Yes\",'Hourly Input'!CP22,\"\"))","v":""},"","","","","",{"$f":"IF(Q$22=\"\",\"\",IF($I$18=\"Yes\",'Hourly Input'!CQ22,\"\"))","v":""},{"$f":"IF(R$22=\"\",\"\",IF($I$18=\"Yes\",'Hourly Input'!CR22,\"\"))","v":""},{"$f":"IF(S$22=\"\",\"\",IF($I$18=\"Yes\",'Hourly Input'!CS22,\"\"))","v":""},{"$f":"IF(T$22=\"\",\"\",IF($I$18=\"Yes\",'Hourly Input'!CT22,\"\"))","v":""},{"$f":"IF(U$22=\"\",\"\",IF($I$18=\"Yes\",'Hourly Input'!CU22,\"\"))","v":""},"","","","",""]
[null,null,1,null,"Space heating","kW",{"$f":"IF(G$22=\"\",\"\",IF($I$18=\"Yes\",'Hourly Input'!CL23,\"\"))","v":""},{"$f":"IF(H$22=\"\",\"\",IF($I$18=\"Yes\",'Hourly Input'!CM23,\"\"))","v":""},{"$f":"IF(I$22=\"\",\"\",IF($I$18=\"Yes\",'Hourly Input'!CN23,\"\"))","v":""},{"$f":"IF(J$22=\"\",\"\",IF($I$18=\"Yes\",'Hourly Input'!CO23,\"\"))","v":""},{"$f":"IF(K$22=\"\",\"\",IF($I$18=\"Yes\",'Hourly Input'!CP23,\"\"))","v":""},"","","","","",{"$f":"IF(Q$22=\"\",\"\",IF($I$18=\"Yes\",'Hourly Input'!CQ23,\"\"))","v":""},{"$f":"IF(R$22=\"\",\"\",IF($I$18=\"Yes\",'Hourly Input'!CR23,\"\"))","v":""},{"$f":"IF(S$22=\"\",\"\",IF($I$18=\"Yes\",'Hourly Input'!CS23,\"\"))","v":""},{"$f":"IF(T$22=\"\",\"\",IF($I$18=\"Yes\",'Hourly Input'!CT23,\"\"))","v":""},{"$f":"IF(U$22=\"\",\"\",IF($I$18=\"Yes\",'Hourly Input'!CU23,\"\"))","v":""},"","","","","",null,4,{"$f":"INDEX(Perf_byEndUse_SEEUPF_Summary_Table,AB26+1,1)","v":0},null,6,"Day type",{"$f":"INDEX(Demand_Savings_Customization_ElecTable,$AE26,'Demand Savings Customization'!G$23)","v":"All Days"},{"$f":"INDEX(Demand_Savings_Customization_ElecTable,$AE26,'Demand Savings Customization'!H$23)","v":"All Days"},{"$f":"INDEX(Demand_Savings_Customization_ElecTable,$AE26,'Demand Savings Customization'!I$23)","v":"All Days"},{"$f":"INDEX(Demand_Savings_Customization_ElecTable,$AE26,'Demand Savings Customization'!J$23)","v":"All Days"},{"$f":"INDEX(Demand_Savings_Customization_ElecTable,$AE26,'Demand Savings Customization'!K$23)","v":"All Days"},null,{"$f":"IF(G$22=\"\",\"\",IF($I$18=\"Yes\",'Hourly Input'!CL23,\"\"))","v":""},{"$f":"IF(H$22=\"\",\"\",IF($I$18=\"Yes\",'Hourly Input'!CM23,\"\"))","v":""},{"$f":"IF(I$22=\"\",\"\",IF($I$18=\"Yes\",'Hourly Input'!CN23,\"\"))","v":""},{"$f":"IF(J$22=\"\",\"\",IF($I$18=\"Yes\",'Hourly Input'!CO23,\"\"))","v":""},{"$f":"IF(K$22=\"\",\"\",IF($I$18=\"Yes\",'Hourly Input'!CP23,\"\"))","v":""},"","","","","",{"$f":"IF(Q$22=\"\",\"\",IF($I$18=\"Yes\",'Hourly Input'!CQ23,\"\"))","v":""},{"$f":"IF(R$22=\"\",\"\",IF($I$18=\"Yes\",'Hourly Input'!CR23,\"\"))","v":""},{"$f":"IF(S$22=\"\",\"\",IF($I$18=\"Yes\",'Hourly Input'!CS23,\"\"))","v":""},{"$f":"IF(T$22=\"\",\"\",IF($I$18=\"Yes\",'Hourly Input'!CT23,\"\"))","v":""},{"$f":"IF(U$22=\"\",\"\",IF($I$18=\"Yes\",'Hourly Input'!CU23,\"\"))","v":""},"","","","",""]
[null,null,1,null,"Heat pump supplemental heater","kW",{"$f":"IF(G$22=\"\",\"\",IF($I$18=\"Yes\",'Hourly Input'!CL24,\"\"))","v":""},{"$f":"IF(H$22=\"\",\"\",IF($I$18=\"Yes\",'Hourly Input'!CM24,\"\"))","v":""},{"$f":"IF(I$22=\"\",\"\",IF($I$18=\"Yes\",'Hourly Input'!CN24,\"\"))","v":""},{"$f":"IF(J$22=\"\",\"\",IF($I$18=\"Yes\",'Hourly Input'!CO24,\"\"))","v":""},{"$f":"IF(K$22=\"\",\"\",IF($I$18=\"Yes\",'Hourly Input'!CP24,\"\"))","v":""},"","","","","",{"$f":"IF(Q$22=\"\",\"\",IF($I$18=\"Yes\",'Hourly Input'!CQ24,\"\"))","v":""},{"$f":"IF(R$22=\"\",\"\",IF($I$18=\"Yes\",'Hourly Input'!CR24,\"\"))","v":""},{"$f":"IF(S$22=\"\",\"\",IF($I$18=\"Yes\",'Hourly Input'!CS24,\"\"))","v":""},{"$f":"IF(T$22=\"\",\"\",IF($I$18=\"Yes\",'Hourly Input'!CT24,\"\"))","v":""},{"$f":"IF(U$22=\"\",\"\",IF($I$18=\"Yes\",'Hourly Input'!CU24,\"\"))","v":""},"","","","","",null,5,{"$f":"INDEX(Perf_byEndUse_SEEUPF_Summary_Table,AB27+1,1)","v":0},null,7,"Demand type",{"$f":"INDEX(Demand_Savings_Customization_ElecTable,$AE27,'Demand Savings Customization'!G$23)","v":"Electric"},{"$f":"INDEX(Demand_Savings_Customization_ElecTable,$AE27,'Demand Savings Customization'!H$23)","v":"Electric"},{"$f":"INDEX(Demand_Savings_Customization_ElecTable,$AE27,'Demand Savings Customization'!I$23)","v":"Electric"},{"$f":"INDEX(Demand_Savings_Customization_ElecTable,$AE27,'Demand Savings Customization'!J$23)","v":"Electric"},{"$f":"INDEX(Demand_Savings_Customization_ElecTable,$AE27,'Demand Savings Customization'!K$23)","v":"Electric"},null,{"$f":"IF(G$22=\"\",\"\",IF($I$18=\"Yes\",'Hourly Input'!CL24,\"\"))","v":""},{"$f":"IF(H$22=\"\",\"\",IF($I$18=\"Yes\",'Hourly Input'!CM24,\"\"))","v":""},{"$f":"IF(I$22=\"\",\"\",IF($I$18=\"Yes\",'Hourly Input'!CN24,\"\"))","v":""},{"$f":"IF(J$22=\"\",\"\",IF($I$18=\"Yes\",'Hourly Input'!CO24,\"\"))","v":""},{"$f":"IF(K$22=\"\",\"\",IF($I$18=\"Yes\",'Hourly Input'!CP24,\"\"))","v":""},"","","","","",{"$f":"IF(Q$22=\"\",\"\",IF($I$18=\"Yes\",'Hourly Input'!CQ24,\"\"))","v":""},{"$f":"IF(R$22=\"\",\"\",IF($I$18=\"Yes\",'Hourly Input'!CR24,\"\"))","v":""},{"$f":"IF(S$22=\"\",\"\",IF($I$18=\"Yes\",'Hourly Input'!CS24,\"\"))","v":""},{"$f":"IF(T$22=\"\",\"\",IF($I$18=\"Yes\",'Hourly Input'!CT24,\"\"))","v":""},{"$f":"IF(U$22=\"\",\"\",IF($I$18=\"Yes\",'Hourly Input'!CU24,\"\"))","v":""},"","","","",""]
[null,null,1,null,"Space cooling","kW",{"$f":"IF(G$22=\"\",\"\",IF($I$18=\"Yes\",'Hourly Input'!CL25,\"\"))","v":""},{"$f":"IF(H$22=\"\",\"\",IF($I$18=\"Yes\",'Hourly Input'!CM25,\"\"))","v":""},{"$f":"IF(I$22=\"\",\"\",IF($I$18=\"Yes\",'Hourly Input'!CN25,\"\"))","v":""},{"$f":"IF(J$22=\"\",\"\",IF($I$18=\"Yes\",'Hourly Input'!CO25,\"\"))","v":""},{"$f":"IF(K$22=\"\",\"\",IF($I$18=\"Yes\",'Hourly Input'!CP25,\"\"))","v":""},"","","","","",{"$f":"IF(Q$22=\"\",\"\",IF($I$18=\"Yes\",'Hourly Input'!CQ25,\"\"))","v":""},{"$f":"IF(R$22=\"\",\"\",IF($I$18=\"Yes\",'Hourly Input'!CR25,\"\"))","v":""},{"$f":"IF(S$22=\"\",\"\",IF($I$18=\"Yes\",'Hourly Input'!CS25,\"\"))","v":""},{"$f":"IF(T$22=\"\",\"\",IF($I$18=\"Yes\",'Hourly Input'!CT25,\"\"))","v":""},{"$f":"IF(U$22=\"\",\"\",IF($I$18=\"Yes\",'Hourly Input'!CU25,\"\"))","v":""},"","","","","",null,6,{"$f":"INDEX(Perf_byEndUse_SEEUPF_Summary_Table,AB28+1,1)","v":0},null,null,null,null,null,null,null,null,null,{"$f":"IF(G$22=\"\",\"\",IF($I$18=\"Yes\",'Hourly Input'!CL25,\"\"))","v":""},{"$f":"IF(H$22=\"\",\"\",IF($I$18=\"Yes\",'Hourly Input'!CM25,\"\"))","v":""},{"$f":"IF(I$22=\"\",\"\",IF($I$18=\"Yes\",'Hourly Input'!CN25,\"\"))","v":""},{"$f":"IF(J$22=\"\",\"\",IF($I$18=\"Yes\",'Hourly Input'!CO25,\"\"))","v":""},{"$f":"IF(K$22=\"\",\"\",IF($I$18=\"Yes\",'Hourly Input'!CP25,\"\"))","v":""},"","","","","",{"$f":"IF(Q$22=\"\",\"\",IF($I$18=\"Yes\",'Hourly Input'!CQ25,\"\"))","v":""},{"$f":"IF(R$22=\"\",\"\",IF($I$18=\"Yes\",'Hourly Input'!CR25,\"\"))","v":""},{"$f":"IF(S$22=\"\",\"\",IF($I$18=\"Yes\",'Hourly Input'!CS25,\"\"))","v":""},{"$f":"IF(T$22=\"\",\"\",IF($I$18=\"Yes\",'Hourly Input'!CT25,\"\"))","v":""},{"$f":"IF(U$22=\"\",\"\",IF($I$18=\"Yes\",'Hourly Input'!CU25,\"\"))","v":""},"","","","",""]
[null,null,1,null,"Pumps","kW",{"$f":"IF(G$22=\"\",\"\",IF($I$18=\"Yes\",'Hourly Input'!CL26,\"\"))","v":""},{"$f":"IF(H$22=\"\",\"\",IF($I$18=\"Yes\",'Hourly Input'!CM26,\"\"))","v":""},{"$f":"IF(I$22=\"\",\"\",IF($I$18=\"Yes\",'Hourly Input'!CN26,\"\"))","v":""},{"$f":"IF(J$22=\"\",\"\",IF($I$18=\"Yes\",'Hourly Input'!CO26,\"\"))","v":""},{"$f":"IF(K$22=\"\",\"\",IF($I$18=\"Yes\",'Hourly Input'!CP26,\"\"))","v":""},"","","","","",{"$f":"IF(Q$22=\"\",\"\",IF($I$18=\"Yes\",'Hourly Input'!CQ26,\"\"))","v":""},{"$f":"IF(R$22=\"\",\"\",IF($I$18=\"Yes\",'Hourly Input'!CR26,\"\"))","v":""},{"$f":"IF(S$22=\"\",\"\",IF($I$18=\"Yes\",'Hourly Input'!CS26,\"\"))","v":""},{"$f":"IF(T$22=\"\",\"\",IF($I$18=\"Yes\",'Hourly Input'!CT26,\"\"))","v":""},{"$f":"IF(U$22=\"\",\"\",IF($I$18=\"Yes\",'Hourly Input'!CU26,\"\"))","v":""},"","","","","",null,7,{"$f":"INDEX(Perf_byEndUse_SEEUPF_Summary_Table,AB29+1,1)","v":0},null,null,"Electricity Adj baseline total MMBtu","Electricity 2004 baseline total MMBtu","SEEUPF total",null,null,null,null,{"$f":"IF(G$22=\"\",\"\",IF($I$18=\"Yes\",'Hourly Input'!CL26,\"\"))","v":""},{"$f":"IF(H$22=\"\",\"\",IF($I$18=\"Yes\",'Hourly Input'!CM26,\"\"))","v":""},{"$f":"IF(I$22=\"\",\"\",IF($I$18=\"Yes\",'Hourly Input'!CN26,\"\"))","v":""},{"$f":"IF(J$22=\"\",\"\",IF($I$18=\"Yes\",'Hourly Input'!CO26,\"\"))","v":""},{"$f":"IF(K$22=\"\",\"\",IF($I$18=\"Yes\",'Hourly Input'!CP26,\"\"))","v":""},"","","","","",{"$f":"IF(Q$22=\"\",\"\",IF($I$18=\"Yes\",'Hourly Input'!CQ26,\"\"))","v":""},{"$f":"IF(R$22=\"\",\"\",IF($I$18=\"Yes\",'Hourly Input'!CR26,\"\"))","v":""},{"$f":"IF(S$22=\"\",\"\",IF($I$18=\"Yes\",'Hourly Input'!CS26,\"\"))","v":""},{"$f":"IF(T$22=\"\",\"\",IF($I$18=\"Yes\",'Hourly Input'!CT26,\"\"))","v":""},{"$f":"IF(U$22=\"\",\"\",IF($I$18=\"Yes\",'Hourly Input'!CU26,\"\"))","v":""},"","","","",""]
[null,null,1,null,"Heat rejection","kW",{"$f":"IF(G$22=\"\",\"\",IF($I$18=\"Yes\",'Hourly Input'!CL27,\"\"))","v":""},{"$f":"IF(H$22=\"\",\"\",IF($I$18=\"Yes\",'Hourly Input'!CM27,\"\"))","v":""},{"$f":"IF(I$22=\"\",\"\",IF($I$18=\"Yes\",'Hourly Input'!CN27,\"\"))","v":""},{"$f":"IF(J$22=\"\",\"\",IF($I$18=\"Yes\",'Hourly Input'!CO27,\"\"))","v":""},{"$f":"IF(K$22=\"\",\"\",IF($I$18=\"Yes\",'Hourly Input'!CP27,\"\"))","v":""},"","","","","",{"$f":"IF(Q$22=\"\",\"\",IF($I$18=\"Yes\",'Hourly Input'!CQ27,\"\"))","v":""},{"$f":"IF(R$22=\"\",\"\",IF($I$18=\"Yes\",'Hourly Input'!CR27,\"\"))","v":""},{"$f":"IF(S$22=\"\",\"\",IF($I$18=\"Yes\",'Hourly Input'!CS27,\"\"))","v":""},{"$f":"IF(T$22=\"\",\"\",IF($I$18=\"Yes\",'Hourly Input'!CT27,\"\"))","v":""},{"$f":"IF(U$22=\"\",\"\",IF($I$18=\"Yes\",'Hourly Input'!CU27,\"\"))","v":""},"","","","","",null,8,{"$f":"INDEX(Perf_byEndUse_SEEUPF_Summary_Table,AB30+1,1)","v":0},null,null,{"$f":"INDEX(PerfbyEndUse_SavingsbyFuel_Table,MATCH(\"Electricity\",INDEX(PerfbyEndUse_SavingsbyFuel_Table,,'Performance by End Use & Fuel'!E212),0),'Performance by End Use & Fuel'!R212)","v":{"$error":"#N/A"}},{"$f":"INDEX(PerfbyEndUse_SavingsbyFuel_Table,MATCH(\"Electricity\",INDEX(PerfbyEndUse_SavingsbyFuel_Table,,'Performance by End Use & Fuel'!E212),0),'Performance by End Use & Fuel'!P212)","v":{"$error":"#N/A"}},{"$f":"AF30/AG30","v":{"$error":"#N/A"}},null,null,null,null,{"$f":"IF(G$22=\"\",\"\",IF($I$18=\"Yes\",'Hourly Input'!CL27,\"\"))","v":""},{"$f":"IF(H$22=\"\",\"\",IF($I$18=\"Yes\",'Hourly Input'!CM27,\"\"))","v":""},{"$f":"IF(I$22=\"\",\"\",IF($I$18=\"Yes\",'Hourly Input'!CN27,\"\"))","v":""},{"$f":"IF(J$22=\"\",\"\",IF($I$18=\"Yes\",'Hourly Input'!CO27,\"\"))","v":""},{"$f":"IF(K$22=\"\",\"\",IF($I$18=\"Yes\",'Hourly Input'!CP27,\"\"))","v":""},"","","","","",{"$f":"IF(Q$22=\"\",\"\",IF($I$18=\"Yes\",'Hourly Input'!CQ27,\"\"))","v":""},{"$f":"IF(R$22=\"\",\"\",IF($I$18=\"Yes\",'Hourly Input'!CR27,\"\"))","v":""},{"$f":"IF(S$22=\"\",\"\",IF($I$18=\"Yes\",'Hourly Input'!CS27,\"\"))","v":""},{"$f":"IF(T$22=\"\",\"\",IF($I$18=\"Yes\",'Hourly Input'!CT27,\"\"))","v":""},{"$f":"IF(U$22=\"\",\"\",IF($I$18=\"Yes\",'Hourly Input'!CU27,\"\"))","v":""},"","","","",""]
[null,null,1,null,"Fans - interior ventilation","kW",{"$f":"IF(G$22=\"\",\"\",IF($I$18=\"Yes\",'Hourly Input'!CL28,\"\"))","v":""},{"$f":"IF(H$22=\"\",\"\",IF($I$18=\"Yes\",'Hourly Input'!CM28,\"\"))","v":""},{"$f":"IF(I$22=\"\",\"\",IF($I$18=\"Yes\",'Hourly Input'!CN28,\"\"))","v":""},{"$f":"IF(J$22=\"\",\"\",IF($I$18=\"Yes\",'Hourly Input'!CO28,\"\"))","v":""},{"$f":"IF(K$22=\"\",\"\",IF($I$18=\"Yes\",'Hourly Input'!CP28,\"\"))","v":""},"","","","","",{"$f":"IF(Q$22=\"\",\"\",IF($I$18=\"Yes\",'Hourly Input'!CQ28,\"\"))","v":""},{"$f":"IF(R$22=\"\",\"\",IF($I$18=\"Yes\",'Hourly Input'!CR28,\"\"))","v":""},{"$f":"IF(S$22=\"\",\"\",IF($I$18=\"Yes\",'Hourly Input'!CS28,\"\"))","v":""},{"$f":"IF(T$22=\"\",\"\",IF($I$18=\"Yes\",'Hourly Input'!CT28,\"\"))","v":""},{"$f":"IF(U$22=\"\",\"\",IF($I$18=\"Yes\",'Hourly Input'!CU28,\"\"))","v":""},"","","","","",null,9,{"$f":"INDEX(Perf_byEndUse_SEEUPF_Summary_Table,AB31+1,1)","v":0},null,null,null,null,null,null,null,null,null,{"$f":"IF(G$22=\"\",\"\",IF($I$18=\"Yes\",'Hourly Input'!CL28,\"\"))","v":""},{"$f":"IF(H$22=\"\",\"\",IF($I$18=\"Yes\",'Hourly Input'!CM28,\"\"))","v":""},{"$f":"IF(I$22=\"\",\"\",IF($I$18=\"Yes\",'Hourly Input'!CN28,\"\"))","v":""},{"$f":"IF(J$22=\"\",\"\",IF($I$18=\"Yes\",'Hourly Input'!CO28,\"\"))","v":""},{"$f":"IF(K$22=\"\",\"\",IF($I$18=\"Yes\",'Hourly Input'!CP28,\"\"))","v":""},"","","","","",{"$f":"IF(Q$22=\"\",\"\",IF($I$18=\"Yes\",'Hourly Input'!CQ28,\"\"))","v":""},{"$f":"IF(R$22=\"\",\"\",IF($I$18=\"Yes\",'Hourly Input'!CR28,\"\"))","v":""},{"$f":"IF(S$22=\"\",\"\",IF($I$18=\"Yes\",'Hourly Input'!CS28,\"\"))","v":""},{"$f":"IF(T$22=\"\",\"\",IF($I$18=\"Yes\",'Hourly Input'!CT28,\"\"))","v":""},{"$f":"IF(U$22=\"\",\"\",IF($I$18=\"Yes\",'Hourly Input'!CU28,\"\"))","v":""},"","","","",""]
[null,null,1,null,"Fans - parking garage","kW",{"$f":"IF(G$22=\"\",\"\",IF($I$18=\"Yes\",'Hourly Input'!CL29,\"\"))","v":""},{"$f":"IF(H$22=\"\",\"\",IF($I$18=\"Yes\",'Hourly Input'!CM29,\"\"))","v":""},{"$f":"IF(I$22=\"\",\"\",IF($I$18=\"Yes\",'Hourly Input'!CN29,\"\"))","v":""},{"$f":"IF(J$22=\"\",\"\",IF($I$18=\"Yes\",'Hourly Input'!CO29,\"\"))","v":""},{"$f":"IF(K$22=\"\",\"\",IF($I$18=\"Yes\",'Hourly Input'!CP29,\"\"))","v":""},"","","","","",{"$f":"IF(Q$22=\"\",\"\",IF($I$18=\"Yes\",'Hourly Input'!CQ29,\"\"))","v":""},{"$f":"IF(R$22=\"\",\"\",IF($I$18=\"Yes\",'Hourly Input'!CR29,\"\"))","v":""},{"$f":"IF(S$22=\"\",\"\",IF($I$18=\"Yes\",'Hourly Input'!CS29,\"\"))","v":""},{"$f":"IF(T$22=\"\",\"\",IF($I$18=\"Yes\",'Hourly Input'!CT29,\"\"))","v":""},{"$f":"IF(U$22=\"\",\"\",IF($I$18=\"Yes\",'Hourly Input'!CU29,\"\"))","v":""},"","","","","",null,10,{"$f":"INDEX(Perf_byEndUse_SEEUPF_Summary_Table,AB32+1,1)","v":0},null,null,null,null,null,null,null,null,null,{"$f":"IF(G$22=\"\",\"\",IF($I$18=\"Yes\",'Hourly Input'!CL29,\"\"))","v":""},{"$f":"IF(H$22=\"\",\"\",IF($I$18=\"Yes\",'Hourly Input'!CM29,\"\"))","v":""},{"$f":"IF(I$22=\"\",\"\",IF($I$18=\"Yes\",'Hourly Input'!CN29,\"\"))","v":""},{"$f":"IF(J$22=\"\",\"\",IF($I$18=\"Yes\",'Hourly Input'!CO29,\"\"))","v":""},{"$f":"IF(K$22=\"\",\"\",IF($I$18=\"Yes\",'Hourly Input'!CP29,\"\"))","v":""},"","","","","",{"$f":"IF(Q$22=\"\",\"\",IF($I$18=\"Yes\",'Hourly Input'!CQ29,\"\"))","v":""},{"$f":"IF(R$22=\"\",\"\",IF($I$18=\"Yes\",'Hourly Input'!CR29,\"\"))","v":""},{"$f":"IF(S$22=\"\",\"\",IF($I$18=\"Yes\",'Hourly Input'!CS29,\"\"))","v":""},{"$f":"IF(T$22=\"\",\"\",IF($I$18=\"Yes\",'Hourly Input'!CT29,\"\"))","v":""},{"$f":"IF(U$22=\"\",\"\",IF($I$18=\"Yes\",'Hourly Input'!CU29,\"\"))","v":""},"","","","",""]
[null,null,1,null,"Service water heating","kW",{"$f":"IF(G$22=\"\",\"\",IF($I$18=\"Yes\",'Hourly Input'!CL30,\"\"))","v":""},{"$f":"IF(H$22=\"\",\"\",IF($I$18=\"Yes\",'Hourly Input'!CM30,\"\"))","v":""},{"$f":"IF(I$22=\"\",\"\",IF($I$18=\"Yes\",'Hourly Input'!CN30,\"\"))","v":""},{"$f":"IF(J$22=\"\",\"\",IF($I$18=\"Yes\",'Hourly Input'!CO30,\"\"))","v":""},{"$f":"IF(K$22=\"\",\"\",IF($I$18=\"Yes\",'Hourly Input'!CP30,\"\"))","v":""},"","","","","",{"$f":"IF(Q$22=\"\",\"\",IF($I$18=\"Yes\",'Hourly Input'!CQ30,\"\"))","v":""},{"$f":"IF(R$22=\"\",\"\",IF($I$18=\"Yes\",'Hourly Input'!CR30,\"\"))","v":""},{"$f":"IF(S$22=\"\",\"\",IF($I$18=\"Yes\",'Hourly Input'!CS30,\"\"))","v":""},{"$f":"IF(T$22=\"\",\"\",IF($I$18=\"Yes\",'Hourly Input'!CT30,\"\"))","v":""},{"$f":"IF(U$22=\"\",\"\",IF($I$18=\"Yes\",'Hourly Input'!CU30,\"\"))","v":""},"","","","","",null,11,{"$f":"INDEX(Perf_byEndUse_SEEUPF_Summary_Table,AB33+1,1)","v":0},null,null,null,null,null,null,null,null,null,{"$f":"IF(G$22=\"\",\"\",IF($I$18=\"Yes\",'Hourly Input'!CL30,\"\"))","v":""},{"$f":"IF(H$22=\"\",\"\",IF($I$18=\"Yes\",'Hourly Input'!CM30,\"\"))","v":""},{"$f":"IF(I$22=\"\",\"\",IF($I$18=\"Yes\",'Hourly Input'!CN30,\"\"))","v":""},{"$f":"IF(J$22=\"\",\"\",IF($I$18=\"Yes\",'Hourly Input'!CO30,\"\"))","v":""},{"$f":"IF(K$22=\"\",\"\",IF($I$18=\"Yes\",'Hourly Input'!CP30,\"\"))","v":""},"","","","","",{"$f":"IF(Q$22=\"\",\"\",IF($I$18=\"Yes\",'Hourly Input'!CQ30,\"\"))","v":""},{"$f":"IF(R$22=\"\",\"\",IF($I$18=\"Yes\",'Hourly Input'!CR30,\"\"))","v":""},{"$f":"IF(S$22=\"\",\"\",IF($I$18=\"Yes\",'Hourly Input'!CS30,\"\"))","v":""},{"$f":"IF(T$22=\"\",\"\",IF($I$18=\"Yes\",'Hourly Input'!CT30,\"\"))","v":""},{"$f":"IF(U$22=\"\",\"\",IF($I$18=\"Yes\",'Hourly Input'!CU30,\"\"))","v":""},"","","","",""]
[null,null,1,null,"Misc equipment","kW",{"$f":"IF(G$22=\"\",\"\",IF($I$18=\"Yes\",'Hourly Input'!CL31,\"\"))","v":""},{"$f":"IF(H$22=\"\",\"\",IF($I$18=\"Yes\",'Hourly Input'!CM31,\"\"))","v":""},{"$f":"IF(I$22=\"\",\"\",IF($I$18=\"Yes\",'Hourly Input'!CN31,\"\"))","v":""},{"$f":"IF(J$22=\"\",\"\",IF($I$18=\"Yes\",'Hourly Input'!CO31,\"\"))","v":""},{"$f":"IF(K$22=\"\",\"\",IF($I$18=\"Yes\",'Hourly Input'!CP31,\"\"))","v":""},"","","","","",{"$f":"IF(Q$22=\"\",\"\",IF($I$18=\"Yes\",'Hourly Input'!CQ31,\"\"))","v":""},{"$f":"IF(R$22=\"\",\"\",IF($I$18=\"Yes\",'Hourly Input'!CR31,\"\"))","v":""},{"$f":"IF(S$22=\"\",\"\",IF($I$18=\"Yes\",'Hourly Input'!CS31,\"\"))","v":""},{"$f":"IF(T$22=\"\",\"\",IF($I$18=\"Yes\",'Hourly Input'!CT31,\"\"))","v":""},{"$f":"IF(U$22=\"\",\"\",IF($I$18=\"Yes\",'Hourly Input'!CU31,\"\"))","v":""},"","","","","",null,12,{"$f":"INDEX(Perf_byEndUse_SEEUPF_Summary_Table,AB34+1,1)","v":0},null,null,null,null,null,null,null,null,null,{"$f":"IF(G$22=\"\",\"\",IF($I$18=\"Yes\",'Hourly Input'!CL31,\"\"))","v":""},{"$f":"IF(H$22=\"\",\"\",IF($I$18=\"Yes\",'Hourly Input'!CM31,\"\"))","v":""},{"$f":"IF(I$22=\"\",\"\",IF($I$18=\"Yes\",'Hourly Input'!CN31,\"\"))","v":""},{"$f":"IF(J$22=\"\",\"\",IF($I$18=\"Yes\",'Hourly Input'!CO31,\"\"))","v":""},{"$f":"IF(K$22=\"\",\"\",IF($I$18=\"Yes\",'Hourly Input'!CP31,\"\"))","v":""},"","","","","",{"$f":"IF(Q$22=\"\",\"\",IF($I$18=\"Yes\",'Hourly Input'!CQ31,\"\"))","v":""},{"$f":"IF(R$22=\"\",\"\",IF($I$18=\"Yes\",'Hourly Input'!CR31,\"\"))","v":""},{"$f":"IF(S$22=\"\",\"\",IF($I$18=\"Yes\",'Hourly Input'!CS31,\"\"))","v":""},{"$f":"IF(T$22=\"\",\"\",IF($I$18=\"Yes\",'Hourly Input'!CT31,\"\"))","v":""},{"$f":"IF(U$22=\"\",\"\",IF($I$18=\"Yes\",'Hourly Input'!CU31,\"\"))","v":""},"","","","",""]
[null,null,1,null,"Industrial process","kW",{"$f":"IF(G$22=\"\",\"\",IF($I$18=\"Yes\",'Hourly Input'!CL32,\"\"))","v":""},{"$f":"IF(H$22=\"\",\"\",IF($I$18=\"Yes\",'Hourly Input'!CM32,\"\"))","v":""},{"$f":"IF(I$22=\"\",\"\",IF($I$18=\"Yes\",'Hourly Input'!CN32,\"\"))","v":""},{"$f":"IF(J$22=\"\",\"\",IF($I$18=\"Yes\",'Hourly Input'!CO32,\"\"))","v":""},{"$f":"IF(K$22=\"\",\"\",IF($I$18=\"Yes\",'Hourly Input'!CP32,\"\"))","v":""},"","","","","",{"$f":"IF(Q$22=\"\",\"\",IF($I$18=\"Yes\",'Hourly Input'!CQ32,\"\"))","v":""},{"$f":"IF(R$22=\"\",\"\",IF($I$18=\"Yes\",'Hourly Input'!CR32,\"\"))","v":""},{"$f":"IF(S$22=\"\",\"\",IF($I$18=\"Yes\",'Hourly Input'!CS32,\"\"))","v":""},{"$f":"IF(T$22=\"\",\"\",IF($I$18=\"Yes\",'Hourly Input'!CT32,\"\"))","v":""},{"$f":"IF(U$22=\"\",\"\",IF($I$18=\"Yes\",'Hourly Input'!CU32,\"\"))","v":""},"","","","","",null,13,{"$f":"INDEX(Perf_byEndUse_SEEUPF_Summary_Table,AB35+1,1)","v":0},null,null,null,null,null,null,null,null,null,{"$f":"IF(G$22=\"\",\"\",IF($I$18=\"Yes\",'Hourly Input'!CL32,\"\"))","v":""},{"$f":"IF(H$22=\"\",\"\",IF($I$18=\"Yes\",'Hourly Input'!CM32,\"\"))","v":""},{"$f":"IF(I$22=\"\",\"\",IF($I$18=\"Yes\",'Hourly Input'!CN32,\"\"))","v":""},{"$f":"IF(J$22=\"\",\"\",IF($I$18=\"Yes\",'Hourly Input'!CO32,\"\"))","v":""},{"$f":"IF(K$22=\"\",\"\",IF($I$18=\"Yes\",'Hourly Input'!CP32,\"\"))","v":""},"","","","","",{"$f":"IF(Q$22=\"\",\"\",IF($I$18=\"Yes\",'Hourly Input'!CQ32,\"\"))","v":""},{"$f":"IF(R$22=\"\",\"\",IF($I$18=\"Yes\",'Hourly Input'!CR32,\"\"))","v":""},{"$f":"IF(S$22=\"\",\"\",IF($I$18=\"Yes\",'Hourly Input'!CS32,\"\"))","v":""},{"$f":"IF(T$22=\"\",\"\",IF($I$18=\"Yes\",'Hourly Input'!CT32,\"\"))","v":""},{"$f":"IF(U$22=\"\",\"\",IF($I$18=\"Yes\",'Hourly Input'!CU32,\"\"))","v":""},"","","","",""]
[null,null,1,null,"Refrigeration equipment (regulated)","kW",{"$f":"IF(G$22=\"\",\"\",IF($I$18=\"Yes\",'Hourly Input'!CL33,\"\"))","v":""},{"$f":"IF(H$22=\"\",\"\",IF($I$18=\"Yes\",'Hourly Input'!CM33,\"\"))","v":""},{"$f":"IF(I$22=\"\",\"\",IF($I$18=\"Yes\",'Hourly Input'!CN33,\"\"))","v":""},{"$f":"IF(J$22=\"\",\"\",IF($I$18=\"Yes\",'Hourly Input'!CO33,\"\"))","v":""},{"$f":"IF(K$22=\"\",\"\",IF($I$18=\"Yes\",'Hourly Input'!CP33,\"\"))","v":""},"","","","","",{"$f":"IF(Q$22=\"\",\"\",IF($I$18=\"Yes\",'Hourly Input'!CQ33,\"\"))","v":""},{"$f":"IF(R$22=\"\",\"\",IF($I$18=\"Yes\",'Hourly Input'!CR33,\"\"))","v":""},{"$f":"IF(S$22=\"\",\"\",IF($I$18=\"Yes\",'Hourly Input'!CS33,\"\"))","v":""},{"$f":"IF(T$22=\"\",\"\",IF($I$18=\"Yes\",'Hourly Input'!CT33,\"\"))","v":""},{"$f":"IF(U$22=\"\",\"\",IF($I$18=\"Yes\",'Hourly Input'!CU33,\"\"))","v":""},"","","","","",null,14,{"$f":"INDEX(Perf_byEndUse_SEEUPF_Summary_Table,AB36+1,1)","v":0},null,null,null,null,null,null,null,null,null,{"$f":"IF(G$22=\"\",\"\",IF($I$18=\"Yes\",'Hourly Input'!CL33,\"\"))","v":""},{"$f":"IF(H$22=\"\",\"\",IF($I$18=\"Yes\",'Hourly Input'!CM33,\"\"))","v":""},{"$f":"IF(I$22=\"\",\"\",IF($I$18=\"Yes\",'Hourly Input'!CN33,\"\"))","v":""},{"$f":"IF(J$22=\"\",\"\",IF($I$18=\"Yes\",'Hourly Input'!CO33,\"\"))","v":""},{"$f":"IF(K$22=\"\",\"\",IF($I$18=\"Yes\",'Hourly Input'!CP33,\"\"))","v":""},"","","","","",{"$f":"IF(Q$22=\"\",\"\",IF($I$18=\"Yes\",'Hourly Input'!CQ33,\"\"))","v":""},{"$f":"IF(R$22=\"\",\"\",IF($I$18=\"Yes\",'Hourly Input'!CR33,\"\"))","v":""},{"$f":"IF(S$22=\"\",\"\",IF($I$18=\"Yes\",'Hourly Input'!CS33,\"\"))","v":""},{"$f":"IF(T$22=\"\",\"\",IF($I$18=\"Yes\",'Hourly Input'!CT33,\"\"))","v":""},{"$f":"IF(U$22=\"\",\"\",IF($I$18=\"Yes\",'Hourly Input'!CU33,\"\"))","v":""},"","","","",""]
[null,null,1,null,"Refrigeration equipment (unregulated)","kW",{"$f":"IF(G$22=\"\",\"\",IF($I$18=\"Yes\",'Hourly Input'!CL34,\"\"))","v":""},{"$f":"IF(H$22=\"\",\"\",IF($I$18=\"Yes\",'Hourly Input'!CM34,\"\"))","v":""},{"$f":"IF(I$22=\"\",\"\",IF($I$18=\"Yes\",'Hourly Input'!CN34,\"\"))","v":""},{"$f":"IF(J$22=\"\",\"\",IF($I$18=\"Yes\",'Hourly Input'!CO34,\"\"))","v":""},{"$f":"IF(K$22=\"\",\"\",IF($I$18=\"Yes\",'Hourly Input'!CP34,\"\"))","v":""},"","","","","",{"$f":"IF(Q$22=\"\",\"\",IF($I$18=\"Yes\",'Hourly Input'!CQ34,\"\"))","v":""},{"$f":"IF(R$22=\"\",\"\",IF($I$18=\"Yes\",'Hourly Input'!CR34,\"\"))","v":""},{"$f":"IF(S$22=\"\",\"\",IF($I$18=\"Yes\",'Hourly Input'!CS34,\"\"))","v":""},{"$f":"IF(T$22=\"\",\"\",IF($I$18=\"Yes\",'Hourly Input'!CT34,\"\"))","v":""},{"$f":"IF(U$22=\"\",\"\",IF($I$18=\"Yes\",'Hourly Input'!CU34,\"\"))","v":""},"","","","","",null,15,{"$f":"INDEX(Perf_byEndUse_SEEUPF_Summary_Table,AB37+1,1)","v":0},null,null,null,null,null,null,null,null,null,{"$f":"IF(G$22=\"\",\"\",IF($I$18=\"Yes\",'Hourly Input'!CL34,\"\"))","v":""},{"$f":"IF(H$22=\"\",\"\",IF($I$18=\"Yes\",'Hourly Input'!CM34,\"\"))","v":""},{"$f":"IF(I$22=\"\",\"\",IF($I$18=\"Yes\",'Hourly Input'!CN34,\"\"))","v":""},{"$f":"IF(J$22=\"\",\"\",IF($I$18=\"Yes\",'Hourly Input'!CO34,\"\"))","v":""},{"$f":"IF(K$22=\"\",\"\",IF($I$18=\"Yes\",'Hourly Input'!CP34,\"\"))","v":""},"","","","","",{"$f":"IF(Q$22=\"\",\"\",IF($I$18=\"Yes\",'Hourly Input'!CQ34,\"\"))","v":""},{"$f":"IF(R$22=\"\",\"\",IF($I$18=\"Yes\",'Hourly Input'!CR34,\"\"))","v":""},{"$f":"IF(S$22=\"\",\"\",IF($I$18=\"Yes\",'Hourly Input'!CS34,\"\"))","v":""},{"$f":"IF(T$22=\"\",\"\",IF($I$18=\"Yes\",'Hourly Input'!CT34,\"\"))","v":""},{"$f":"IF(U$22=\"\",\"\",IF($I$18=\"Yes\",'Hourly Input'!CU34,\"\"))","v":""},"","","","",""]
[null,null,1,null,"Elevators and escalators","kW",{"$f":"IF(G$22=\"\",\"\",IF($I$18=\"Yes\",'Hourly Input'!CL35,\"\"))","v":""},{"$f":"IF(H$22=\"\",\"\",IF($I$18=\"Yes\",'Hourly Input'!CM35,\"\"))","v":""},{"$f":"IF(I$22=\"\",\"\",IF($I$18=\"Yes\",'Hourly Input'!CN35,\"\"))","v":""},{"$f":"IF(J$22=\"\",\"\",IF($I$18=\"Yes\",'Hourly Input'!CO35,\"\"))","v":""},{"$f":"IF(K$22=\"\",\"\",IF($I$18=\"Yes\",'Hourly Input'!CP35,\"\"))","v":""},"","","","","",{"$f":"IF(Q$22=\"\",\"\",IF($I$18=\"Yes\",'Hourly Input'!CQ35,\"\"))","v":""},{"$f":"IF(R$22=\"\",\"\",IF($I$18=\"Yes\",'Hourly Input'!CR35,\"\"))","v":""},{"$f":"IF(S$22=\"\",\"\",IF($I$18=\"Yes\",'Hourly Input'!CS35,\"\"))","v":""},{"$f":"IF(T$22=\"\",\"\",IF($I$18=\"Yes\",'Hourly Input'!CT35,\"\"))","v":""},{"$f":"IF(U$22=\"\",\"\",IF($I$18=\"Yes\",'Hourly Input'!CU35,\"\"))","v":""},"","","","","",null,16,{"$f":"INDEX(Perf_byEndUse_SEEUPF_Summary_Table,AB38+1,1)","v":0},null,null,null,null,null,null,null,null,null,{"$f":"IF(G$22=\"\",\"\",IF($I$18=\"Yes\",'Hourly Input'!CL35,\"\"))","v":""},{"$f":"IF(H$22=\"\",\"\",IF($I$18=\"Yes\",'Hourly Input'!CM35,\"\"))","v":""},{"$f":"IF(I$22=\"\",\"\",IF($I$18=\"Yes\",'Hourly Input'!CN35,\"\"))","v":""},{"$f":"IF(J$22=\"\",\"\",IF($I$18=\"Yes\",'Hourly Input'!CO35,\"\"))","v":""},{"$f":"IF(K$22=\"\",\"\",IF($I$18=\"Yes\",'Hourly Input'!CP35,\"\"))","v":""},"","","","","",{"$f":"IF(Q$22=\"\",\"\",IF($I$18=\"Yes\",'Hourly Input'!CQ35,\"\"))","v":""},{"$f":"IF(R$22=\"\",\"\",IF($I$18=\"Yes\",'Hourly Input'!CR35,\"\"))","v":""},{"$f":"IF(S$22=\"\",\"\",IF($I$18=\"Yes\",'Hourly Input'!CS35,\"\"))","v":""},{"$f":"IF(T$22=\"\",\"\",IF($I$18=\"Yes\",'Hourly Input'!CT35,\"\"))","v":""},{"$f":"IF(U$22=\"\",\"\",IF($I$18=\"Yes\",'Hourly Input'!CU35,\"\"))","v":""},"","","","",""]
[null,null,1,null,"Other regulated","kW",{"$f":"IF(G$22=\"\",\"\",IF($I$18=\"Yes\",'Hourly Input'!CL36,\"\"))","v":""},{"$f":"IF(H$22=\"\",\"\",IF($I$18=\"Yes\",'Hourly Input'!CM36,\"\"))","v":""},{"$f":"IF(I$22=\"\",\"\",IF($I$18=\"Yes\",'Hourly Input'!CN36,\"\"))","v":""},{"$f":"IF(J$22=\"\",\"\",IF($I$18=\"Yes\",'Hourly Input'!CO36,\"\"))","v":""},{"$f":"IF(K$22=\"\",\"\",IF($I$18=\"Yes\",'Hourly Input'!CP36,\"\"))","v":""},"","","","","",{"$f":"IF(Q$22=\"\",\"\",IF($I$18=\"Yes\",'Hourly Input'!CQ36,\"\"))","v":""},{"$f":"IF(R$22=\"\",\"\",IF($I$18=\"Yes\",'Hourly Input'!CR36,\"\"))","v":""},{"$f":"IF(S$22=\"\",\"\",IF($I$18=\"Yes\",'Hourly Input'!CS36,\"\"))","v":""},{"$f":"IF(T$22=\"\",\"\",IF($I$18=\"Yes\",'Hourly Input'!CT36,\"\"))","v":""},{"$f":"IF(U$22=\"\",\"\",IF($I$18=\"Yes\",'Hourly Input'!CU36,\"\"))","v":""},"","","","","",null,17,{"$f":"INDEX(Perf_byEndUse_SEEUPF_Summary_Table,AB39+1,1)","v":0},null,null,null,null,null,null,null,null,null,{"$f":"IF(G$22=\"\",\"\",IF($I$18=\"Yes\",'Hourly Input'!CL36,\"\"))","v":""},{"$f":"IF(H$22=\"\",\"\",IF($I$18=\"Yes\",'Hourly Input'!CM36,\"\"))","v":""},{"$f":"IF(I$22=\"\",\"\",IF($I$18=\"Yes\",'Hourly Input'!CN36,\"\"))","v":""},{"$f":"IF(J$22=\"\",\"\",IF($I$18=\"Yes\",'Hourly Input'!CO36,\"\"))","v":""},{"$f":"IF(K$22=\"\",\"\",IF($I$18=\"Yes\",'Hourly Input'!CP36,\"\"))","v":""},"","","","","",{"$f":"IF(Q$22=\"\",\"\",IF($I$18=\"Yes\",'Hourly Input'!CQ36,\"\"))","v":""},{"$f":"IF(R$22=\"\",\"\",IF($I$18=\"Yes\",'Hourly Input'!CR36,\"\"))","v":""},{"$f":"IF(S$22=\"\",\"\",IF($I$18=\"Yes\",'Hourly Input'!CS36,\"\"))","v":""},{"$f":"IF(T$22=\"\",\"\",IF($I$18=\"Yes\",'Hourly Input'!CT36,\"\"))","v":""},{"$f":"IF(U$22=\"\",\"\",IF($I$18=\"Yes\",'Hourly Input'!CU36,\"\"))","v":""},"","","","",""]
[null,null,1,null,"Other unregulated","kW",{"$f":"IF(G$22=\"\",\"\",IF($I$18=\"Yes\",'Hourly Input'!CL37,\"\"))","v":""},{"$f":"IF(H$22=\"\",\"\",IF($I$18=\"Yes\",'Hourly Input'!CM37,\"\"))","v":""},{"$f":"IF(I$22=\"\",\"\",IF($I$18=\"Yes\",'Hourly Input'!CN37,\"\"))","v":""},{"$f":"IF(J$22=\"\",\"\",IF($I$18=\"Yes\",'Hourly Input'!CO37,\"\"))","v":""},{"$f":"IF(K$22=\"\",\"\",IF($I$18=\"Yes\",'Hourly Input'!CP37,\"\"))","v":""},"","","","","",{"$f":"IF(Q$22=\"\",\"\",IF($I$18=\"Yes\",'Hourly Input'!CQ37,\"\"))","v":""},{"$f":"IF(R$22=\"\",\"\",IF($I$18=\"Yes\",'Hourly Input'!CR37,\"\"))","v":""},{"$f":"IF(S$22=\"\",\"\",IF($I$18=\"Yes\",'Hourly Input'!CS37,\"\"))","v":""},{"$f":"IF(T$22=\"\",\"\",IF($I$18=\"Yes\",'Hourly Input'!CT37,\"\"))","v":""},{"$f":"IF(U$22=\"\",\"\",IF($I$18=\"Yes\",'Hourly Input'!CU37,\"\"))","v":""},"","","","","",null,18,{"$f":"INDEX(Perf_byEndUse_SEEUPF_Summary_Table,AB40+1,1)","v":0},null,null,null,null,null,null,null,null,null,{"$f":"IF(G$22=\"\",\"\",IF($I$18=\"Yes\",'Hourly Input'!CL37,\"\"))","v":""},{"$f":"IF(H$22=\"\",\"\",IF($I$18=\"Yes\",'Hourly Input'!CM37,\"\"))","v":""},{"$f":"IF(I$22=\"\",\"\",IF($I$18=\"Yes\",'Hourly Input'!CN37,\"\"))","v":""},{"$f":"IF(J$22=\"\",\"\",IF($I$18=\"Yes\",'Hourly Input'!CO37,\"\"))","v":""},{"$f":"IF(K$22=\"\",\"\",IF($I$18=\"Yes\",'Hourly Input'!CP37,\"\"))","v":""},"","","","","",{"$f":"IF(Q$22=\"\",\"\",IF($I$18=\"Yes\",'Hourly Input'!CQ37,\"\"))","v":""},{"$f":"IF(R$22=\"\",\"\",IF($I$18=\"Yes\",'Hourly Input'!CR37,\"\"))","v":""},{"$f":"IF(S$22=\"\",\"\",IF($I$18=\"Yes\",'Hourly Input'!CS37,\"\"))","v":""},{"$f":"IF(T$22=\"\",\"\",IF($I$18=\"Yes\",'Hourly Input'!CT37,\"\"))","v":""},{"$f":"IF(U$22=\"\",\"\",IF($I$18=\"Yes\",'Hourly Input'!CU37,\"\"))","v":""},"","","","",""]
[null,null,{"$f":"IF(Lists_Modeling_Protocol=\"Section 11\",5/0,1)","v":1},null,"Whole building","kW",{"$f":"IF(G$22=\"\",\"-\",IF(AND($I$19=\"No\",$I$18=\"No\"),\"\",IF($I$19=\"Yes\",SUM(G23:G40),IF($I$18=\"Yes\",'Hourly Input'!CL38,\"\"))))","v":""},{"$f":"IF(H$22=\"\",\"-\",IF(AND($I$19=\"No\",$I$18=\"No\"),\"\",IF($I$19=\"Yes\",SUM(H23:H40),IF($I$18=\"Yes\",'Hourly Input'!CM38,\"\"))))","v":""},{"$f":"IF(I$22=\"\",\"-\",IF(AND($I$19=\"No\",$I$18=\"No\"),\"\",IF($I$19=\"Yes\",SUM(I23:I40),IF($I$18=\"Yes\",'Hourly Input'!CN38,\"\"))))","v":""},{"$f":"IF(J$22=\"\",\"-\",IF(AND($I$19=\"No\",$I$18=\"No\"),\"\",IF($I$19=\"Yes\",SUM(J23:J40),IF($I$18=\"Yes\",'Hourly Input'!CO38,\"\"))))","v":""},{"$f":"IF(K$22=\"\",\"-\",IF(AND($I$19=\"No\",$I$18=\"No\"),\"\",IF($I$19=\"Yes\",SUM(K23:K40),IF($I$18=\"Yes\",'Hourly Input'!CP38,\"\"))))","v":""},{"$f":"IFERROR(IF(L$22=\"\",\"-\",IF($I$19=\"Yes\",SUM(L23:L40),G41*$AH$30)),\"\")","v":""},{"$f":"IFERROR(IF(M$22=\"\",\"-\",IF($I$19=\"Yes\",SUM(M23:M40),H41*$AH$30)),\"\")","v":""},{"$f":"IFERROR(IF(N$22=\"\",\"-\",IF($I$19=\"Yes\",SUM(N23:N40),I41*$AH$30)),\"\")","v":""},{"$f":"IFERROR(IF(O$22=\"\",\"-\",IF($I$19=\"Yes\",SUM(O23:O40),J41*$AH$30)),\"\")","v":""},{"$f":"IFERROR(IF(P$22=\"\",\"-\",IF($I$19=\"Yes\",SUM(P23:P40),K41*$AH$30)),\"\")","v":""},{"$f":"IF(Q$22=\"\",\"-\",IF(AND($I$19=\"No\",$I$18=\"No\"),\"\",IF($I$19=\"Yes\",SUM(Q23:Q40),IF($I$18=\"Yes\",'Hourly Input'!CQ38,\"\"))))","v":""},{"$f":"IF(R$22=\"\",\"-\",IF(AND($I$19=\"No\",$I$18=\"No\"),\"\",IF($I$19=\"Yes\",SUM(R23:R40),IF($I$18=\"Yes\",'Hourly Input'!CR38,\"\"))))","v":""},{"$f":"IF(S$22=\"\",\"-\",IF(AND($I$19=\"No\",$I$18=\"No\"),\"\",IF($I$19=\"Yes\",SUM(S23:S40),IF($I$18=\"Yes\",'Hourly Input'!CS38,\"\"))))","v":""},{"$f":"IF(T$22=\"\",\"-\",IF(AND($I$19=\"No\",$I$18=\"No\"),\"\",IF($I$19=\"Yes\",SUM(T23:T40),IF($I$18=\"Yes\",'Hourly Input'!CT38,\"\"))))","v":""},{"$f":"IF(U$22=\"\",\"-\",IF(AND($I$19=\"No\",$I$18=\"No\"),\"\",IF($I$19=\"Yes\",SUM(U23:U40),IF($I$18=\"Yes\",'Hourly Input'!CU38,\"\"))))","v":""},{"$f":"IFERROR(IF(V$22=\"\",\"-\",IF($I$19=\"Yes\",SUM(V23:V40),L41-Q41)),\"\")","v":""},{"$f":"IFERROR(IF(W$22=\"\",\"-\",IF($I$19=\"Yes\",SUM(W23:W40),M41-R41)),\"\")","v":""},{"$f":"IFERROR(IF(X$22=\"\",\"-\",IF($I$19=\"Yes\",SUM(X23:X40),N41-S41)),\"\")","v":""},{"$f":"IFERROR(IF(Y$22=\"\",\"-\",IF($I$19=\"Yes\",SUM(Y23:Y40),O41-T41)),\"\")","v":""},{"$f":"IFERROR(IF(Z$22=\"\",\"-\",IF($I$19=\"Yes\",SUM(Z23:Z40),P41-U41)),\"\")","v":""},null,null,null,null,null,null,null,null,null,null,null,null,{"$f":"IF(G$22=\"\",\"-\",IF(AND($I$19=\"No\",$I$18=\"No\"),\"\",IF($I$19=\"Yes\",SUM(G23:G40),IF($I$18=\"Yes\",'Hourly Input'!CL38,\"\"))))","v":""},{"$f":"IF(H$22=\"\",\"-\",IF(AND($I$19=\"No\",$I$18=\"No\"),\"\",IF($I$19=\"Yes\",SUM(H23:H40),IF($I$18=\"Yes\",'Hourly Input'!CM38,\"\"))))","v":""},{"$f":"IF(I$22=\"\",\"-\",IF(AND($I$19=\"No\",$I$18=\"No\"),\"\",IF($I$19=\"Yes\",SUM(I23:I40),IF($I$18=\"Yes\",'Hourly Input'!CN38,\"\"))))","v":""},{"$f":"IF(J$22=\"\",\"-\",IF(AND($I$19=\"No\",$I$18=\"No\"),\"\",IF($I$19=\"Yes\",SUM(J23:J40),IF($I$18=\"Yes\",'Hourly Input'!CO38,\"\"))))","v":""},{"$f":"IF(K$22=\"\",\"-\",IF(AND($I$19=\"No\",$I$18=\"No\"),\"\",IF($I$19=\"Yes\",SUM(K23:K40),IF($I$18=\"Yes\",'Hourly Input'!CP38,\"\"))))","v":""},{"$f":"IFERROR(IF(L$22=\"\",\"-\",IF($I$19=\"Yes\",SUM(L23:L40),G41*$AH$30)),\"\")","v":""},{"$f":"IFERROR(IF(M$22=\"\",\"-\",IF($I$19=\"Yes\",SUM(M23:M40),H41*$AH$30)),\"\")","v":""},"","","",{"$f":"IF(Q$22=\"\",\"-\",IF(AND($I$19=\"No\",$I$18=\"No\"),\"\",IF($I$19=\"Yes\",SUM(Q23:Q40),IF($I$18=\"Yes\",'Hourly Input'!CQ38,\"\"))))","v":""},{"$f":"IF(R$22=\"\",\"-\",IF(AND($I$19=\"No\",$I$18=\"No\"),\"\",IF($I$19=\"Yes\",SUM(R23:R40),IF($I$18=\"Yes\",'Hourly Input'!CR38,\"\"))))","v":""},{"$f":"IF(S$22=\"\",\"-\",IF(AND($I$19=\"No\",$I$18=\"No\"),\"\",IF($I$19=\"Yes\",SUM(S23:S40),IF($I$18=\"Yes\",'Hourly Input'!CS38,\"\"))))","v":""},{"$f":"IF(T$22=\"\",\"-\",IF(AND($I$19=\"No\",$I$18=\"No\"),\"\",IF($I$19=\"Yes\",SUM(T23:T40),IF($I$18=\"Yes\",'Hourly Input'!CT38,\"\"))))","v":""},{"$f":"IF(U$22=\"\",\"-\",IF(AND($I$19=\"No\",$I$18=\"No\"),\"\",IF($I$19=\"Yes\",SUM(U23:U40),IF($I$18=\"Yes\",'Hourly Input'!CU38,\"\"))))","v":""},{"$f":"IFERROR(IF(V$22=\"\",\"-\",IF($I$19=\"Yes\",SUM(V23:V40),L41-Q41)),\"\")","v":""},{"$f":"IFERROR(IF(W$22=\"\",\"-\",IF($I$19=\"Yes\",SUM(W23:W40),M41-R41)),\"\")","v":""},"","",""]
[null,null,{"$f":"IF(Lists_Modeling_Protocol=\"Section 11\",5/0,1)","v":1}]
[null,null,{"$f":"IF(Lists_Modeling_Protocol=\"Section 11\", 5/0,IF(OR('Demand Savings Customization'!$AB$17=TRUE,'Demand Savings Customization'!$AB$18=TRUE),1,5/0))","v":{"$error":"#DIV/0!"}},null,"Table 2: Fuel Peak Demand Savings by End Use (Btuh)"]
[null,null,{"$f":"IF(Lists_Modeling_Protocol=\"Section 11\", 5/0,IF(OR('Demand Savings Customization'!$AB$17=TRUE,'Demand Savings Customization'!$AB$18=TRUE),1,5/0))","v":{"$error":"#DIV/0!"}},null,"Instructions\n1. Populate the Hourly Input tab. The table below will autopopulate based upon the entries on that tab. Manually enter/revise data in the table below after responding to the questions below via the dropdown listboxes as needed.  \nNote: whole building demand and demand savings are more accurately captured when all end uses' demand has been accounted for in the table below. If not all end uses are captured in the table below, whole-building demand savings will be estimated using the data from Table 2 on the Compliance Calculations tab in the Compliance Form. Inaccurately entering baseline energy in Table 2 on the Compliance Calculations tab in the Compliance Form will affect the accuracy of the whole-building demand savings reported in the table below.\n2. If needed, use the \"Restore formulas\" button below to restore the formulas that bring in the values from the Hourly Input tab."]
[null,null,{"$f":"IF(Lists_Modeling_Protocol=\"Section 11\", 5/0,IF(OR('Demand Savings Customization'!$AB$17=TRUE,'Demand Savings Customization'!$AB$18=TRUE),1,5/0))","v":{"$error":"#DIV/0!"}}]
[null,null,{"$f":"IF(Lists_Modeling_Protocol=\"Section 11\", 5/0,IF(OR('Demand Savings Customization'!$AB$17=TRUE,'Demand Savings Customization'!$AB$18=TRUE),1,5/0))","v":{"$error":"#DIV/0!"}},null,"        Has hourly fuel data been entered on the Hourly Input tab?",null,null,null,null,{"$f":"IF(AND(OR('Demand Savings Customization'!$AB$17=TRUE,'Demand Savings Customization'!$AB$18=TRUE),'Demand Savings Customization'!$AB$19=FALSE),\"The AHJ/RA does not require that hourly demand be reported by end use on the Hourly Input tab. This is therefore an optional step.\",\"\")","v":""}]
[null,null,{"$f":"IF(Lists_Modeling_Protocol=\"Section 11\", 5/0,IF(OR('Demand Savings Customization'!$AB$17=TRUE,'Demand Savings Customization'!$AB$18=TRUE),1,5/0))","v":{"$error":"#DIV/0!"}},null,"        Will all end use demand be captured in the below table?",null,null,null,null,{"$f":"IF('Demand Savings Customization'!$AB$18=TRUE,\"The AHJ/RA does not require that demand be reported by end use (it is only required to be reported on a whole building level). All rows except the\"&\"\"\"\"&\"Whole building\"&\"\"\"\"&\" row are optional.\",\"\")","v":""}]
[null,null,{"$f":"IF(Lists_Modeling_Protocol=\"Section 11\", 5/0,IF(OR('Demand Savings Customization'!$AB$17=TRUE,'Demand Savings Customization'!$AB$18=TRUE),1,5/0))","v":{"$error":"#DIV/0!"}}]
[null,null,{"$f":"IF(Lists_Modeling_Protocol=\"Section 11\", 5/0,IF(OR('Demand Savings Customization'!$AB$17=TRUE,'Demand Savings Customization'!$AB$18=TRUE),1,5/0))","v":{"$error":"#DIV/0!"}},null,"End Use","Demand Units","Baseline Coincident Peak Fuel Demand",null,null,null,null,{"$f":"\"ASHRAE 90.1 \" & Lists_Modeling_Protocol_Year &\" Adjusted Baseline Coincident Peak Fuel Demand\"","v":{"$error":"#VALUE!"}},null,null,null,null,"Proposed Coincident Peak Fuel Demand",null,null,null,null,"Fuel Demand Savings",null,null,null,null,null,null,null,null,null,null,null,null,null,null,null,null,"Baseline Coincident Peak Fuel Demand",null,null,null,null,{"$f":"\"ASHRAE 90.1 \" & Lists_Modeling_Protocol_Year &\" Adjusted Baseline Coincident Peak Fuel Demand\"","v":{"$error":"#VALUE!"}},null,null,null,null,"Proposed Coincident Peak Fuel Demand",null,null,null,null,"Fuel Demand Savings"]
[null,null,{"$f":"IF(Lists_Modeling_Protocol=\"Section 11\", 5/0,IF(OR('Demand Savings Customization'!$AB$17=TRUE,'Demand Savings Customization'!$AB$18=TRUE),1,5/0))","v":{"$error":"#DIV/0!"}},null,null,null,{"$f":"IF(OR(AG50=\"\",AG51=\"\",AG52=\"\",AG53=\"\",AG54=\"\"),\"\",AG50&\"-\"&AG51&\" Hours \"&AG52&\"-\"&AG53&\", \"&AG54)","v":""},{"$f":"IF(OR(AH50=\"\",AH51=\"\",AH52=\"\",AH53=\"\",AH54=\"\"),\"\",AH50&\"-\"&AH51&\" Hours \"&AH52&\"-\"&AH53&\", \"&AH54)","v":""},"","","",{"$f":"IF(OR(AG50=\"\",AG51=\"\",AG52=\"\",AG53=\"\",AG54=\"\"),\"\",AG50&\"-\"&AG51&\" Hours \"&AG52&\"-\"&AG53&\", \"&AG54)","v":""},{"$f":"IF(OR(AH50=\"\",AH51=\"\",AH52=\"\",AH53=\"\",AH54=\"\"),\"\",AH50&\"-\"&AH51&\" Hours \"&AH52&\"-\"&AH53&\", \"&AH54)","v":""},"","","",{"$f":"IF(OR(AG50=\"\",AG51=\"\",AG52=\"\",AG53=\"\",AG54=\"\"),\"\",AG50&\"-\"&AG51&\" Hours \"&AG52&\"-\"&AG53&\", \"&AG54)","v":""},{"$f":"IF(OR(AH50=\"\",AH51=\"\",AH52=\"\",AH53=\"\",AH54=\"\"),\"\",AH50&\"-\"&AH51&\" Hours \"&AH52&\"-\"&AH53&\", \"&AH54)","v":""},"","","",{"$f":"IF(OR(AG50=\"\",AG51=\"\",AG52=\"\",AG53=\"\",AG54=\"\"),\"\",AG50&\"-\"&AG51&\" Hours \"&AG52&\"-\"&AG53&\", \"&AG54)","v":""},{"$f":"IF(OR(AH50=\"\",AH51=\"\",AH52=\"\",AH53=\"\",AH54=\"\"),\"\",AH50&\"-\"&AH51&\" Hours \"&AH52&\"-\"&AH53&\", \"&AH54)","v":""},"","","",null,null,"Weighted Avg SEEUPFs",null,2,"Start date",{"$f":"IF(INDEX(Demand_Savings_Customization_FuelTable,$AE50,'Demand Savings Customization'!G$34)=\"\",\"\",TEXT(INDEX(Demand_Savings_Customization_FuelTable,$AE50,'Demand Savings Customization'!G$34),\"MM/DD\"))","v":""},{"$f":"IF(INDEX(Demand_Savings_Customization_FuelTable,$AE50,'Demand Savings Customization'!H$34)=\"\",\"\",TEXT(INDEX(Demand_Savings_Customization_FuelTable,$AE50,'Demand Savings Customization'!H$34),\"MM/DD\"))","v":""},{"$f":"IF(INDEX(Demand_Savings_Customization_FuelTable,$AE50,'Demand Savings Customization'!I$34)=\"\",\"\",TEXT(INDEX(Demand_Savings_Customization_FuelTable,$AE50,'Demand Savings Customization'!I$34),\"MM/DD\"))","v":""},{"$f":"IF(INDEX(Demand_Savings_Customization_FuelTable,$AE50,'Demand Savings Customization'!J$34)=\"\",\"\",TEXT(INDEX(Demand_Savings_Customization_FuelTable,$AE50,'Demand Savings Customization'!J$34),\"MM/DD\"))","v":""},{"$f":"IF(INDEX(Demand_Savings_Customization_FuelTable,$AE50,'Demand Savings Customization'!K$34)=\"\",\"\",TEXT(INDEX(Demand_Savings_Customization_FuelTable,$AE50,'Demand Savings Customization'!K$34),\"MM/DD\"))","v":""},null,"Range 1","Range 2","Range 3","Range 4","Range 5","Range 1","Range 2","Range 3","Range 4","Range 5","Range 1","Range 2","Range 3","Range 4","Range 5","Range 1","Range 2","Range 3","Range 4","Range 5"]
[null,null,{"$f":"IF(Lists_Modeling_Protocol=\"Section 11\", 5/0,IF(OR('Demand Savings Customization'!$AB$17=TRUE,'Demand Savings Customization'!$AB$18=TRUE),1,5/0))","v":{"$error":"#DIV/0!"}},null,"Interior lighting","Btuh",{"$f":"IF(G$50=\"\",\"\",IF($I$46=\"Yes\",'Hourly Input'!CL50,\"\"))","v":""},{"$f":"IF(H$50=\"\",\"\",IF($I$46=\"Yes\",'Hourly Input'!CM50,\"\"))","v":""},{"$f":"IF(I$50=\"\",\"\",IF($I$46=\"Yes\",'Hourly Input'!CN50,\"\"))","v":""},{"$f":"IF(J$50=\"\",\"\",IF($I$46=\"Yes\",'Hourly Input'!CO50,\"\"))","v":""},{"$f":"IF(K$50=\"\",\"\",IF($I$46=\"Yes\",'Hourly Input'!CP50,\"\"))","v":""},{"$f":"IFERROR(IF(L$50=\"\",\"\",G51*$AC51),\"\")","v":""},{"$f":"IFERROR(IF(M$50=\"\",\"\",H51*$AC51),\"\")","v":""},{"$f":"IFERROR(IF(N$50=\"\",\"\",I51*$AC51),\"\")","v":""},{"$f":"IFERROR(IF(O$50=\"\",\"\",J51*$AC51),\"\")","v":""},{"$f":"IFERROR(IF(P$50=\"\",\"\",K51*$AC51),\"\")","v":""},{"$f":"IF(Q$50=\"\",\"\",IF($I$46=\"Yes\",'Hourly Input'!CQ50,\"\"))","v":""},{"$f":"IF(R$50=\"\",\"\",IF($I$46=\"Yes\",'Hourly Input'!CR50,\"\"))","v":""},{"$f":"IF(S$50=\"\",\"\",IF($I$46=\"Yes\",'Hourly Input'!CS50,\"\"))","v":""},{"$f":"IF(T$50=\"\",\"\",IF($I$46=\"Yes\",'Hourly Input'!CT50,\"\"))","v":""},{"$f":"IF(U$50=\"\",\"\",IF($I$46=\"Yes\",'Hourly Input'!CU50,\"\"))","v":""},{"$f":"IFERROR(L51-Q51,\"\")","v":""},{"$f":"IFERROR(M51-R51,\"\")","v":""},{"$f":"IFERROR(N51-S51,\"\")","v":""},{"$f":"IFERROR(O51-T51,\"\")","v":""},{"$f":"IFERROR(P51-U51,\"\")","v":""},null,1,{"$f":"INDEX(Perf_byEndUse_SEEUPF_Summary_Table,AB51+1,1)","v":0},null,3,"End date",{"$f":"TEXT(INDEX(Demand_Savings_Customization_FuelTable,$AE51,'Demand Savings Customization'!G$34),\"MM/DD\")","v":"01/00"},{"$f":"TEXT(INDEX(Demand_Savings_Customization_FuelTable,$AE51,'Demand Savings Customization'!H$34),\"MM/DD\")","v":"01/00"},{"$f":"TEXT(INDEX(Demand_Savings_Customization_FuelTable,$AE51,'Demand Savings Customization'!I$34),\"MM/DD\")","v":"01/00"},{"$f":"TEXT(INDEX(Demand_Savings_Customization_FuelTable,$AE51,'Demand Savings Customization'!J$34),\"MM/DD\")","v":"01/00"},{"$f":"TEXT(INDEX(Demand_Savings_Customization_FuelTable,$AE51,'Demand Savings Customization'!K$34),\"MM/DD\")","v":"01/00"},null,{"$f":"IF(G$50=\"\",\"\",IF($I$46=\"Yes\",'Hourly Input'!CL50,\"\"))","v":""},{"$f":"IF(H$50=\"\",\"\",IF($I$46=\"Yes\",'Hourly Input'!CM50,\"\"))","v":""},{"$f":"IF(I$50=\"\",\"\",IF($I$46=\"Yes\",'Hourly Input'!CN50,\"\"))","v":""},{"$f":"IF(J$50=\"\",\"\",IF($I$46=\"Yes\",'Hourly Input'!CO50,\"\"))","v":""},{"$f":"IF(K$50=\"\",\"\",IF($I$46=\"Yes\",'Hourly Input'!CP50,\"\"))","v":""},{"$f":"IFERROR(IF(L$50=\"\",\"\",G51*$AC51),\"\")","v":""},{"$f":"IFERROR(IF(M$50=\"\",\"\",H51*$AC51),\"\")","v":""},"","","",{"$f":"IF(Q$50=\"\",\"\",IF($I$46=\"Yes\",'Hourly Input'!CQ50,\"\"))","v":""},{"$f":"IF(R$50=\"\",\"\",IF($I$46=\"Yes\",'Hourly Input'!CR50,\"\"))","v":""},{"$f":"IF(S$50=\"\",\"\",IF($I$46=\"Yes\",'Hourly Input'!CS50,\"\"))","v":""},{"$f":"IF(T$50=\"\",\"\",IF($I$46=\"Yes\",'Hourly Input'!CT50,\"\"))","v":""},{"$f":"IF(U$50=\"\",\"\",IF($I$46=\"Yes\",'Hourly Input'!CU50,\"\"))","v":""},{"$f":"IFERROR(L51-Q51,\"\")","v":""},{"$f":"IFERROR(M51-R51,\"\")","v":""},"","",""]
[null,null,{"$f":"IF(Lists_Modeling_Protocol=\"Section 11\", 5/0,IF(OR('Demand Savings Customization'!$AB$17=TRUE,'Demand Savings Customization'!$AB$18=TRUE),1,5/0))","v":{"$error":"#DIV/0!"}},null,"Interior lighting (unregulated)","Btuh",{"$f":"IF(G$50=\"\",\"\",IF($I$46=\"Yes\",'Hourly Input'!CL51,\"\"))","v":""},{"$f":"IF(H$50=\"\",\"\",IF($I$46=\"Yes\",'Hourly Input'!CM51,\"\"))","v":""},{"$f":"IF(I$50=\"\",\"\",IF($I$46=\"Yes\",'Hourly Input'!CN51,\"\"))","v":""},{"$f":"IF(J$50=\"\",\"\",IF($I$46=\"Yes\",'Hourly Input'!CO51,\"\"))","v":""},{"$f":"IF(K$50=\"\",\"\",IF($I$46=\"Yes\",'Hourly Input'!CP51,\"\"))","v":""},"","","","","",{"$f":"IF(Q$50=\"\",\"\",IF($I$46=\"Yes\",'Hourly Input'!CQ51,\"\"))","v":""},{"$f":"IF(R$50=\"\",\"\",IF($I$46=\"Yes\",'Hourly Input'!CR51,\"\"))","v":""},{"$f":"IF(S$50=\"\",\"\",IF($I$46=\"Yes\",'Hourly Input'!CS51,\"\"))","v":""},{"$f":"IF(T$50=\"\",\"\",IF($I$46=\"Yes\",'Hourly Input'!CT51,\"\"))","v":""},{"$f":"IF(U$50=\"\",\"\",IF($I$46=\"Yes\",'Hourly Input'!CU51,\"\"))","v":""},"","","","","",null,2,{"$f":"INDEX(Perf_byEndUse_SEEUPF_Summary_Table,AB52+1,1)","v":0},null,4,"Start time",{"$f":"INDEX(Demand_Savings_Customization_FuelTable,$AE52,'Demand Savings Customization'!G$34)","v":0},{"$f":"INDEX(Demand_Savings_Customization_FuelTable,$AE52,'Demand Savings Customization'!H$34)","v":0},{"$f":"INDEX(Demand_Savings_Customization_FuelTable,$AE52,'Demand Savings Customization'!I$34)","v":0},{"$f":"INDEX(Demand_Savings_Customization_FuelTable,$AE52,'Demand Savings Customization'!J$34)","v":0},{"$f":"INDEX(Demand_Savings_Customization_FuelTable,$AE52,'Demand Savings Customization'!K$34)","v":0},null,{"$f":"IF(G$50=\"\",\"\",IF($I$46=\"Yes\",'Hourly Input'!CL51,\"\"))","v":""},{"$f":"IF(H$50=\"\",\"\",IF($I$46=\"Yes\",'Hourly Input'!CM51,\"\"))","v":""},{"$f":"IF(I$50=\"\",\"\",IF($I$46=\"Yes\",'Hourly Input'!CN51,\"\"))","v":""},{"$f":"IF(J$50=\"\",\"\",IF($I$46=\"Yes\",'Hourly Input'!CO51,\"\"))","v":""},{"$f":"IF(K$50=\"\",\"\",IF($I$46=\"Yes\",'Hourly Input'!CP51,\"\"))","v":""},{"$f":"IFERROR(IF(L$50=\"\",\"\",G52*$AC52),\"\")","v":""},"","","","",{"$f":"IF(Q$50=\"\",\"\",IF($I$46=\"Yes\",'Hourly Input'!CQ51,\"\"))","v":""},{"$f":"IF(R$50=\"\",\"\",IF($I$46=\"Yes\",'Hourly Input'!CR51,\"\"))","v":""},{"$f":"IF(S$50=\"\",\"\",IF($I$46=\"Yes\",'Hourly Input'!CS51,\"\"))","v":""},{"$f":"IF(T$50=\"\",\"\",IF($I$46=\"Yes\",'Hourly Input'!CT51,\"\"))","v":""},{"$f":"IF(U$50=\"\",\"\",IF($I$46=\"Yes\",'Hourly Input'!CU51,\"\"))","v":""},{"$f":"IFERROR(L52-Q52,\"\")","v":""},"","","",""]
[null,null,{"$f":"IF(Lists_Modeling_Protocol=\"Section 11\", 5/0,IF(OR('Demand Savings Customization'!$AB$17=TRUE,'Demand Savings Customization'!$AB$18=TRUE),1,5/0))","v":{"$error":"#DIV/0!"}},null,"Exterior lighting","Btuh",{"$f":"IF(G$50=\"\",\"\",IF($I$46=\"Yes\",'Hourly Input'!CL52,\"\"))","v":""},{"$f":"IF(H$50=\"\",\"\",IF($I$46=\"Yes\",'Hourly Input'!CM52,\"\"))","v":""},{"$f":"IF(I$50=\"\",\"\",IF($I$46=\"Yes\",'Hourly Input'!CN52,\"\"))","v":""},{"$f":"IF(J$50=\"\",\"\",IF($I$46=\"Yes\",'Hourly Input'!CO52,\"\"))","v":""},{"$f":"IF(K$50=\"\",\"\",IF($I$46=\"Yes\",'Hourly Input'!CP52,\"\"))","v":""},"","","","","",{"$f":"IF(Q$50=\"\",\"\",IF($I$46=\"Yes\",'Hourly Input'!CQ52,\"\"))","v":""},{"$f":"IF(R$50=\"\",\"\",IF($I$46=\"Yes\",'Hourly Input'!CR52,\"\"))","v":""},{"$f":"IF(S$50=\"\",\"\",IF($I$46=\"Yes\",'Hourly Input'!CS52,\"\"))","v":""},{"$f":"IF(T$50=\"\",\"\",IF($I$46=\"Yes\",'Hourly Input'!CT52,\"\"))","v":""},{"$f":"IF(U$50=\"\",\"\",IF($I$46=\"Yes\",'Hourly Input'!CU52,\"\"))","v":""},"","","","","",null,3,{"$f":"INDEX(Perf_byEndUse_SEEUPF_Summary_Table,AB53+1,1)","v":0},null,5,"End time",{"$f":"INDEX(Demand_Savings_Customization_FuelTable,$AE53,'Demand Savings Customization'!G$34)","v":0},{"$f":"INDEX(Demand_Savings_Customization_FuelTable,$AE53,'Demand Savings Customization'!H$34)","v":0},{"$f":"INDEX(Demand_Savings_Customization_FuelTable,$AE53,'Demand Savings Customization'!I$34)","v":0},{"$f":"INDEX(Demand_Savings_Customization_FuelTable,$AE53,'Demand Savings Customization'!J$34)","v":0},{"$f":"INDEX(Demand_Savings_Customization_FuelTable,$AE53,'Demand Savings Customization'!K$34)","v":0},null,{"$f":"IF(G$50=\"\",\"\",IF($I$46=\"Yes\",'Hourly Input'!CL52,\"\"))","v":""},{"$f":"IF(H$50=\"\",\"\",IF($I$46=\"Yes\",'Hourly Input'!CM52,\"\"))","v":""},{"$f":"IF(I$50=\"\",\"\",IF($I$46=\"Yes\",'Hourly Input'!CN52,\"\"))","v":""},{"$f":"IF(J$50=\"\",\"\",IF($I$46=\"Yes\",'Hourly Input'!CO52,\"\"))","v":""},{"$f":"IF(K$50=\"\",\"\",IF($I$46=\"Yes\",'Hourly Input'!CP52,\"\"))","v":""},"","","","","",{"$f":"IF(Q$50=\"\",\"\",IF($I$46=\"Yes\",'Hourly Input'!CQ52,\"\"))","v":""},{"$f":"IF(R$50=\"\",\"\",IF($I$46=\"Yes\",'Hourly Input'!CR52,\"\"))","v":""},{"$f":"IF(S$50=\"\",\"\",IF($I$46=\"Yes\",'Hourly Input'!CS52,\"\"))","v":""},{"$f":"IF(T$50=\"\",\"\",IF($I$46=\"Yes\",'Hourly Input'!CT52,\"\"))","v":""},{"$f":"IF(U$50=\"\",\"\",IF($I$46=\"Yes\",'Hourly Input'!CU52,\"\"))","v":""},"","","","",""]
[null,null,{"$f":"IF(Lists_Modeling_Protocol=\"Section 11\", 5/0,IF(OR('Demand Savings Customization'!$AB$17=TRUE,'Demand Savings Customization'!$AB$18=TRUE),1,5/0))","v":{"$error":"#DIV/0!"}},null,"Space heating","Btuh",{"$f":"IF(G$50=\"\",\"\",IF($I$46=\"Yes\",'Hourly Input'!CL53,\"\"))","v":""},{"$f":"IF(H$50=\"\",\"\",IF($I$46=\"Yes\",'Hourly Input'!CM53,\"\"))","v":""},{"$f":"IF(I$50=\"\",\"\",IF($I$46=\"Yes\",'Hourly Input'!CN53,\"\"))","v":""},{"$f":"IF(J$50=\"\",\"\",IF($I$46=\"Yes\",'Hourly Input'!CO53,\"\"))","v":""},{"$f":"IF(K$50=\"\",\"\",IF($I$46=\"Yes\",'Hourly Input'!CP53,\"\"))","v":""},"","","","","",{"$f":"IF(Q$50=\"\",\"\",IF($I$46=\"Yes\",'Hourly Input'!CQ53,\"\"))","v":""},{"$f":"IF(R$50=\"\",\"\",IF($I$46=\"Yes\",'Hourly Input'!CR53,\"\"))","v":""},{"$f":"IF(S$50=\"\",\"\",IF($I$46=\"Yes\",'Hourly Input'!CS53,\"\"))","v":""},{"$f":"IF(T$50=\"\",\"\",IF($I$46=\"Yes\",'Hourly Input'!CT53,\"\"))","v":""},{"$f":"IF(U$50=\"\",\"\",IF($I$46=\"Yes\",'Hourly Input'!CU53,\"\"))","v":""},"","","","","",null,4,{"$f":"INDEX(Perf_byEndUse_SEEUPF_Summary_Table,AB54+1,1)","v":0},null,6,"Day type",{"$f":"INDEX(Demand_Savings_Customization_FuelTable,$AE54,'Demand Savings Customization'!G$34)","v":"00:00:00"},{"$f":"INDEX(Demand_Savings_Customization_FuelTable,$AE54,'Demand Savings Customization'!H$34)","v":"00:00:00"},{"$f":"INDEX(Demand_Savings_Customization_FuelTable,$AE54,'Demand Savings Customization'!I$34)","v":"00:00:00"},{"$f":"INDEX(Demand_Savings_Customization_FuelTable,$AE54,'Demand Savings Customization'!J$34)","v":"00:00:00"},{"$f":"INDEX(Demand_Savings_Customization_FuelTable,$AE54,'Demand Savings Customization'!K$34)","v":"00:00:00"},null,{"$f":"IF(G$50=\"\",\"\",IF($I$46=\"Yes\",'Hourly Input'!CL53,\"\"))","v":""},{"$f":"IF(H$50=\"\",\"\",IF($I$46=\"Yes\",'Hourly Input'!CM53,\"\"))","v":""},{"$f":"IF(I$50=\"\",\"\",IF($I$46=\"Yes\",'Hourly Input'!CN53,\"\"))","v":""},{"$f":"IF(J$50=\"\",\"\",IF($I$46=\"Yes\",'Hourly Input'!CO53,\"\"))","v":""},{"$f":"IF(K$50=\"\",\"\",IF($I$46=\"Yes\",'Hourly Input'!CP53,\"\"))","v":""},"","","","","",{"$f":"IF(Q$50=\"\",\"\",IF($I$46=\"Yes\",'Hourly Input'!CQ53,\"\"))","v":""},{"$f":"IF(R$50=\"\",\"\",IF($I$46=\"Yes\",'Hourly Input'!CR53,\"\"))","v":""},{"$f":"IF(S$50=\"\",\"\",IF($I$46=\"Yes\",'Hourly Input'!CS53,\"\"))","v":""},{"$f":"IF(T$50=\"\",\"\",IF($I$46=\"Yes\",'Hourly Input'!CT53,\"\"))","v":""},{"$f":"IF(U$50=\"\",\"\",IF($I$46=\"Yes\",'Hourly Input'!CU53,\"\"))","v":""},"","","","",""]
[null,null,{"$f":"IF(Lists_Modeling_Protocol=\"Section 11\", 5/0,IF(OR('Demand Savings Customization'!$AB$17=TRUE,'Demand Savings Customization'!$AB$18=TRUE),1,5/0))","v":{"$error":"#DIV/0!"}},null,"Heat pump supplemental heater","Btuh",{"$f":"IF(G$50=\"\",\"\",IF($I$46=\"Yes\",'Hourly Input'!CL54,\"\"))","v":""},{"$f":"IF(H$50=\"\",\"\",IF($I$46=\"Yes\",'Hourly Input'!CM54,\"\"))","v":""},{"$f":"IF(I$50=\"\",\"\",IF($I$46=\"Yes\",'Hourly Input'!CN54,\"\"))","v":""},{"$f":"IF(J$50=\"\",\"\",IF($I$46=\"Yes\",'Hourly Input'!CO54,\"\"))","v":""},{"$f":"IF(K$50=\"\",\"\",IF($I$46=\"Yes\",'Hourly Input'!CP54,\"\"))","v":""},"","","","","",{"$f":"IF(Q$50=\"\",\"\",IF($I$46=\"Yes\",'Hourly Input'!CQ54,\"\"))","v":""},{"$f":"IF(R$50=\"\",\"\",IF($I$46=\"Yes\",'Hourly Input'!CR54,\"\"))","v":""},{"$f":"IF(S$50=\"\",\"\",IF($I$46=\"Yes\",'Hourly Input'!CS54,\"\"))","v":""},{"$f":"IF(T$50=\"\",\"\",IF($I$46=\"Yes\",'Hourly Input'!CT54,\"\"))","v":""},{"$f":"IF(U$50=\"\",\"\",IF($I$46=\"Yes\",'Hourly Input'!CU54,\"\"))","v":""},"","","","","",null,5,{"$f":"INDEX(Perf_byEndUse_SEEUPF_Summary_Table,AB55+1,1)","v":0},null,7,"Demand type",{"$f":"INDEX(Demand_Savings_Customization_FuelTable,$AE55,'Demand Savings Customization'!G$34)","v":"Fuel"},{"$f":"INDEX(Demand_Savings_Customization_FuelTable,$AE55,'Demand Savings Customization'!H$34)","v":"Fuel"},{"$f":"INDEX(Demand_Savings_Customization_FuelTable,$AE55,'Demand Savings Customization'!I$34)","v":"Fuel"},{"$f":"INDEX(Demand_Savings_Customization_FuelTable,$AE55,'Demand Savings Customization'!J$34)","v":"Fuel"},{"$f":"INDEX(Demand_Savings_Customization_FuelTable,$AE55,'Demand Savings Customization'!K$34)","v":"Fuel"},null,{"$f":"IF(G$50=\"\",\"\",IF($I$46=\"Yes\",'Hourly Input'!CL54,\"\"))","v":""},{"$f":"IF(H$50=\"\",\"\",IF($I$46=\"Yes\",'Hourly Input'!CM54,\"\"))","v":""},{"$f":"IF(I$50=\"\",\"\",IF($I$46=\"Yes\",'Hourly Input'!CN54,\"\"))","v":""},{"$f":"IF(J$50=\"\",\"\",IF($I$46=\"Yes\",'Hourly Input'!CO54,\"\"))","v":""},{"$f":"IF(K$50=\"\",\"\",IF($I$46=\"Yes\",'Hourly Input'!CP54,\"\"))","v":""},"","","","","",{"$f":"IF(Q$50=\"\",\"\",IF($I$46=\"Yes\",'Hourly Input'!CQ54,\"\"))","v":""},{"$f":"IF(R$50=\"\",\"\",IF($I$46=\"Yes\",'Hourly Input'!CR54,\"\"))","v":""},{"$f":"IF(S$50=\"\",\"\",IF($I$46=\"Yes\",'Hourly Input'!CS54,\"\"))","v":""},{"$f":"IF(T$50=\"\",\"\",IF($I$46=\"Yes\",'Hourly Input'!CT54,\"\"))","v":""},{"$f":"IF(U$50=\"\",\"\",IF($I$46=\"Yes\",'Hourly Input'!CU54,\"\"))","v":""},"","","","",""]
[null,null,{"$f":"IF(Lists_Modeling_Protocol=\"Section 11\", 5/0,IF(OR('Demand Savings Customization'!$AB$17=TRUE,'Demand Savings Customization'!$AB$18=TRUE),1,5/0))","v":{"$error":"#DIV/0!"}},null,"Space cooling","Btuh",{"$f":"IF(G$50=\"\",\"\",IF($I$46=\"Yes\",'Hourly Input'!CL55,\"\"))","v":""},{"$f":"IF(H$50=\"\",\"\",IF($I$46=\"Yes\",'Hourly Input'!CM55,\"\"))","v":""},{"$f":"IF(I$50=\"\",\"\",IF($I$46=\"Yes\",'Hourly Input'!CN55,\"\"))","v":""},{"$f":"IF(J$50=\"\",\"\",IF($I$46=\"Yes\",'Hourly Input'!CO55,\"\"))","v":""},{"$f":"IF(K$50=\"\",\"\",IF($I$46=\"Yes\",'Hourly Input'!CP55,\"\"))","v":""},"","","","","",{"$f":"IF(Q$50=\"\",\"\",IF($I$46=\"Yes\",'Hourly Input'!CQ55,\"\"))","v":""},{"$f":"IF(R$50=\"\",\"\",IF($I$46=\"Yes\",'Hourly Input'!CR55,\"\"))","v":""},{"$f":"IF(S$50=\"\",\"\",IF($I$46=\"Yes\",'Hourly Input'!CS55,\"\"))","v":""},{"$f":"IF(T$50=\"\",\"\",IF($I$46=\"Yes\",'Hourly Input'!CT55,\"\"))","v":""},{"$f":"IF(U$50=\"\",\"\",IF($I$46=\"Yes\",'Hourly Input'!CU55,\"\"))","v":""},"","","","","",null,6,{"$f":"INDEX(Perf_byEndUse_SEEUPF_Summary_Table,AB56+1,1)","v":0},null,null,null,null,null,null,null,null,null,{"$f":"IF(G$50=\"\",\"\",IF($I$46=\"Yes\",'Hourly Input'!CL55,\"\"))","v":""},{"$f":"IF(H$50=\"\",\"\",IF($I$46=\"Yes\",'Hourly Input'!CM55,\"\"))","v":""},{"$f":"IF(I$50=\"\",\"\",IF($I$46=\"Yes\",'Hourly Input'!CN55,\"\"))","v":""},{"$f":"IF(J$50=\"\",\"\",IF($I$46=\"Yes\",'Hourly Input'!CO55,\"\"))","v":""},{"$f":"IF(K$50=\"\",\"\",IF($I$46=\"Yes\",'Hourly Input'!CP55,\"\"))","v":""},"","","","","",{"$f":"IF(Q$50=\"\",\"\",IF($I$46=\"Yes\",'Hourly Input'!CQ55,\"\"))","v":""},{"$f":"IF(R$50=\"\",\"\",IF($I$46=\"Yes\",'Hourly Input'!CR55,\"\"))","v":""},{"$f":"IF(S$50=\"\",\"\",IF($I$46=\"Yes\",'Hourly Input'!CS55,\"\"))","v":""},{"$f":"IF(T$50=\"\",\"\",IF($I$46=\"Yes\",'Hourly Input'!CT55,\"\"))","v":""},{"$f":"IF(U$50=\"\",\"\",IF($I$46=\"Yes\",'Hourly Input'!CU55,\"\"))","v":""},"","","","",""]
[null,null,{"$f":"IF(Lists_Modeling_Protocol=\"Section 11\", 5/0,IF(OR('Demand Savings Customization'!$AB$17=TRUE,'Demand Savings Customization'!$AB$18=TRUE),1,5/0))","v":{"$error":"#DIV/0!"}},null,"Pumps","Btuh",{"$f":"IF(G$50=\"\",\"\",IF($I$46=\"Yes\",'Hourly Input'!CL56,\"\"))","v":""},{"$f":"IF(H$50=\"\",\"\",IF($I$46=\"Yes\",'Hourly Input'!CM56,\"\"))","v":""},{"$f":"IF(I$50=\"\",\"\",IF($I$46=\"Yes\",'Hourly Input'!CN56,\"\"))","v":""},{"$f":"IF(J$50=\"\",\"\",IF($I$46=\"Yes\",'Hourly Input'!CO56,\"\"))","v":""},{"$f":"IF(K$50=\"\",\"\",IF($I$46=\"Yes\",'Hourly Input'!CP56,\"\"))","v":""},"","","","","",{"$f":"IF(Q$50=\"\",\"\",IF($I$46=\"Yes\",'Hourly Input'!CQ56,\"\"))","v":""},{"$f":"IF(R$50=\"\",\"\",IF($I$46=\"Yes\",'Hourly Input'!CR56,\"\"))","v":""},{"$f":"IF(S$50=\"\",\"\",IF($I$46=\"Yes\",'Hourly Input'!CS56,\"\"))","v":""},{"$f":"IF(T$50=\"\",\"\",IF($I$46=\"Yes\",'Hourly Input'!CT56,\"\"))","v":""},{"$f":"IF(U$50=\"\",\"\",IF($I$46=\"Yes\",'Hourly Input'!CU56,\"\"))","v":""},"","","","","",null,7,{"$f":"INDEX(Perf_byEndUse_SEEUPF_Summary_Table,AB57+1,1)","v":0},null,null,null,null,null,null,null,null,null,{"$f":"IF(G$50=\"\",\"\",IF($I$46=\"Yes\",'Hourly Input'!CL56,\"\"))","v":""},{"$f":"IF(H$50=\"\",\"\",IF($I$46=\"Yes\",'Hourly Input'!CM56,\"\"))","v":""},{"$f":"IF(I$50=\"\",\"\",IF($I$46=\"Yes\",'Hourly Input'!CN56,\"\"))","v":""},{"$f":"IF(J$50=\"\",\"\",IF($I$46=\"Yes\",'Hourly Input'!CO56,\"\"))","v":""},{"$f":"IF(K$50=\"\",\"\",IF($I$46=\"Yes\",'Hourly Input'!CP56,\"\"))","v":""},"","","","","",{"$f":"IF(Q$50=\"\",\"\",IF($I$46=\"Yes\",'Hourly Input'!CQ56,\"\"))","v":""},{"$f":"IF(R$50=\"\",\"\",IF($I$46=\"Yes\",'Hourly Input'!CR56,\"\"))","v":""},{"$f":"IF(S$50=\"\",\"\",IF($I$46=\"Yes\",'Hourly Input'!CS56,\"\"))","v":""},{"$f":"IF(T$50=\"\",\"\",IF($I$46=\"Yes\",'Hourly Input'!CT56,\"\"))","v":""},{"$f":"IF(U$50=\"\",\"\",IF($I$46=\"Yes\",'Hourly Input'!CU56,\"\"))","v":""},"","","","",""]
[null,null,{"$f":"IF(Lists_Modeling_Protocol=\"Section 11\", 5/0,IF(OR('Demand Savings Customization'!$AB$17=TRUE,'Demand Savings Customization'!$AB$18=TRUE),1,5/0))","v":{"$error":"#DIV/0!"}},null,"Heat rejection","Btuh",{"$f":"IF(G$50=\"\",\"\",IF($I$46=\"Yes\",'Hourly Input'!CL57,\"\"))","v":""},{"$f":"IF(H$50=\"\",\"\",IF($I$46=\"Yes\",'Hourly Input'!CM57,\"\"))","v":""},{"$f":"IF(I$50=\"\",\"\",IF($I$46=\"Yes\",'Hourly Input'!CN57,\"\"))","v":""},{"$f":"IF(J$50=\"\",\"\",IF($I$46=\"Yes\",'Hourly Input'!CO57,\"\"))","v":""},{"$f":"IF(K$50=\"\",\"\",IF($I$46=\"Yes\",'Hourly Input'!CP57,\"\"))","v":""},"","","","","",{"$f":"IF(Q$50=\"\",\"\",IF($I$46=\"Yes\",'Hourly Input'!CQ57,\"\"))","v":""},{"$f":"IF(R$50=\"\",\"\",IF($I$46=\"Yes\",'Hourly Input'!CR57,\"\"))","v":""},{"$f":"IF(S$50=\"\",\"\",IF($I$46=\"Yes\",'Hourly Input'!CS57,\"\"))","v":""},{"$f":"IF(T$50=\"\",\"\",IF($I$46=\"Yes\",'Hourly Input'!CT57,\"\"))","v":""},{"$f":"IF(U$50=\"\",\"\",IF($I$46=\"Yes\",'Hourly Input'!CU57,\"\"))","v":""},"","","","","",null,8,{"$f":"INDEX(Perf_byEndUse_SEEUPF_Summary_Table,AB58+1,1)","v":0},null,null,null,null,null,null,null,null,null,{"$f":"IF(G$50=\"\",\"\",IF($I$46=\"Yes\",'Hourly Input'!CL57,\"\"))","v":""},{"$f":"IF(H$50=\"\",\"\",IF($I$46=\"Yes\",'Hourly Input'!CM57,\"\"))","v":""},{"$f":"IF(I$50=\"\",\"\",IF($I$46=\"Yes\",'Hourly Input'!CN57,\"\"))","v":""},{"$f":"IF(J$50=\"\",\"\",IF($I$46=\"Yes\",'Hourly Input'!CO57,\"\"))","v":""},{"$f":"IF(K$50=\"\",\"\",IF($I$46=\"Yes\",'Hourly Input'!CP57,\"\"))","v":""},"","","","","",{"$f":"IF(Q$50=\"\",\"\",IF($I$46=\"Yes\",'Hourly Input'!CQ57,\"\"))","v":""},{"$f":"IF(R$50=\"\",\"\",IF($I$46=\"Yes\",'Hourly Input'!CR57,\"\"))","v":""},{"$f":"IF(S$50=\"\",\"\",IF($I$46=\"Yes\",'Hourly Input'!CS57,\"\"))","v":""},{"$f":"IF(T$50=\"\",\"\",IF($I$46=\"Yes\",'Hourly Input'!CT57,\"\"))","v":""},{"$f":"IF(U$50=\"\",\"\",IF($I$46=\"Yes\",'Hourly Input'!CU57,\"\"))","v":""},"","","","",""]
[null,null,{"$f":"IF(Lists_Modeling_Protocol=\"Section 11\", 5/0,IF(OR('Demand Savings Customization'!$AB$17=TRUE,'Demand Savings Customization'!$AB$18=TRUE),1,5/0))","v":{"$error":"#DIV/0!"}},null,"Fans - interior ventilation","Btuh",{"$f":"IF(G$50=\"\",\"\",IF($I$46=\"Yes\",'Hourly Input'!CL58,\"\"))","v":""},{"$f":"IF(H$50=\"\",\"\",IF($I$46=\"Yes\",'Hourly Input'!CM58,\"\"))","v":""},{"$f":"IF(I$50=\"\",\"\",IF($I$46=\"Yes\",'Hourly Input'!CN58,\"\"))","v":""},{"$f":"IF(J$50=\"\",\"\",IF($I$46=\"Yes\",'Hourly Input'!CO58,\"\"))","v":""},{"$f":"IF(K$50=\"\",\"\",IF($I$46=\"Yes\",'Hourly Input'!CP58,\"\"))","v":""},"","","","","",{"$f":"IF(Q$50=\"\",\"\",IF($I$46=\"Yes\",'Hourly Input'!CQ58,\"\"))","v":""},{"$f":"IF(R$50=\"\",\"\",IF($I$46=\"Yes\",'Hourly Input'!CR58,\"\"))","v":""},{"$f":"IF(S$50=\"\",\"\",IF($I$46=\"Yes\",'Hourly Input'!CS58,\"\"))","v":""},{"$f":"IF(T$50=\"\",\"\",IF($I$46=\"Yes\",'Hourly Input'!CT58,\"\"))","v":""},{"$f":"IF(U$50=\"\",\"\",IF($I$46=\"Yes\",'Hourly Input'!CU58,\"\"))","v":""},"","","","","",null,9,{"$f":"INDEX(Perf_byEndUse_SEEUPF_Summary_Table,AB59+1,1)","v":0},null,null,"Fuel Adj baseline total (in energy units)","Fuel 2004 baseline total in energy units","SEEUPF total - fuel",null,null,null,null,{"$f":"IF(G$50=\"\",\"\",IF($I$46=\"Yes\",'Hourly Input'!CL58,\"\"))","v":""},{"$f":"IF(H$50=\"\",\"\",IF($I$46=\"Yes\",'Hourly Input'!CM58,\"\"))","v":""},{"$f":"IF(I$50=\"\",\"\",IF($I$46=\"Yes\",'Hourly Input'!CN58,\"\"))","v":""},{"$f":"IF(J$50=\"\",\"\",IF($I$46=\"Yes\",'Hourly Input'!CO58,\"\"))","v":""},{"$f":"IF(K$50=\"\",\"\",IF($I$46=\"Yes\",'Hourly Input'!CP58,\"\"))","v":""},"","","","","",{"$f":"IF(Q$50=\"\",\"\",IF($I$46=\"Yes\",'Hourly Input'!CQ58,\"\"))","v":""},{"$f":"IF(R$50=\"\",\"\",IF($I$46=\"Yes\",'Hourly Input'!CR58,\"\"))","v":""},{"$f":"IF(S$50=\"\",\"\",IF($I$46=\"Yes\",'Hourly Input'!CS58,\"\"))","v":""},{"$f":"IF(T$50=\"\",\"\",IF($I$46=\"Yes\",'Hourly Input'!CT58,\"\"))","v":""},{"$f":"IF(U$50=\"\",\"\",IF($I$46=\"Yes\",'Hourly Input'!CU58,\"\"))","v":""},"","","","",""]
[null,null,{"$f":"IF(Lists_Modeling_Protocol=\"Section 11\", 5/0,IF(OR('Demand Savings Customization'!$AB$17=TRUE,'Demand Savings Customization'!$AB$18=TRUE),1,5/0))","v":{"$error":"#DIV/0!"}},null,"Fans - parking garage","Btuh",{"$f":"IF(G$50=\"\",\"\",IF($I$46=\"Yes\",'Hourly Input'!CL59,\"\"))","v":""},{"$f":"IF(H$50=\"\",\"\",IF($I$46=\"Yes\",'Hourly Input'!CM59,\"\"))","v":""},{"$f":"IF(I$50=\"\",\"\",IF($I$46=\"Yes\",'Hourly Input'!CN59,\"\"))","v":""},{"$f":"IF(J$50=\"\",\"\",IF($I$46=\"Yes\",'Hourly Input'!CO59,\"\"))","v":""},{"$f":"IF(K$50=\"\",\"\",IF($I$46=\"Yes\",'Hourly Input'!CP59,\"\"))","v":""},"","","","","",{"$f":"IF(Q$50=\"\",\"\",IF($I$46=\"Yes\",'Hourly Input'!CQ59,\"\"))","v":""},{"$f":"IF(R$50=\"\",\"\",IF($I$46=\"Yes\",'Hourly Input'!CR59,\"\"))","v":""},{"$f":"IF(S$50=\"\",\"\",IF($I$46=\"Yes\",'Hourly Input'!CS59,\"\"))","v":""},{"$f":"IF(T$50=\"\",\"\",IF($I$46=\"Yes\",'Hourly Input'!CT59,\"\"))","v":""},{"$f":"IF(U$50=\"\",\"\",IF($I$46=\"Yes\",'Hourly Input'!CU59,\"\"))","v":""},"","","","","",null,10,{"$f":"INDEX(Perf_byEndUse_SEEUPF_Summary_Table,AB60+1,1)","v":0},null,null,{"$f":"INDEX(PerfbyEndUse_SavingsbyFuel_Table,MATCH(\"Natural Gas\",INDEX(PerfbyEndUse_SavingsbyFuel_Table,,'Performance by End Use & Fuel'!E212),0),'Performance by End Use & Fuel'!R212)","v":{"$error":"#N/A"}},{"$f":"INDEX(PerfbyEndUse_SavingsbyFuel_Table,MATCH(\"Natural Gas\",INDEX(PerfbyEndUse_SavingsbyFuel_Table,,'Performance by End Use & Fuel'!E212),0),'Performance by End Use & Fuel'!P212)","v":{"$error":"#N/A"}},{"$f":"AF60/AG60","v":{"$error":"#N/A"}},null,null,null,null,{"$f":"IF(G$50=\"\",\"\",IF($I$46=\"Yes\",'Hourly Input'!CL59,\"\"))","v":""},{"$f":"IF(H$50=\"\",\"\",IF($I$46=\"Yes\",'Hourly Input'!CM59,\"\"))","v":""},{"$f":"IF(I$50=\"\",\"\",IF($I$46=\"Yes\",'Hourly Input'!CN59,\"\"))","v":""},{"$f":"IF(J$50=\"\",\"\",IF($I$46=\"Yes\",'Hourly Input'!CO59,\"\"))","v":""},{"$f":"IF(K$50=\"\",\"\",IF($I$46=\"Yes\",'Hourly Input'!CP59,\"\"))","v":""},"","","","","",{"$f":"IF(Q$50=\"\",\"\",IF($I$46=\"Yes\",'Hourly Input'!CQ59,\"\"))","v":""},{"$f":"IF(R$50=\"\",\"\",IF($I$46=\"Yes\",'Hourly Input'!CR59,\"\"))","v":""},{"$f":"IF(S$50=\"\",\"\",IF($I$46=\"Yes\",'Hourly Input'!CS59,\"\"))","v":""},{"$f":"IF(T$50=\"\",\"\",IF($I$46=\"Yes\",'Hourly Input'!CT59,\"\"))","v":""},{"$f":"IF(U$50=\"\",\"\",IF($I$46=\"Yes\",'Hourly Input'!CU59,\"\"))","v":""},"","","","",""]
[null,null,{"$f":"IF(Lists_Modeling_Protocol=\"Section 11\", 5/0,IF(OR('Demand Savings Customization'!$AB$17=TRUE,'Demand Savings Customization'!$AB$18=TRUE),1,5/0))","v":{"$error":"#DIV/0!"}},null,"Service water heating","Btuh",{"$f":"IF(G$50=\"\",\"\",IF($I$46=\"Yes\",'Hourly Input'!CL60,\"\"))","v":""},{"$f":"IF(H$50=\"\",\"\",IF($I$46=\"Yes\",'Hourly Input'!CM60,\"\"))","v":""},{"$f":"IF(I$50=\"\",\"\",IF($I$46=\"Yes\",'Hourly Input'!CN60,\"\"))","v":""},{"$f":"IF(J$50=\"\",\"\",IF($I$46=\"Yes\",'Hourly Input'!CO60,\"\"))","v":""},{"$f":"IF(K$50=\"\",\"\",IF($I$46=\"Yes\",'Hourly Input'!CP60,\"\"))","v":""},"","","","","",{"$f":"IF(Q$50=\"\",\"\",IF($I$46=\"Yes\",'Hourly Input'!CQ60,\"\"))","v":""},{"$f":"IF(R$50=\"\",\"\",IF($I$46=\"Yes\",'Hourly Input'!CR60,\"\"))","v":""},{"$f":"IF(S$50=\"\",\"\",IF($I$46=\"Yes\",'Hourly Input'!CS60,\"\"))","v":""},{"$f":"IF(T$50=\"\",\"\",IF($I$46=\"Yes\",'Hourly Input'!CT60,\"\"))","v":""},{"$f":"IF(U$50=\"\",\"\",IF($I$46=\"Yes\",'Hourly Input'!CU60,\"\"))","v":""},"","","","","",null,11,{"$f":"INDEX(Perf_byEndUse_SEEUPF_Summary_Table,AB61+1,1)","v":0},null,null,null,null,null,null,null,null,null,{"$f":"IF(G$50=\"\",\"\",IF($I$46=\"Yes\",'Hourly Input'!CL60,\"\"))","v":""},{"$f":"IF(H$50=\"\",\"\",IF($I$46=\"Yes\",'Hourly Input'!CM60,\"\"))","v":""},{"$f":"IF(I$50=\"\",\"\",IF($I$46=\"Yes\",'Hourly Input'!CN60,\"\"))","v":""},{"$f":"IF(J$50=\"\",\"\",IF($I$46=\"Yes\",'Hourly Input'!CO60,\"\"))","v":""},{"$f":"IF(K$50=\"\",\"\",IF($I$46=\"Yes\",'Hourly Input'!CP60,\"\"))","v":""},"","","","","",{"$f":"IF(Q$50=\"\",\"\",IF($I$46=\"Yes\",'Hourly Input'!CQ60,\"\"))","v":""},{"$f":"IF(R$50=\"\",\"\",IF($I$46=\"Yes\",'Hourly Input'!CR60,\"\"))","v":""},{"$f":"IF(S$50=\"\",\"\",IF($I$46=\"Yes\",'Hourly Input'!CS60,\"\"))","v":""},{"$f":"IF(T$50=\"\",\"\",IF($I$46=\"Yes\",'Hourly Input'!CT60,\"\"))","v":""},{"$f":"IF(U$50=\"\",\"\",IF($I$46=\"Yes\",'Hourly Input'!CU60,\"\"))","v":""},"","","","",""]
[null,null,{"$f":"IF(Lists_Modeling_Protocol=\"Section 11\", 5/0,IF(OR('Demand Savings Customization'!$AB$17=TRUE,'Demand Savings Customization'!$AB$18=TRUE),1,5/0))","v":{"$error":"#DIV/0!"}},null,"Misc equipment","Btuh",{"$f":"IF(G$50=\"\",\"\",IF($I$46=\"Yes\",'Hourly Input'!CL61,\"\"))","v":""},{"$f":"IF(H$50=\"\",\"\",IF($I$46=\"Yes\",'Hourly Input'!CM61,\"\"))","v":""},{"$f":"IF(I$50=\"\",\"\",IF($I$46=\"Yes\",'Hourly Input'!CN61,\"\"))","v":""},{"$f":"IF(J$50=\"\",\"\",IF($I$46=\"Yes\",'Hourly Input'!CO61,\"\"))","v":""},{"$f":"IF(K$50=\"\",\"\",IF($I$46=\"Yes\",'Hourly Input'!CP61,\"\"))","v":""},"","","","","",{"$f":"IF(Q$50=\"\",\"\",IF($I$46=\"Yes\",'Hourly Input'!CQ61,\"\"))","v":""},{"$f":"IF(R$50=\"\",\"\",IF($I$46=\"Yes\",'Hourly Input'!CR61,\"\"))","v":""},{"$f":"IF(S$50=\"\",\"\",IF($I$46=\"Yes\",'Hourly Input'!CS61,\"\"))","v":""},{"$f":"IF(T$50=\"\",\"\",IF($I$46=\"Yes\",'Hourly Input'!CT61,\"\"))","v":""},{"$f":"IF(U$50=\"\",\"\",IF($I$46=\"Yes\",'Hourly Input'!CU61,\"\"))","v":""},"","","","","",null,12,{"$f":"INDEX(Perf_byEndUse_SEEUPF_Summary_Table,AB62+1,1)","v":0},null,null,null,null,null,null,null,null,null,{"$f":"IF(G$50=\"\",\"\",IF($I$46=\"Yes\",'Hourly Input'!CL61,\"\"))","v":""},{"$f":"IF(H$50=\"\",\"\",IF($I$46=\"Yes\",'Hourly Input'!CM61,\"\"))","v":""},{"$f":"IF(I$50=\"\",\"\",IF($I$46=\"Yes\",'Hourly Input'!CN61,\"\"))","v":""},{"$f":"IF(J$50=\"\",\"\",IF($I$46=\"Yes\",'Hourly Input'!CO61,\"\"))","v":""},{"$f":"IF(K$50=\"\",\"\",IF($I$46=\"Yes\",'Hourly Input'!CP61,\"\"))","v":""},"","","","","",{"$f":"IF(Q$50=\"\",\"\",IF($I$46=\"Yes\",'Hourly Input'!CQ61,\"\"))","v":""},{"$f":"IF(R$50=\"\",\"\",IF($I$46=\"Yes\",'Hourly Input'!CR61,\"\"))","v":""},{"$f":"IF(S$50=\"\",\"\",IF($I$46=\"Yes\",'Hourly Input'!CS61,\"\"))","v":""},{"$f":"IF(T$50=\"\",\"\",IF($I$46=\"Yes\",'Hourly Input'!CT61,\"\"))","v":""},{"$f":"IF(U$50=\"\",\"\",IF($I$46=\"Yes\",'Hourly Input'!CU61,\"\"))","v":""},"","","","",""]
[null,null,{"$f":"IF(Lists_Modeling_Protocol=\"Section 11\", 5/0,IF(OR('Demand Savings Customization'!$AB$17=TRUE,'Demand Savings Customization'!$AB$18=TRUE),1,5/0))","v":{"$error":"#DIV/0!"}},null,"Industrial process","Btuh",{"$f":"IF(G$50=\"\",\"\",IF($I$46=\"Yes\",'Hourly Input'!CL62,\"\"))","v":""},{"$f":"IF(H$50=\"\",\"\",IF($I$46=\"Yes\",'Hourly Input'!CM62,\"\"))","v":""},{"$f":"IF(I$50=\"\",\"\",IF($I$46=\"Yes\",'Hourly Input'!CN62,\"\"))","v":""},{"$f":"IF(J$50=\"\",\"\",IF($I$46=\"Yes\",'Hourly Input'!CO62,\"\"))","v":""},{"$f":"IF(K$50=\"\",\"\",IF($I$46=\"Yes\",'Hourly Input'!CP62,\"\"))","v":""},"","","","","",{"$f":"IF(Q$50=\"\",\"\",IF($I$46=\"Yes\",'Hourly Input'!CQ62,\"\"))","v":""},{"$f":"IF(R$50=\"\",\"\",IF($I$46=\"Yes\",'Hourly Input'!CR62,\"\"))","v":""},{"$f":"IF(S$50=\"\",\"\",IF($I$46=\"Yes\",'Hourly Input'!CS62,\"\"))","v":""},{"$f":"IF(T$50=\"\",\"\",IF($I$46=\"Yes\",'Hourly Input'!CT62,\"\"))","v":""},{"$f":"IF(U$50=\"\",\"\",IF($I$46=\"Yes\",'Hourly Input'!CU62,\"\"))","v":""},"","","","","",null,13,{"$f":"INDEX(Perf_byEndUse_SEEUPF_Summary_Table,AB63+1,1)","v":0},null,null,null,null,null,null,null,null,null,{"$f":"IF(G$50=\"\",\"\",IF($I$46=\"Yes\",'Hourly Input'!CL62,\"\"))","v":""},{"$f":"IF(H$50=\"\",\"\",IF($I$46=\"Yes\",'Hourly Input'!CM62,\"\"))","v":""},{"$f":"IF(I$50=\"\",\"\",IF($I$46=\"Yes\",'Hourly Input'!CN62,\"\"))","v":""},{"$f":"IF(J$50=\"\",\"\",IF($I$46=\"Yes\",'Hourly Input'!CO62,\"\"))","v":""},{"$f":"IF(K$50=\"\",\"\",IF($I$46=\"Yes\",'Hourly Input'!CP62,\"\"))","v":""},"","","","","",{"$f":"IF(Q$50=\"\",\"\",IF($I$46=\"Yes\",'Hourly Input'!CQ62,\"\"))","v":""},{"$f":"IF(R$50=\"\",\"\",IF($I$46=\"Yes\",'Hourly Input'!CR62,\"\"))","v":""},{"$f":"IF(S$50=\"\",\"\",IF($I$46=\"Yes\",'Hourly Input'!CS62,\"\"))","v":""},{"$f":"IF(T$50=\"\",\"\",IF($I$46=\"Yes\",'Hourly Input'!CT62,\"\"))","v":""},{"$f":"IF(U$50=\"\",\"\",IF($I$46=\"Yes\",'Hourly Input'!CU62,\"\"))","v":""},"","","","",""]
[null,null,{"$f":"IF(Lists_Modeling_Protocol=\"Section 11\", 5/0,IF(OR('Demand Savings Customization'!$AB$17=TRUE,'Demand Savings Customization'!$AB$18=TRUE),1,5/0))","v":{"$error":"#DIV/0!"}},null,"Refrigeration equipment (regulated)","Btuh",{"$f":"IF(G$50=\"\",\"\",IF($I$46=\"Yes\",'Hourly Input'!CL63,\"\"))","v":""},{"$f":"IF(H$50=\"\",\"\",IF($I$46=\"Yes\",'Hourly Input'!CM63,\"\"))","v":""},{"$f":"IF(I$50=\"\",\"\",IF($I$46=\"Yes\",'Hourly Input'!CN63,\"\"))","v":""},{"$f":"IF(J$50=\"\",\"\",IF($I$46=\"Yes\",'Hourly Input'!CO63,\"\"))","v":""},{"$f":"IF(K$50=\"\",\"\",IF($I$46=\"Yes\",'Hourly Input'!CP63,\"\"))","v":""},"","","","","",{"$f":"IF(Q$50=\"\",\"\",IF($I$46=\"Yes\",'Hourly Input'!CQ63,\"\"))","v":""},{"$f":"IF(R$50=\"\",\"\",IF($I$46=\"Yes\",'Hourly Input'!CR63,\"\"))","v":""},{"$f":"IF(S$50=\"\",\"\",IF($I$46=\"Yes\",'Hourly Input'!CS63,\"\"))","v":""},{"$f":"IF(T$50=\"\",\"\",IF($I$46=\"Yes\",'Hourly Input'!CT63,\"\"))","v":""},{"$f":"IF(U$50=\"\",\"\",IF($I$46=\"Yes\",'Hourly Input'!CU63,\"\"))","v":""},"","","","","",null,14,{"$f":"INDEX(Perf_byEndUse_SEEUPF_Summary_Table,AB64+1,1)","v":0},null,null,null,null,null,null,null,null,null,{"$f":"IF(G$50=\"\",\"\",IF($I$46=\"Yes\",'Hourly Input'!CL63,\"\"))","v":""},{"$f":"IF(H$50=\"\",\"\",IF($I$46=\"Yes\",'Hourly Input'!CM63,\"\"))","v":""},{"$f":"IF(I$50=\"\",\"\",IF($I$46=\"Yes\",'Hourly Input'!CN63,\"\"))","v":""},{"$f":"IF(J$50=\"\",\"\",IF($I$46=\"Yes\",'Hourly Input'!CO63,\"\"))","v":""},{"$f":"IF(K$50=\"\",\"\",IF($I$46=\"Yes\",'Hourly Input'!CP63,\"\"))","v":""},"","","","","",{"$f":"IF(Q$50=\"\",\"\",IF($I$46=\"Yes\",'Hourly Input'!CQ63,\"\"))","v":""},{"$f":"IF(R$50=\"\",\"\",IF($I$46=\"Yes\",'Hourly Input'!CR63,\"\"))","v":""},{"$f":"IF(S$50=\"\",\"\",IF($I$46=\"Yes\",'Hourly Input'!CS63,\"\"))","v":""},{"$f":"IF(T$50=\"\",\"\",IF($I$46=\"Yes\",'Hourly Input'!CT63,\"\"))","v":""},{"$f":"IF(U$50=\"\",\"\",IF($I$46=\"Yes\",'Hourly Input'!CU63,\"\"))","v":""},"","","","",""]
[null,null,{"$f":"IF(Lists_Modeling_Protocol=\"Section 11\", 5/0,IF(OR('Demand Savings Customization'!$AB$17=TRUE,'Demand Savings Customization'!$AB$18=TRUE),1,5/0))","v":{"$error":"#DIV/0!"}},null,"Refrigeration equipment (unregulated)","Btuh",{"$f":"IF(G$50=\"\",\"\",IF($I$46=\"Yes\",'Hourly Input'!CL64,\"\"))","v":""},{"$f":"IF(H$50=\"\",\"\",IF($I$46=\"Yes\",'Hourly Input'!CM64,\"\"))","v":""},{"$f":"IF(I$50=\"\",\"\",IF($I$46=\"Yes\",'Hourly Input'!CN64,\"\"))","v":""},{"$f":"IF(J$50=\"\",\"\",IF($I$46=\"Yes\",'Hourly Input'!CO64,\"\"))","v":""},{"$f":"IF(K$50=\"\",\"\",IF($I$46=\"Yes\",'Hourly Input'!CP64,\"\"))","v":""},"","","","","",{"$f":"IF(Q$50=\"\",\"\",IF($I$46=\"Yes\",'Hourly Input'!CQ64,\"\"))","v":""},{"$f":"IF(R$50=\"\",\"\",IF($I$46=\"Yes\",'Hourly Input'!CR64,\"\"))","v":""},{"$f":"IF(S$50=\"\",\"\",IF($I$46=\"Yes\",'Hourly Input'!CS64,\"\"))","v":""},{"$f":"IF(T$50=\"\",\"\",IF($I$46=\"Yes\",'Hourly Input'!CT64,\"\"))","v":""},{"$f":"IF(U$50=\"\",\"\",IF($I$46=\"Yes\",'Hourly Input'!CU64,\"\"))","v":""},"","","","","",null,15,{"$f":"INDEX(Perf_byEndUse_SEEUPF_Summary_Table,AB65+1,1)","v":0},null,null,null,null,null,null,null,null,null,{"$f":"IF(G$50=\"\",\"\",IF($I$46=\"Yes\",'Hourly Input'!CL64,\"\"))","v":""},{"$f":"IF(H$50=\"\",\"\",IF($I$46=\"Yes\",'Hourly Input'!CM64,\"\"))","v":""},{"$f":"IF(I$50=\"\",\"\",IF($I$46=\"Yes\",'Hourly Input'!CN64,\"\"))","v":""},{"$f":"IF(J$50=\"\",\"\",IF($I$46=\"Yes\",'Hourly Input'!CO64,\"\"))","v":""},{"$f":"IF(K$50=\"\",\"\",IF($I$46=\"Yes\",'Hourly Input'!CP64,\"\"))","v":""},"","","","","",{"$f":"IF(Q$50=\"\",\"\",IF($I$46=\"Yes\",'Hourly Input'!CQ64,\"\"))","v":""},{"$f":"IF(R$50=\"\",\"\",IF($I$46=\"Yes\",'Hourly Input'!CR64,\"\"))","v":""},{"$f":"IF(S$50=\"\",\"\",IF($I$46=\"Yes\",'Hourly Input'!CS64,\"\"))","v":""},{"$f":"IF(T$50=\"\",\"\",IF($I$46=\"Yes\",'Hourly Input'!CT64,\"\"))","v":""},{"$f":"IF(U$50=\"\",\"\",IF($I$46=\"Yes\",'Hourly Input'!CU64,\"\"))","v":""},"","","","",""]
[null,null,{"$f":"IF(Lists_Modeling_Protocol=\"Section 11\", 5/0,IF(OR('Demand Savings Customization'!$AB$17=TRUE,'Demand Savings Customization'!$AB$18=TRUE),1,5/0))","v":{"$error":"#DIV/0!"}},null,"Elevators and escalators","Btuh",{"$f":"IF(G$50=\"\",\"\",IF($I$46=\"Yes\",'Hourly Input'!CL65,\"\"))","v":""},{"$f":"IF(H$50=\"\",\"\",IF($I$46=\"Yes\",'Hourly Input'!CM65,\"\"))","v":""},{"$f":"IF(I$50=\"\",\"\",IF($I$46=\"Yes\",'Hourly Input'!CN65,\"\"))","v":""},{"$f":"IF(J$50=\"\",\"\",IF($I$46=\"Yes\",'Hourly Input'!CO65,\"\"))","v":""},{"$f":"IF(K$50=\"\",\"\",IF($I$46=\"Yes\",'Hourly Input'!CP65,\"\"))","v":""},"","","","","",{"$f":"IF(Q$50=\"\",\"\",IF($I$46=\"Yes\",'Hourly Input'!CQ65,\"\"))","v":""},{"$f":"IF(R$50=\"\",\"\",IF($I$46=\"Yes\",'Hourly Input'!CR65,\"\"))","v":""},{"$f":"IF(S$50=\"\",\"\",IF($I$46=\"Yes\",'Hourly Input'!CS65,\"\"))","v":""},{"$f":"IF(T$50=\"\",\"\",IF($I$46=\"Yes\",'Hourly Input'!CT65,\"\"))","v":""},{"$f":"IF(U$50=\"\",\"\",IF($I$46=\"Yes\",'Hourly Input'!CU65,\"\"))","v":""},"","","","","",null,16,{"$f":"INDEX(Perf_byEndUse_SEEUPF_Summary_Table,AB66+1,1)","v":0},null,null,null,null,null,null,null,null,null,{"$f":"IF(G$50=\"\",\"\",IF($I$46=\"Yes\",'Hourly Input'!CL65,\"\"))","v":""},{"$f":"IF(H$50=\"\",\"\",IF($I$46=\"Yes\",'Hourly Input'!CM65,\"\"))","v":""},{"$f":"IF(I$50=\"\",\"\",IF($I$46=\"Yes\",'Hourly Input'!CN65,\"\"))","v":""},{"$f":"IF(J$50=\"\",\"\",IF($I$46=\"Yes\",'Hourly Input'!CO65,\"\"))","v":""},{"$f":"IF(K$50=\"\",\"\",IF($I$46=\"Yes\",'Hourly Input'!CP65,\"\"))","v":""},"","","","","",{"$f":"IF(Q$50=\"\",\"\",IF($I$46=\"Yes\",'Hourly Input'!CQ65,\"\"))","v":""},{"$f":"IF(R$50=\"\",\"\",IF($I$46=\"Yes\",'Hourly Input'!CR65,\"\"))","v":""},{"$f":"IF(S$50=\"\",\"\",IF($I$46=\"Yes\",'Hourly Input'!CS65,\"\"))","v":""},{"$f":"IF(T$50=\"\",\"\",IF($I$46=\"Yes\",'Hourly Input'!CT65,\"\"))","v":""},{"$f":"IF(U$50=\"\",\"\",IF($I$46=\"Yes\",'Hourly Input'!CU65,\"\"))","v":""},"","","","",""]
[null,null,{"$f":"IF(Lists_Modeling_Protocol=\"Section 11\", 5/0,IF(OR('Demand Savings Customization'!$AB$17=TRUE,'Demand Savings Customization'!$AB$18=TRUE),1,5/0))","v":{"$error":"#DIV/0!"}},null,"Other regulated","Btuh",{"$f":"IF(G$50=\"\",\"\",IF($I$46=\"Yes\",'Hourly Input'!CL66,\"\"))","v":""},{"$f":"IF(H$50=\"\",\"\",IF($I$46=\"Yes\",'Hourly Input'!CM66,\"\"))","v":""},{"$f":"IF(I$50=\"\",\"\",IF($I$46=\"Yes\",'Hourly Input'!CN66,\"\"))","v":""},{"$f":"IF(J$50=\"\",\"\",IF($I$46=\"Yes\",'Hourly Input'!CO66,\"\"))","v":""},{"$f":"IF(K$50=\"\",\"\",IF($I$46=\"Yes\",'Hourly Input'!CP66,\"\"))","v":""},"","","","","",{"$f":"IF(Q$50=\"\",\"\",IF($I$46=\"Yes\",'Hourly Input'!CQ66,\"\"))","v":""},{"$f":"IF(R$50=\"\",\"\",IF($I$46=\"Yes\",'Hourly Input'!CR66,\"\"))","v":""},{"$f":"IF(S$50=\"\",\"\",IF($I$46=\"Yes\",'Hourly Input'!CS66,\"\"))","v":""},{"$f":"IF(T$50=\"\",\"\",IF($I$46=\"Yes\",'Hourly Input'!CT66,\"\"))","v":""},{"$f":"IF(U$50=\"\",\"\",IF($I$46=\"Yes\",'Hourly Input'!CU66,\"\"))","v":""},"","","","","",null,17,{"$f":"INDEX(Perf_byEndUse_SEEUPF_Summary_Table,AB67+1,1)","v":0},null,null,null,null,null,null,null,null,null,{"$f":"IF(G$50=\"\",\"\",IF($I$46=\"Yes\",'Hourly Input'!CL66,\"\"))","v":""},{"$f":"IF(H$50=\"\",\"\",IF($I$46=\"Yes\",'Hourly Input'!CM66,\"\"))","v":""},{"$f":"IF(I$50=\"\",\"\",IF($I$46=\"Yes\",'Hourly Input'!CN66,\"\"))","v":""},{"$f":"IF(J$50=\"\",\"\",IF($I$46=\"Yes\",'Hourly Input'!CO66,\"\"))","v":""},{"$f":"IF(K$50=\"\",\"\",IF($I$46=\"Yes\",'Hourly Input'!CP66,\"\"))","v":""},"","","","","",{"$f":"IF(Q$50=\"\",\"\",IF($I$46=\"Yes\",'Hourly Input'!CQ66,\"\"))","v":""},{"$f":"IF(R$50=\"\",\"\",IF($I$46=\"Yes\",'Hourly Input'!CR66,\"\"))","v":""},{"$f":"IF(S$50=\"\",\"\",IF($I$46=\"Yes\",'Hourly Input'!CS66,\"\"))","v":""},{"$f":"IF(T$50=\"\",\"\",IF($I$46=\"Yes\",'Hourly Input'!CT66,\"\"))","v":""},{"$f":"IF(U$50=\"\",\"\",IF($I$46=\"Yes\",'Hourly Input'!CU66,\"\"))","v":""},"","","","",""]
[null,null,{"$f":"IF(Lists_Modeling_Protocol=\"Section 11\", 5/0,IF(OR('Demand Savings Customization'!$AB$17=TRUE,'Demand Savings Customization'!$AB$18=TRUE),1,5/0))","v":{"$error":"#DIV/0!"}},null,"Other unregulated","Btuh",{"$f":"IF(G$50=\"\",\"\",IF($I$46=\"Yes\",'Hourly Input'!CL67,\"\"))","v":""},{"$f":"IF(H$50=\"\",\"\",IF($I$46=\"Yes\",'Hourly Input'!CM67,\"\"))","v":""},{"$f":"IF(I$50=\"\",\"\",IF($I$46=\"Yes\",'Hourly Input'!CN67,\"\"))","v":""},{"$f":"IF(J$50=\"\",\"\",IF($I$46=\"Yes\",'Hourly Input'!CO67,\"\"))","v":""},{"$f":"IF(K$50=\"\",\"\",IF($I$46=\"Yes\",'Hourly Input'!CP67,\"\"))","v":""},"","","","","",{"$f":"IF(Q$50=\"\",\"\",IF($I$46=\"Yes\",'Hourly Input'!CQ67,\"\"))","v":""},{"$f":"IF(R$50=\"\",\"\",IF($I$46=\"Yes\",'Hourly Input'!CR67,\"\"))","v":""},{"$f":"IF(S$50=\"\",\"\",IF($I$46=\"Yes\",'Hourly Input'!CS67,\"\"))","v":""},{"$f":"IF(T$50=\"\",\"\",IF($I$46=\"Yes\",'Hourly Input'!CT67,\"\"))","v":""},{"$f":"IF(U$50=\"\",\"\",IF($I$46=\"Yes\",'Hourly Input'!CU67,\"\"))","v":""},"","","","","",null,18,{"$f":"INDEX(Perf_byEndUse_SEEUPF_Summary_Table,AB68+1,1)","v":0},null,null,null,null,null,null,null,null,null,{"$f":"IF(G$50=\"\",\"\",IF($I$46=\"Yes\",'Hourly Input'!CL67,\"\"))","v":""},{"$f":"IF(H$50=\"\",\"\",IF($I$46=\"Yes\",'Hourly Input'!CM67,\"\"))","v":""},{"$f":"IF(I$50=\"\",\"\",IF($I$46=\"Yes\",'Hourly Input'!CN67,\"\"))","v":""},{"$f":"IF(J$50=\"\",\"\",IF($I$46=\"Yes\",'Hourly Input'!CO67,\"\"))","v":""},{"$f":"IF(K$50=\"\",\"\",IF($I$46=\"Yes\",'Hourly Input'!CP67,\"\"))","v":""},"","","","","",{"$f":"IF(Q$50=\"\",\"\",IF($I$46=\"Yes\",'Hourly Input'!CQ67,\"\"))","v":""},{"$f":"IF(R$50=\"\",\"\",IF($I$46=\"Yes\",'Hourly Input'!CR67,\"\"))","v":""},{"$f":"IF(S$50=\"\",\"\",IF($I$46=\"Yes\",'Hourly Input'!CS67,\"\"))","v":""},{"$f":"IF(T$50=\"\",\"\",IF($I$46=\"Yes\",'Hourly Input'!CT67,\"\"))","v":""},{"$f":"IF(U$50=\"\",\"\",IF($I$46=\"Yes\",'Hourly Input'!CU67,\"\"))","v":""},"","","","",""]
[null,null,{"$f":"IF(Lists_Modeling_Protocol=\"Section 11\", 5/0,IF(OR('Demand Savings Customization'!$AB$17=TRUE,'Demand Savings Customization'!$AB$18=TRUE),1,5/0))","v":{"$error":"#DIV/0!"}},null,"Whole building","Btuh",{"$f":"IF(G$50=\"\",\"-\",IF(AND($I$47=\"No\",$I$46=\"No\"),\"\",IF($I$47=\"Yes\",SUM(G51:G68),IF($I$46=\"Yes\",'Hourly Input'!CL68,\"\"))))","v":"-"},{"$f":"IF(H$50=\"\",\"-\",IF(AND($I$47=\"No\",$I$46=\"No\"),\"\",IF($I$47=\"Yes\",SUM(H51:H68),IF($I$46=\"Yes\",'Hourly Input'!CM68,\"\"))))","v":"-"},{"$f":"IF(I$50=\"\",\"-\",IF(AND($I$47=\"No\",$I$46=\"No\"),\"\",IF($I$47=\"Yes\",SUM(I51:I68),IF($I$46=\"Yes\",'Hourly Input'!CN68,\"\"))))","v":"-"},{"$f":"IF(J$50=\"\",\"-\",IF(AND($I$47=\"No\",$I$46=\"No\"),\"\",IF($I$47=\"Yes\",SUM(J51:J68),IF($I$46=\"Yes\",'Hourly Input'!CO68,\"\"))))","v":"-"},{"$f":"IF(K$50=\"\",\"-\",IF(AND($I$47=\"No\",$I$46=\"No\"),\"\",IF($I$47=\"Yes\",SUM(K51:K68),IF($I$46=\"Yes\",'Hourly Input'!CP68,\"\"))))","v":"-"},{"$f":"IFERROR(IF(L$50=\"\",\"-\",IF($I$47=\"Yes\",SUM(L51:L68),G69*$AH$60)),\"\")","v":"-"},{"$f":"IFERROR(IF(M$50=\"\",\"-\",IF($I$47=\"Yes\",SUM(M51:M68),H69*$AH$60)),\"\")","v":"-"},{"$f":"IFERROR(IF(N$50=\"\",\"-\",IF($I$47=\"Yes\",SUM(N51:N68),I69*$AH$60)),\"\")","v":"-"},{"$f":"IFERROR(IF(O$50=\"\",\"-\",IF($I$47=\"Yes\",SUM(O51:O68),J69*$AH$60)),\"\")","v":"-"},{"$f":"IFERROR(IF(P$50=\"\",\"-\",IF($I$47=\"Yes\",SUM(P51:P68),K69*$AH$60)),\"\")","v":"-"},{"$f":"IF(Q$50=\"\",\"-\",IF(AND($I$47=\"No\",$I$46=\"No\"),\"\",IF($I$47=\"Yes\",SUM(Q51:Q68),IF($I$46=\"Yes\",'Hourly Input'!CQ38,\"\"))))","v":"-"},{"$f":"IF(R$50=\"\",\"-\",IF(AND($I$47=\"No\",$I$46=\"No\"),\"\",IF($I$47=\"Yes\",SUM(R51:R68),IF($I$46=\"Yes\",'Hourly Input'!CR38,\"\"))))","v":"-"},{"$f":"IF(S$50=\"\",\"-\",IF(AND($I$47=\"No\",$I$46=\"No\"),\"\",IF($I$47=\"Yes\",SUM(S51:S68),IF($I$46=\"Yes\",'Hourly Input'!CS38,\"\"))))","v":"-"},{"$f":"IF(T$50=\"\",\"-\",IF(AND($I$47=\"No\",$I$46=\"No\"),\"\",IF($I$47=\"Yes\",SUM(T51:T68),IF($I$46=\"Yes\",'Hourly Input'!CT38,\"\"))))","v":"-"},{"$f":"IF(U$50=\"\",\"-\",IF(AND($I$47=\"No\",$I$46=\"No\"),\"\",IF($I$47=\"Yes\",SUM(U51:U68),IF($I$46=\"Yes\",'Hourly Input'!CU38,\"\"))))","v":"-"},{"$f":"IFERROR(IF(V$50=\"\",\"-\",IF($I$47=\"Yes\",SUM(V51:V68),L69-Q69)),\"\")","v":"-"},{"$f":"IFERROR(IF(W$50=\"\",\"-\",IF($I$47=\"Yes\",SUM(W51:W68),M69-R69)),\"\")","v":"-"},{"$f":"IFERROR(IF(X$50=\"\",\"-\",IF($I$47=\"Yes\",SUM(X51:X68),N69-S69)),\"\")","v":"-"},{"$f":"IFERROR(IF(Y$50=\"\",\"-\",IF($I$47=\"Yes\",SUM(Y51:Y68),O69-T69)),\"\")","v":"-"},{"$f":"IFERROR(IF(Z$50=\"\",\"-\",IF($I$47=\"Yes\",SUM(Z51:Z68),P69-U69)),\"\")","v":"-"},null,null,null,null,null,null,null,null,null,null,null,null,{"$f":"IF(G$50=\"\",\"-\",IF(AND($I$47=\"No\",$I$46=\"No\"),\"\",IF($I$47=\"Yes\",SUM(G51:G68),IF($I$46=\"Yes\",'Hourly Input'!CL68,\"\"))))","v":"-"},{"$f":"IF(H$50=\"\",\"-\",IF(AND($I$47=\"No\",$I$46=\"No\"),\"\",IF($I$47=\"Yes\",SUM(H51:H68),IF($I$46=\"Yes\",'Hourly Input'!CM68,\"\"))))","v":"-"},{"$f":"IF(I$50=\"\",\"-\",IF(AND($I$47=\"No\",$I$46=\"No\"),\"\",IF($I$47=\"Yes\",SUM(I51:I68),IF($I$46=\"Yes\",'Hourly Input'!CN68,\"\"))))","v":"-"},{"$f":"IF(J$50=\"\",\"-\",IF(AND($I$47=\"No\",$I$46=\"No\"),\"\",IF($I$47=\"Yes\",SUM(J51:J68),IF($I$46=\"Yes\",'Hourly Input'!CO68,\"\"))))","v":"-"},{"$f":"IF(K$50=\"\",\"-\",IF(AND($I$47=\"No\",$I$46=\"No\"),\"\",IF($I$47=\"Yes\",SUM(K51:K68),IF($I$46=\"Yes\",'Hourly Input'!CP68,\"\"))))","v":"-"},{"$f":"IFERROR(IF(L$50=\"\",\"-\",IF($I$47=\"Yes\",SUM(L51:L68),G69*$AH$60)),\"\")","v":"-"},{"$f":"IFERROR(IF(M$50=\"\",\"-\",IF($I$47=\"Yes\",SUM(M51:M68),H69*$AH$60)),\"\")","v":"-"},"-","-","-",{"$f":"IF(Q$50=\"\",\"-\",IF(AND($I$47=\"No\",$I$46=\"No\"),\"\",IF($I$47=\"Yes\",SUM(Q51:Q68),IF($I$46=\"Yes\",'Hourly Input'!CQ38,\"\"))))","v":"-"},{"$f":"IF(R$50=\"\",\"-\",IF(AND($I$47=\"No\",$I$46=\"No\"),\"\",IF($I$47=\"Yes\",SUM(R51:R68),IF($I$46=\"Yes\",'Hourly Input'!CR38,\"\"))))","v":"-"},{"$f":"IF(S$50=\"\",\"-\",IF(AND($I$47=\"No\",$I$46=\"No\"),\"\",IF($I$47=\"Yes\",SUM(S51:S68),IF($I$46=\"Yes\",'Hourly Input'!CS38,\"\"))))","v":"-"},{"$f":"IF(T$50=\"\",\"-\",IF(AND($I$47=\"No\",$I$46=\"No\"),\"\",IF($I$47=\"Yes\",SUM(T51:T68),IF($I$46=\"Yes\",'Hourly Input'!CT38,\"\"))))","v":"-"},{"$f":"IF(U$50=\"\",\"-\",IF(AND($I$47=\"No\",$I$46=\"No\"),\"\",IF($I$47=\"Yes\",SUM(U51:U68),IF($I$46=\"Yes\",'Hourly Input'!CU38,\"\"))))","v":"-"},{"$f":"IFERROR(IF(V$50=\"\",\"-\",IF($I$47=\"Yes\",SUM(V51:V68),L69-Q69)),\"\")","v":"-"},{"$f":"IFERROR(IF(W$50=\"\",\"-\",IF($I$47=\"Yes\",SUM(W51:W68),M69-R69)),\"\")","v":"-"},"-","-","-"]
[null,null,{"$f":"IF(Lists_Modeling_Protocol=\"Section 11\", 5/0,IF(OR('Demand Savings Customization'!$AB$17=TRUE,'Demand Savings Customization'!$AB$18=TRUE),1,5/0))","v":{"$error":"#DIV/0!"}}]
[null,null,{"$f":"IF(Lists_Modeling_Protocol=\"Section 11\",1,5/0)","v":{"$error":"#DIV/0!"}},null,"Table 1: Electric Peak Demand Savings by End Use (kW)"]
[null,null,{"$error":"#DIV/0!"},null,"Instructions\n1. Populate the Hourly Input tab. The table below will autopopulate based upon the entries on that tab. Manually enter/revise data in the table below after responding to the questions below via the dropdown listboxes as needed.  \n2. If needed, use the \"Restore formulas\" button below to restore the formulas that bring in the values from the Hourly Input tab."]
[null,null,{"$error":"#DIV/0!"}]
[null,null,{"$error":"#DIV/0!"},null,"        Has hourly electric data been entered on the Hourly Input tab?",null,null,null,null,{"$f":"IF('Demand Savings Customization'!$AB$15=FALSE,\"The AHJ/RA does not require that hourly demand be reported by end use on the Hourly Input tab. This is therefore an optional step.\",\"\")","v":""}]
[null,null,{"$error":"#DIV/0!"},null,"        Will all end use demand be captured in the below table?",null,null,null,null,{"$f":"IF('Demand Savings Customization'!$AB$14=TRUE,\"The AHJ/RA does not require that demand be reported by end use (it is only required to be reported on a whole building level). All rows except the\"&\"\"\"\"&\"Whole building\"&\"\"\"\"&\" row are optional.\",\"\")","v":""}]
[null,null,{"$error":"#DIV/0!"}]
[null,null,{"$error":"#DIV/0!"},null,"End Use","Demand Units","Budget Coincident Peak Electric Demand",null,null,null,null,"Proposed Coincident Peak Electric Demand",null,null,null,null,"Electric Demand Savings",null,null,null,null,null,null,null,null,null,null,null,null,null,null,null,null,null,null,null,null,null,"Budget Coincident Peak Electric Demand",null,null,null,null,"Proposed Coincident Peak Electric Demand",null,null,null,null,"Electric Demand Savings"]
[null,null,{"$error":"#DIV/0!"},null,null,null,{"$f":"IF(OR(AG78=\"\",AG79=\"\",AG80=\"\",AG81=\"\",AG82=\"\"),\"\",AG78&\"-\"&AG79&\" Hours \"&AG80&\"-\"&AG81&\", \"&AG82)","v":"06/01-06/30 Hours 1-24, All Days"},{"$f":"IF(OR(AH78=\"\",AH79=\"\",AH80=\"\",AH81=\"\",AH82=\"\"),\"\",AH78&\"-\"&AH79&\" Hours \"&AH80&\"-\"&AH81&\", \"&AH82)","v":"07/01-07/31 Hours 1-24, All Days"},{"$f":"IF(OR(AI78=\"\",AI79=\"\",AI80=\"\",AI81=\"\",AI82=\"\"),\"\",AI78&\"-\"&AI79&\" Hours \"&AI80&\"-\"&AI81&\", \"&AI82)","v":"08/01-08/31 Hours 1-24, All Days"},{"$f":"IF(OR(AJ78=\"\",AJ79=\"\",AJ80=\"\",AJ81=\"\",AJ82=\"\"),\"\",AJ78&\"-\"&AJ79&\" Hours \"&AJ80&\"-\"&AJ81&\", \"&AJ82)","v":"12/01-12/31 Hours 1-24, All Days"},{"$f":"IF(OR(AK78=\"\",AK79=\"\",AK80=\"\",AK81=\"\",AK82=\"\"),\"\",AK78&\"-\"&AK79&\" Hours \"&AK80&\"-\"&AK81&\", \"&AK82)","v":"01/01-01/31 Hours 1-24, All Days"},{"$f":"IF(OR(AG78=\"\",AG79=\"\",AG80=\"\",AG81=\"\",AG82=\"\"),\"\",AG78&\"-\"&AG79&\" Hours \"&AG80&\"-\"&AG81&\", \"&AG82)","v":"06/01-06/30 Hours 1-24, All Days"},{"$f":"IF(OR(AH78=\"\",AH79=\"\",AH80=\"\",AH81=\"\",AH82=\"\"),\"\",AH78&\"-\"&AH79&\" Hours \"&AH80&\"-\"&AH81&\", \"&AH82)","v":"07/01-07/31 Hours 1-24, All Days"},{"$f":"IF(OR(AI78=\"\",AI79=\"\",AI80=\"\",AI81=\"\",AI82=\"\"),\"\",AI78&\"-\"&AI79&\" Hours \"&AI80&\"-\"&AI81&\", \"&AI82)","v":"08/01-08/31 Hours 1-24, All Days"},{"$f":"IF(OR(AJ78=\"\",AJ79=\"\",AJ80=\"\",AJ81=\"\",AJ82=\"\"),\"\",AJ78&\"-\"&AJ79&\" Hours \"&AJ80&\"-\"&AJ81&\", \"&AJ82)","v":"12/01-12/31 Hours 1-24, All Days"},{"$f":"IF(OR(AK78=\"\",AK79=\"\",AK80=\"\",AK81=\"\",AK82=\"\"),\"\",AK78&\"-\"&AK79&\" Hours \"&AK80&\"-\"&AK81&\", \"&AK82)","v":"01/01-01/31 Hours 1-24, All Days"},{"$f":"IF(OR(AG78=\"\",AG79=\"\",AG80=\"\",AG81=\"\",AG82=\"\"),\"\",AG78&\"-\"&AG79&\" Hours \"&AG80&\"-\"&AG81&\", \"&AG82)","v":"06/01-06/30 Hours 1-24, All Days"},{"$f":"IF(OR(AH78=\"\",AH79=\"\",AH80=\"\",AH81=\"\",AH82=\"\"),\"\",AH78&\"-\"&AH79&\" Hours \"&AH80&\"-\"&AH81&\", \"&AH82)","v":"07/01-07/31 Hours 1-24, All Days"},{"$f":"IF(OR(AI78=\"\",AI79=\"\",AI80=\"\",AI81=\"\",AI82=\"\"),\"\",AI78&\"-\"&AI79&\" Hours \"&AI80&\"-\"&AI81&\", \"&AI82)","v":"08/01-08/31 Hours 1-24, All Days"},{"$f":"IF(OR(AJ78=\"\",AJ79=\"\",AJ80=\"\",AJ81=\"\",AJ82=\"\"),\"\",AJ78&\"-\"&AJ79&\" Hours \"&AJ80&\"-\"&AJ81&\", \"&AJ82)","v":"12/01-12/31 Hours 1-24, All Days"},{"$f":"IF(OR(AK78=\"\",AK79=\"\",AK80=\"\",AK81=\"\",AK82=\"\"),\"\",AK78&\"-\"&AK79&\" Hours \"&AK80&\"-\"&AK81&\", \"&AK82)","v":"01/01-01/31 Hours 1-24, All Days"},null,null,null,null,null,null,null,null,null,2,"Start date",{"$f":"IF(INDEX(Demand_Savings_Customization_ElecTable,$AE78,'Demand Savings Customization'!G$23)=\"\",\"\",TEXT(INDEX(Demand_Savings_Customization_ElecTable,$AE78,'Demand Savings Customization'!G$23),\"MM/DD\"))","v":"06/01"},{"$f":"IF(INDEX(Demand_Savings_Customization_ElecTable,$AE78,'Demand Savings Customization'!H$23)=\"\",\"\",TEXT(INDEX(Demand_Savings_Customization_ElecTable,$AE78,'Demand Savings Customization'!H$23),\"MM/DD\"))","v":"07/01"},{"$f":"IF(INDEX(Demand_Savings_Customization_ElecTable,$AE78,'Demand Savings Customization'!I$23)=\"\",\"\",TEXT(INDEX(Demand_Savings_Customization_ElecTable,$AE78,'Demand Savings Customization'!I$23),\"MM/DD\"))","v":"08/01"},{"$f":"IF(INDEX(Demand_Savings_Customization_ElecTable,$AE78,'Demand Savings Customization'!J$23)=\"\",\"\",TEXT(INDEX(Demand_Savings_Customization_ElecTable,$AE78,'Demand Savings Customization'!J$23),\"MM/DD\"))","v":"12/01"},{"$f":"IF(INDEX(Demand_Savings_Customization_ElecTable,$AE78,'Demand Savings Customization'!K$23)=\"\",\"\",TEXT(INDEX(Demand_Savings_Customization_ElecTable,$AE78,'Demand Savings Customization'!K$23),\"MM/DD\"))","v":"01/01"},null,"Range 1","Range 2","Range 3","Range 4","Range 5","Range 1","Range 2","Range 3","Range 4","Range 5","Range 1","Range 2","Range 3","Range 4","Range 5"]
[null,null,{"$error":"#DIV/0!"},null,"Interior lighting","kW",{"$f":"IF(G$78=\"\",\"\",IF($I$74=\"Yes\",'Hourly Input'!CL20,\"\"))","v":""},{"$f":"IF(H$78=\"\",\"\",IF($I$74=\"Yes\",'Hourly Input'!CM20,\"\"))","v":""},{"$f":"IF(I$78=\"\",\"\",IF($I$74=\"Yes\",'Hourly Input'!CN20,\"\"))","v":""},{"$f":"IF(J$78=\"\",\"\",IF($I$74=\"Yes\",'Hourly Input'!CO20,\"\"))","v":""},{"$f":"IF(K$78=\"\",\"\",IF($I$74=\"Yes\",'Hourly Input'!CP20,\"\"))","v":""},{"$f":"IF(L$78=\"\",\"\",IF($I$74=\"Yes\",'Hourly Input'!CQ20,\"\"))","v":""},{"$f":"IF(M$78=\"\",\"\",IF($I$74=\"Yes\",'Hourly Input'!CR20,\"\"))","v":""},{"$f":"IF(N$78=\"\",\"\",IF($I$74=\"Yes\",'Hourly Input'!CS20,\"\"))","v":""},{"$f":"IF(O$78=\"\",\"\",IF($I$74=\"Yes\",'Hourly Input'!CT20,\"\"))","v":""},{"$f":"IF(P$78=\"\",\"\",IF($I$74=\"Yes\",'Hourly Input'!CU20,\"\"))","v":""},{"$f":"IFERROR(G79-L79,\"\")","v":""},{"$f":"IFERROR(H79-M79,\"\")","v":""},{"$f":"IFERROR(I79-N79,\"\")","v":""},{"$f":"IFERROR(J79-O79,\"\")","v":""},{"$f":"IFERROR(K79-P79,\"\")","v":""},null,null,null,null,null,null,null,null,null,3,"End date",{"$f":"TEXT(INDEX(Demand_Savings_Customization_ElecTable,$AE79,'Demand Savings Customization'!G$23),\"MM/DD\")","v":"06/30"},{"$f":"TEXT(INDEX(Demand_Savings_Customization_ElecTable,$AE79,'Demand Savings Customization'!H$23),\"MM/DD\")","v":"07/31"},{"$f":"TEXT(INDEX(Demand_Savings_Customization_ElecTable,$AE79,'Demand Savings Customization'!I$23),\"MM/DD\")","v":"08/31"},{"$f":"TEXT(INDEX(Demand_Savings_Customization_ElecTable,$AE79,'Demand Savings Customization'!J$23),\"MM/DD\")","v":"12/31"},{"$f":"TEXT(INDEX(Demand_Savings_Customization_ElecTable,$AE79,'Demand Savings Customization'!K$23),\"MM/DD\")","v":"01/31"},null,{"$f":"IF(G$78=\"\",\"\",IF($I$74=\"Yes\",'Hourly Input'!CL20,\"\"))","v":""},{"$f":"IF(H$78=\"\",\"\",IF($I$74=\"Yes\",'Hourly Input'!CM20,\"\"))","v":""},{"$f":"IF(I$78=\"\",\"\",IF($I$74=\"Yes\",'Hourly Input'!CN20,\"\"))","v":""},{"$f":"IF(J$78=\"\",\"\",IF($I$74=\"Yes\",'Hourly Input'!CO20,\"\"))","v":""},{"$f":"IF(K$78=\"\",\"\",IF($I$74=\"Yes\",'Hourly Input'!CP20,\"\"))","v":""},{"$f":"IF(L$78=\"\",\"\",IF($I$74=\"Yes\",'Hourly Input'!CQ20,\"\"))","v":""},{"$f":"IF(M$78=\"\",\"\",IF($I$74=\"Yes\",'Hourly Input'!CR20,\"\"))","v":""},{"$f":"IF(N$78=\"\",\"\",IF($I$74=\"Yes\",'Hourly Input'!CS20,\"\"))","v":""},{"$f":"IF(O$78=\"\",\"\",IF($I$74=\"Yes\",'Hourly Input'!CT20,\"\"))","v":""},{"$f":"IF(P$78=\"\",\"\",IF($I$74=\"Yes\",'Hourly Input'!CU20,\"\"))","v":""},{"$f":"IFERROR(G79-L79,\"\")","v":""},{"$f":"IFERROR(H79-M79,\"\")","v":""},"","",""]
[null,null,{"$error":"#DIV/0!"},null,"Interior lighting (unregulated)","kW",{"$f":"IF(G$78=\"\",\"\",IF($I$74=\"Yes\",'Hourly Input'!CL21,\"\"))","v":""},{"$f":"IF(H$78=\"\",\"\",IF($I$74=\"Yes\",'Hourly Input'!CM21,\"\"))","v":""},{"$f":"IF(I$78=\"\",\"\",IF($I$74=\"Yes\",'Hourly Input'!CN21,\"\"))","v":""},{"$f":"IF(J$78=\"\",\"\",IF($I$74=\"Yes\",'Hourly Input'!CO21,\"\"))","v":""},{"$f":"IF(K$78=\"\",\"\",IF($I$74=\"Yes\",'Hourly Input'!CP21,\"\"))","v":""},{"$f":"IF(L$78=\"\",\"\",IF($I$74=\"Yes\",'Hourly Input'!CQ21,\"\"))","v":""},{"$f":"IF(M$78=\"\",\"\",IF($I$74=\"Yes\",'Hourly Input'!CR21,\"\"))","v":""},{"$f":"IF(N$78=\"\",\"\",IF($I$74=\"Yes\",'Hourly Input'!CS21,\"\"))","v":""},{"$f":"IF(O$78=\"\",\"\",IF($I$74=\"Yes\",'Hourly Input'!CT21,\"\"))","v":""},{"$f":"IF(P$78=\"\",\"\",IF($I$74=\"Yes\",'Hourly Input'!CU21,\"\"))","v":""},"","","","","",null,null,null,null,null,null,null,null,null,4,"Start time",{"$f":"INDEX(Demand_Savings_Customization_ElecTable,$AE80,'Demand Savings Customization'!G$23)","v":1},{"$f":"INDEX(Demand_Savings_Customization_ElecTable,$AE80,'Demand Savings Customization'!H$23)","v":1},{"$f":"INDEX(Demand_Savings_Customization_ElecTable,$AE80,'Demand Savings Customization'!I$23)","v":1},{"$f":"INDEX(Demand_Savings_Customization_ElecTable,$AE80,'Demand Savings Customization'!J$23)","v":1},{"$f":"INDEX(Demand_Savings_Customization_ElecTable,$AE80,'Demand Savings Customization'!K$23)","v":1},null,{"$f":"IF(G$78=\"\",\"\",IF($I$74=\"Yes\",'Hourly Input'!CL21,\"\"))","v":""},{"$f":"IF(H$78=\"\",\"\",IF($I$74=\"Yes\",'Hourly Input'!CM21,\"\"))","v":""},{"$f":"IF(I$78=\"\",\"\",IF($I$74=\"Yes\",'Hourly Input'!CN21,\"\"))","v":""},{"$f":"IF(J$78=\"\",\"\",IF($I$74=\"Yes\",'Hourly Input'!CO21,\"\"))","v":""},{"$f":"IF(K$78=\"\",\"\",IF($I$74=\"Yes\",'Hourly Input'!CP21,\"\"))","v":""},{"$f":"IF(L$78=\"\",\"\",IF($I$74=\"Yes\",'Hourly Input'!CQ21,\"\"))","v":""},{"$f":"IF(M$78=\"\",\"\",IF($I$74=\"Yes\",'Hourly Input'!CR21,\"\"))","v":""},{"$f":"IF(N$78=\"\",\"\",IF($I$74=\"Yes\",'Hourly Input'!CS21,\"\"))","v":""},{"$f":"IF(O$78=\"\",\"\",IF($I$74=\"Yes\",'Hourly Input'!CT21,\"\"))","v":""},{"$f":"IF(P$78=\"\",\"\",IF($I$74=\"Yes\",'Hourly Input'!CU21,\"\"))","v":""},{"$f":"IFERROR(G80-L80,\"\")","v":""},{"$f":"IFERROR(H80-M80,\"\")","v":""},{"$f":"IFERROR(I80-N80,\"\")","v":""},{"$f":"IFERROR(J80-O80,\"\")","v":""},{"$f":"IFERROR(K80-P80,\"\")","v":""}]
[null,null,{"$error":"#DIV/0!"},null,"Exterior lighting","kW",{"$f":"IF(G$78=\"\",\"\",IF($I$74=\"Yes\",'Hourly Input'!CL22,\"\"))","v":""},{"$f":"IF(H$78=\"\",\"\",IF($I$74=\"Yes\",'Hourly Input'!CM22,\"\"))","v":""},{"$f":"IF(I$78=\"\",\"\",IF($I$74=\"Yes\",'Hourly Input'!CN22,\"\"))","v":""},{"$f":"IF(J$78=\"\",\"\",IF($I$74=\"Yes\",'Hourly Input'!CO22,\"\"))","v":""},{"$f":"IF(K$78=\"\",\"\",IF($I$74=\"Yes\",'Hourly Input'!CP22,\"\"))","v":""},{"$f":"IF(L$78=\"\",\"\",IF($I$74=\"Yes\",'Hourly Input'!CQ22,\"\"))","v":""},{"$f":"IF(M$78=\"\",\"\",IF($I$74=\"Yes\",'Hourly Input'!CR22,\"\"))","v":""},{"$f":"IF(N$78=\"\",\"\",IF($I$74=\"Yes\",'Hourly Input'!CS22,\"\"))","v":""},{"$f":"IF(O$78=\"\",\"\",IF($I$74=\"Yes\",'Hourly Input'!CT22,\"\"))","v":""},{"$f":"IF(P$78=\"\",\"\",IF($I$74=\"Yes\",'Hourly Input'!CU22,\"\"))","v":""},"","","","","",null,null,null,null,null,null,null,null,null,5,"End time",{"$f":"INDEX(Demand_Savings_Customization_ElecTable,$AE81,'Demand Savings Customization'!G$23)","v":24},{"$f":"INDEX(Demand_Savings_Customization_ElecTable,$AE81,'Demand Savings Customization'!H$23)","v":24},{"$f":"INDEX(Demand_Savings_Customization_ElecTable,$AE81,'Demand Savings Customization'!I$23)","v":24},{"$f":"INDEX(Demand_Savings_Customization_ElecTable,$AE81,'Demand Savings Customization'!J$23)","v":24},{"$f":"INDEX(Demand_Savings_Customization_ElecTable,$AE81,'Demand Savings Customization'!K$23)","v":24},null,{"$f":"IF(G$78=\"\",\"\",IF($I$74=\"Yes\",'Hourly Input'!CL22,\"\"))","v":""},{"$f":"IF(H$78=\"\",\"\",IF($I$74=\"Yes\",'Hourly Input'!CM22,\"\"))","v":""},{"$f":"IF(I$78=\"\",\"\",IF($I$74=\"Yes\",'Hourly Input'!CN22,\"\"))","v":""},{"$f":"IF(J$78=\"\",\"\",IF($I$74=\"Yes\",'Hourly Input'!CO22,\"\"))","v":""},{"$f":"IF(K$78=\"\",\"\",IF($I$74=\"Yes\",'Hourly Input'!CP22,\"\"))","v":""},{"$f":"IF(L$78=\"\",\"\",IF($I$74=\"Yes\",'Hourly Input'!CQ22,\"\"))","v":""},{"$f":"IF(M$78=\"\",\"\",IF($I$74=\"Yes\",'Hourly Input'!CR22,\"\"))","v":""},{"$f":"IF(N$78=\"\",\"\",IF($I$74=\"Yes\",'Hourly Input'!CS22,\"\"))","v":""},{"$f":"IF(O$78=\"\",\"\",IF($I$74=\"Yes\",'Hourly Input'!CT22,\"\"))","v":""},{"$f":"IF(P$78=\"\",\"\",IF($I$74=\"Yes\",'Hourly Input'!CU22,\"\"))","v":""},"","","","",""]
[null,null,{"$error":"#DIV/0!"},null,"Space heating","kW",{"$f":"IF(G$78=\"\",\"\",IF($I$74=\"Yes\",'Hourly Input'!CL23,\"\"))","v":""},{"$f":"IF(H$78=\"\",\"\",IF($I$74=\"Yes\",'Hourly Input'!CM23,\"\"))","v":""},{"$f":"IF(I$78=\"\",\"\",IF($I$74=\"Yes\",'Hourly Input'!CN23,\"\"))","v":""},{"$f":"IF(J$78=\"\",\"\",IF($I$74=\"Yes\",'Hourly Input'!CO23,\"\"))","v":""},{"$f":"IF(K$78=\"\",\"\",IF($I$74=\"Yes\",'Hourly Input'!CP23,\"\"))","v":""},{"$f":"IF(L$78=\"\",\"\",IF($I$74=\"Yes\",'Hourly Input'!CQ23,\"\"))","v":""},{"$f":"IF(M$78=\"\",\"\",IF($I$74=\"Yes\",'Hourly Input'!CR23,\"\"))","v":""},{"$f":"IF(N$78=\"\",\"\",IF($I$74=\"Yes\",'Hourly Input'!CS23,\"\"))","v":""},{"$f":"IF(O$78=\"\",\"\",IF($I$74=\"Yes\",'Hourly Input'!CT23,\"\"))","v":""},{"$f":"IF(P$78=\"\",\"\",IF($I$74=\"Yes\",'Hourly Input'!CU23,\"\"))","v":""},"","","","","",null,null,null,null,null,null,null,null,null,6,"Day type",{"$f":"INDEX(Demand_Savings_Customization_ElecTable,$AE82,'Demand Savings Customization'!G$23)","v":"All Days"},{"$f":"INDEX(Demand_Savings_Customization_ElecTable,$AE82,'Demand Savings Customization'!H$23)","v":"All Days"},{"$f":"INDEX(Demand_Savings_Customization_ElecTable,$AE82,'Demand Savings Customization'!I$23)","v":"All Days"},{"$f":"INDEX(Demand_Savings_Customization_ElecTable,$AE82,'Demand Savings Customization'!J$23)","v":"All Days"},{"$f":"INDEX(Demand_Savings_Customization_ElecTable,$AE82,'Demand Savings Customization'!K$23)","v":"All Days"},null,{"$f":"IF(G$78=\"\",\"\",IF($I$74=\"Yes\",'Hourly Input'!CL23,\"\"))","v":""},{"$f":"IF(H$78=\"\",\"\",IF($I$74=\"Yes\",'Hourly Input'!CM23,\"\"))","v":""},{"$f":"IF(I$78=\"\",\"\",IF($I$74=\"Yes\",'Hourly Input'!CN23,\"\"))","v":""},{"$f":"IF(J$78=\"\",\"\",IF($I$74=\"Yes\",'Hourly Input'!CO23,\"\"))","v":""},{"$f":"IF(K$78=\"\",\"\",IF($I$74=\"Yes\",'Hourly Input'!CP23,\"\"))","v":""},{"$f":"IF(L$78=\"\",\"\",IF($I$74=\"Yes\",'Hourly Input'!CQ23,\"\"))","v":""},{"$f":"IF(M$78=\"\",\"\",IF($I$74=\"Yes\",'Hourly Input'!CR23,\"\"))","v":""},{"$f":"IF(N$78=\"\",\"\",IF($I$74=\"Yes\",'Hourly Input'!CS23,\"\"))","v":""},{"$f":"IF(O$78=\"\",\"\",IF($I$74=\"Yes\",'Hourly Input'!CT23,\"\"))","v":""},{"$f":"IF(P$78=\"\",\"\",IF($I$74=\"Yes\",'Hourly Input'!CU23,\"\"))","v":""},"","","","",""]
[null,null,{"$error":"#DIV/0!"},null,"Heat pump supplemental heater","kW",{"$f":"IF(G$78=\"\",\"\",IF($I$74=\"Yes\",'Hourly Input'!CL24,\"\"))","v":""},{"$f":"IF(H$78=\"\",\"\",IF($I$74=\"Yes\",'Hourly Input'!CM24,\"\"))","v":""},{"$f":"IF(I$78=\"\",\"\",IF($I$74=\"Yes\",'Hourly Input'!CN24,\"\"))","v":""},{"$f":"IF(J$78=\"\",\"\",IF($I$74=\"Yes\",'Hourly Input'!CO24,\"\"))","v":""},{"$f":"IF(K$78=\"\",\"\",IF($I$74=\"Yes\",'Hourly Input'!CP24,\"\"))","v":""},{"$f":"IF(L$78=\"\",\"\",IF($I$74=\"Yes\",'Hourly Input'!CQ24,\"\"))","v":""},{"$f":"IF(M$78=\"\",\"\",IF($I$74=\"Yes\",'Hourly Input'!CR24,\"\"))","v":""},{"$f":"IF(N$78=\"\",\"\",IF($I$74=\"Yes\",'Hourly Input'!CS24,\"\"))","v":""},{"$f":"IF(O$78=\"\",\"\",IF($I$74=\"Yes\",'Hourly Input'!CT24,\"\"))","v":""},{"$f":"IF(P$78=\"\",\"\",IF($I$74=\"Yes\",'Hourly Input'!CU24,\"\"))","v":""},"","","","","",null,null,null,null,null,null,null,null,null,7,"Demand type",{"$f":"INDEX(Demand_Savings_Customization_ElecTable,$AE83,'Demand Savings Customization'!G$23)","v":"Electric"},{"$f":"INDEX(Demand_Savings_Customization_ElecTable,$AE83,'Demand Savings Customization'!H$23)","v":"Electric"},{"$f":"INDEX(Demand_Savings_Customization_ElecTable,$AE83,'Demand Savings Customization'!I$23)","v":"Electric"},{"$f":"INDEX(Demand_Savings_Customization_ElecTable,$AE83,'Demand Savings Customization'!J$23)","v":"Electric"},{"$f":"INDEX(Demand_Savings_Customization_ElecTable,$AE83,'Demand Savings Customization'!K$23)","v":"Electric"},null,{"$f":"IF(G$78=\"\",\"\",IF($I$74=\"Yes\",'Hourly Input'!CL24,\"\"))","v":""},{"$f":"IF(H$78=\"\",\"\",IF($I$74=\"Yes\",'Hourly Input'!CM24,\"\"))","v":""},{"$f":"IF(I$78=\"\",\"\",IF($I$74=\"Yes\",'Hourly Input'!CN24,\"\"))","v":""},{"$f":"IF(J$78=\"\",\"\",IF($I$74=\"Yes\",'Hourly Input'!CO24,\"\"))","v":""},{"$f":"IF(K$78=\"\",\"\",IF($I$74=\"Yes\",'Hourly Input'!CP24,\"\"))","v":""},{"$f":"IF(L$78=\"\",\"\",IF($I$74=\"Yes\",'Hourly Input'!CQ24,\"\"))","v":""},{"$f":"IF(M$78=\"\",\"\",IF($I$74=\"Yes\",'Hourly Input'!CR24,\"\"))","v":""},{"$f":"IF(N$78=\"\",\"\",IF($I$74=\"Yes\",'Hourly Input'!CS24,\"\"))","v":""},{"$f":"IF(O$78=\"\",\"\",IF($I$74=\"Yes\",'Hourly Input'!CT24,\"\"))","v":""},{"$f":"IF(P$78=\"\",\"\",IF($I$74=\"Yes\",'Hourly Input'!CU24,\"\"))","v":""},"","","","",""]
[null,null,{"$error":"#DIV/0!"},null,"Space cooling","kW",{"$f":"IF(G$78=\"\",\"\",IF($I$74=\"Yes\",'Hourly Input'!CL25,\"\"))","v":""},{"$f":"IF(H$78=\"\",\"\",IF($I$74=\"Yes\",'Hourly Input'!CM25,\"\"))","v":""},{"$f":"IF(I$78=\"\",\"\",IF($I$74=\"Yes\",'Hourly Input'!CN25,\"\"))","v":""},{"$f":"IF(J$78=\"\",\"\",IF($I$74=\"Yes\",'Hourly Input'!CO25,\"\"))","v":""},{"$f":"IF(K$78=\"\",\"\",IF($I$74=\"Yes\",'Hourly Input'!CP25,\"\"))","v":""},{"$f":"IF(L$78=\"\",\"\",IF($I$74=\"Yes\",'Hourly Input'!CQ25,\"\"))","v":""},{"$f":"IF(M$78=\"\",\"\",IF($I$74=\"Yes\",'Hourly Input'!CR25,\"\"))","v":""},{"$f":"IF(N$78=\"\",\"\",IF($I$74=\"Yes\",'Hourly Input'!CS25,\"\"))","v":""},{"$f":"IF(O$78=\"\",\"\",IF($I$74=\"Yes\",'Hourly Input'!CT25,\"\"))","v":""},{"$f":"IF(P$78=\"\",\"\",IF($I$74=\"Yes\",'Hourly Input'!CU25,\"\"))","v":""},"","","","","",null,null,null,null,null,null,null,null,null,null,null,null,null,null,null,null,null,{"$f":"IF(G$78=\"\",\"\",IF($I$74=\"Yes\",'Hourly Input'!CL25,\"\"))","v":""},{"$f":"IF(H$78=\"\",\"\",IF($I$74=\"Yes\",'Hourly Input'!CM25,\"\"))","v":""},{"$f":"IF(I$78=\"\",\"\",IF($I$74=\"Yes\",'Hourly Input'!CN25,\"\"))","v":""},{"$f":"IF(J$78=\"\",\"\",IF($I$74=\"Yes\",'Hourly Input'!CO25,\"\"))","v":""},{"$f":"IF(K$78=\"\",\"\",IF($I$74=\"Yes\",'Hourly Input'!CP25,\"\"))","v":""},{"$f":"IF(L$78=\"\",\"\",IF($I$74=\"Yes\",'Hourly Input'!CQ25,\"\"))","v":""},{"$f":"IF(M$78=\"\",\"\",IF($I$74=\"Yes\",'Hourly Input'!CR25,\"\"))","v":""},{"$f":"IF(N$78=\"\",\"\",IF($I$74=\"Yes\",'Hourly Input'!CS25,\"\"))","v":""},{"$f":"IF(O$78=\"\",\"\",IF($I$74=\"Yes\",'Hourly Input'!CT25,\"\"))","v":""},{"$f":"IF(P$78=\"\",\"\",IF($I$74=\"Yes\",'Hourly Input'!CU25,\"\"))","v":""},"","","","",""]
[null,null,{"$error":"#DIV/0!"},null,"Pumps","kW",{"$f":"IF(G$78=\"\",\"\",IF($I$74=\"Yes\",'Hourly Input'!CL26,\"\"))","v":""},{"$f":"IF(H$78=\"\",\"\",IF($I$74=\"Yes\",'Hourly Input'!CM26,\"\"))","v":""},{"$f":"IF(I$78=\"\",\"\",IF($I$74=\"Yes\",'Hourly Input'!CN26,\"\"))","v":""},{"$f":"IF(J$78=\"\",\"\",IF($I$74=\"Yes\",'Hourly Input'!CO26,\"\"))","v":""},{"$f":"IF(K$78=\"\",\"\",IF($I$74=\"Yes\",'Hourly Input'!CP26,\"\"))","v":""},{"$f":"IF(L$78=\"\",\"\",IF($I$74=\"Yes\",'Hourly Input'!CQ26,\"\"))","v":""},{"$f":"IF(M$78=\"\",\"\",IF($I$74=\"Yes\",'Hourly Input'!CR26,\"\"))","v":""},{"$f":"IF(N$78=\"\",\"\",IF($I$74=\"Yes\",'Hourly Input'!CS26,\"\"))","v":""},{"$f":"IF(O$78=\"\",\"\",IF($I$74=\"Yes\",'Hourly Input'!CT26,\"\"))","v":""},{"$f":"IF(P$78=\"\",\"\",IF($I$74=\"Yes\",'Hourly Input'!CU26,\"\"))","v":""},"","","","","",null,null,null,null,null,null,null,null,null,null,null,null,null,null,null,null,null,{"$f":"IF(G$78=\"\",\"\",IF($I$74=\"Yes\",'Hourly Input'!CL26,\"\"))","v":""},{"$f":"IF(H$78=\"\",\"\",IF($I$74=\"Yes\",'Hourly Input'!CM26,\"\"))","v":""},{"$f":"IF(I$78=\"\",\"\",IF($I$74=\"Yes\",'Hourly Input'!CN26,\"\"))","v":""},{"$f":"IF(J$78=\"\",\"\",IF($I$74=\"Yes\",'Hourly Input'!CO26,\"\"))","v":""},{"$f":"IF(K$78=\"\",\"\",IF($I$74=\"Yes\",'Hourly Input'!CP26,\"\"))","v":""},{"$f":"IF(L$78=\"\",\"\",IF($I$74=\"Yes\",'Hourly Input'!CQ26,\"\"))","v":""},{"$f":"IF(M$78=\"\",\"\",IF($I$74=\"Yes\",'Hourly Input'!CR26,\"\"))","v":""},{"$f":"IF(N$78=\"\",\"\",IF($I$74=\"Yes\",'Hourly Input'!CS26,\"\"))","v":""},{"$f":"IF(O$78=\"\",\"\",IF($I$74=\"Yes\",'Hourly Input'!CT26,\"\"))","v":""},{"$f":"IF(P$78=\"\",\"\",IF($I$74=\"Yes\",'Hourly Input'!CU26,\"\"))","v":""},"","","","",""]
[null,null,{"$error":"#DIV/0!"},null,"Heat rejection","kW",{"$f":"IF(G$78=\"\",\"\",IF($I$74=\"Yes\",'Hourly Input'!CL27,\"\"))","v":""},{"$f":"IF(H$78=\"\",\"\",IF($I$74=\"Yes\",'Hourly Input'!CM27,\"\"))","v":""},{"$f":"IF(I$78=\"\",\"\",IF($I$74=\"Yes\",'Hourly Input'!CN27,\"\"))","v":""},{"$f":"IF(J$78=\"\",\"\",IF($I$74=\"Yes\",'Hourly Input'!CO27,\"\"))","v":""},{"$f":"IF(K$78=\"\",\"\",IF($I$74=\"Yes\",'Hourly Input'!CP27,\"\"))","v":""},{"$f":"IF(L$78=\"\",\"\",IF($I$74=\"Yes\",'Hourly Input'!CQ27,\"\"))","v":""},{"$f":"IF(M$78=\"\",\"\",IF($I$74=\"Yes\",'Hourly Input'!CR27,\"\"))","v":""},{"$f":"IF(N$78=\"\",\"\",IF($I$74=\"Yes\",'Hourly Input'!CS27,\"\"))","v":""},{"$f":"IF(O$78=\"\",\"\",IF($I$74=\"Yes\",'Hourly Input'!CT27,\"\"))","v":""},{"$f":"IF(P$78=\"\",\"\",IF($I$74=\"Yes\",'Hourly Input'!CU27,\"\"))","v":""},"","","","","",null,null,null,null,null,null,null,null,null,null,null,null,null,null,null,null,null,{"$f":"IF(G$78=\"\",\"\",IF($I$74=\"Yes\",'Hourly Input'!CL27,\"\"))","v":""},{"$f":"IF(H$78=\"\",\"\",IF($I$74=\"Yes\",'Hourly Input'!CM27,\"\"))","v":""},{"$f":"IF(I$78=\"\",\"\",IF($I$74=\"Yes\",'Hourly Input'!CN27,\"\"))","v":""},{"$f":"IF(J$78=\"\",\"\",IF($I$74=\"Yes\",'Hourly Input'!CO27,\"\"))","v":""},{"$f":"IF(K$78=\"\",\"\",IF($I$74=\"Yes\",'Hourly Input'!CP27,\"\"))","v":""},{"$f":"IF(L$78=\"\",\"\",IF($I$74=\"Yes\",'Hourly Input'!CQ27,\"\"))","v":""},{"$f":"IF(M$78=\"\",\"\",IF($I$74=\"Yes\",'Hourly Input'!CR27,\"\"))","v":""},{"$f":"IF(N$78=\"\",\"\",IF($I$74=\"Yes\",'Hourly Input'!CS27,\"\"))","v":""},{"$f":"IF(O$78=\"\",\"\",IF($I$74=\"Yes\",'Hourly Input'!CT27,\"\"))","v":""},{"$f":"IF(P$78=\"\",\"\",IF($I$74=\"Yes\",'Hourly Input'!CU27,\"\"))","v":""},"","","","",""]
[null,null,{"$error":"#DIV/0!"},null,"Fans - interior ventilation","kW",{"$f":"IF(G$78=\"\",\"\",IF($I$74=\"Yes\",'Hourly Input'!CL28,\"\"))","v":""},{"$f":"IF(H$78=\"\",\"\",IF($I$74=\"Yes\",'Hourly Input'!CM28,\"\"))","v":""},{"$f":"IF(I$78=\"\",\"\",IF($I$74=\"Yes\",'Hourly Input'!CN28,\"\"))","v":""},{"$f":"IF(J$78=\"\",\"\",IF($I$74=\"Yes\",'Hourly Input'!CO28,\"\"))","v":""},{"$f":"IF(K$78=\"\",\"\",IF($I$74=\"Yes\",'Hourly Input'!CP28,\"\"))","v":""},{"$f":"IF(L$78=\"\",\"\",IF($I$74=\"Yes\",'Hourly Input'!CQ28,\"\"))","v":""},{"$f":"IF(M$78=\"\",\"\",IF($I$74=\"Yes\",'Hourly Input'!CR28,\"\"))","v":""},{"$f":"IF(N$78=\"\",\"\",IF($I$74=\"Yes\",'Hourly Input'!CS28,\"\"))","v":""},{"$f":"IF(O$78=\"\",\"\",IF($I$74=\"Yes\",'Hourly Input'!CT28,\"\"))","v":""},{"$f":"IF(P$78=\"\",\"\",IF($I$74=\"Yes\",'Hourly Input'!CU28,\"\"))","v":""},"","","","","",null,null,null,null,null,null,null,null,null,null,null,null,null,null,null,null,null,{"$f":"IF(G$78=\"\",\"\",IF($I$74=\"Yes\",'Hourly Input'!CL28,\"\"))","v":""},{"$f":"IF(H$78=\"\",\"\",IF($I$74=\"Yes\",'Hourly Input'!CM28,\"\"))","v":""},{"$f":"IF(I$78=\"\",\"\",IF($I$74=\"Yes\",'Hourly Input'!CN28,\"\"))","v":""},{"$f":"IF(J$78=\"\",\"\",IF($I$74=\"Yes\",'Hourly Input'!CO28,\"\"))","v":""},{"$f":"IF(K$78=\"\",\"\",IF($I$74=\"Yes\",'Hourly Input'!CP28,\"\"))","v":""},{"$f":"IF(L$78=\"\",\"\",IF($I$74=\"Yes\",'Hourly Input'!CQ28,\"\"))","v":""},{"$f":"IF(M$78=\"\",\"\",IF($I$74=\"Yes\",'Hourly Input'!CR28,\"\"))","v":""},{"$f":"IF(N$78=\"\",\"\",IF($I$74=\"Yes\",'Hourly Input'!CS28,\"\"))","v":""},{"$f":"IF(O$78=\"\",\"\",IF($I$74=\"Yes\",'Hourly Input'!CT28,\"\"))","v":""},{"$f":"IF(P$78=\"\",\"\",IF($I$74=\"Yes\",'Hourly Input'!CU28,\"\"))","v":""},"","","","",""]
[null,null,{"$error":"#DIV/0!"},null,"Fans - parking garage","kW",{"$f":"IF(G$78=\"\",\"\",IF($I$74=\"Yes\",'Hourly Input'!CL29,\"\"))","v":""},{"$f":"IF(H$78=\"\",\"\",IF($I$74=\"Yes\",'Hourly Input'!CM29,\"\"))","v":""},{"$f":"IF(I$78=\"\",\"\",IF($I$74=\"Yes\",'Hourly Input'!CN29,\"\"))","v":""},{"$f":"IF(J$78=\"\",\"\",IF($I$74=\"Yes\",'Hourly Input'!CO29,\"\"))","v":""},{"$f":"IF(K$78=\"\",\"\",IF($I$74=\"Yes\",'Hourly Input'!CP29,\"\"))","v":""},{"$f":"IF(L$78=\"\",\"\",IF($I$74=\"Yes\",'Hourly Input'!CQ29,\"\"))","v":""},{"$f":"IF(M$78=\"\",\"\",IF($I$74=\"Yes\",'Hourly Input'!CR29,\"\"))","v":""},{"$f":"IF(N$78=\"\",\"\",IF($I$74=\"Yes\",'Hourly Input'!CS29,\"\"))","v":""},{"$f":"IF(O$78=\"\",\"\",IF($I$74=\"Yes\",'Hourly Input'!CT29,\"\"))","v":""},{"$f":"IF(P$78=\"\",\"\",IF($I$74=\"Yes\",'Hourly Input'!CU29,\"\"))","v":""},"","","","","",null,null,null,null,null,null,null,null,null,null,null,null,null,null,null,null,null,{"$f":"IF(G$78=\"\",\"\",IF($I$74=\"Yes\",'Hourly Input'!CL29,\"\"))","v":""},{"$f":"IF(H$78=\"\",\"\",IF($I$74=\"Yes\",'Hourly Input'!CM29,\"\"))","v":""},{"$f":"IF(I$78=\"\",\"\",IF($I$74=\"Yes\",'Hourly Input'!CN29,\"\"))","v":""},{"$f":"IF(J$78=\"\",\"\",IF($I$74=\"Yes\",'Hourly Input'!CO29,\"\"))","v":""},{"$f":"IF(K$78=\"\",\"\",IF($I$74=\"Yes\",'Hourly Input'!CP29,\"\"))","v":""},{"$f":"IF(L$78=\"\",\"\",IF($I$74=\"Yes\",'Hourly Input'!CQ29,\"\"))","v":""},{"$f":"IF(M$78=\"\",\"\",IF($I$74=\"Yes\",'Hourly Input'!CR29,\"\"))","v":""},{"$f":"IF(N$78=\"\",\"\",IF($I$74=\"Yes\",'Hourly Input'!CS29,\"\"))","v":""},{"$f":"IF(O$78=\"\",\"\",IF($I$74=\"Yes\",'Hourly Input'!CT29,\"\"))","v":""},{"$f":"IF(P$78=\"\",\"\",IF($I$74=\"Yes\",'Hourly Input'!CU29,\"\"))","v":""},"","","","",""]
[null,null,{"$error":"#DIV/0!"},null,"Service water heating","kW",{"$f":"IF(G$78=\"\",\"\",IF($I$74=\"Yes\",'Hourly Input'!CL30,\"\"))","v":""},{"$f":"IF(H$78=\"\",\"\",IF($I$74=\"Yes\",'Hourly Input'!CM30,\"\"))","v":""},{"$f":"IF(I$78=\"\",\"\",IF($I$74=\"Yes\",'Hourly Input'!CN30,\"\"))","v":""},{"$f":"IF(J$78=\"\",\"\",IF($I$74=\"Yes\",'Hourly Input'!CO30,\"\"))","v":""},{"$f":"IF(K$78=\"\",\"\",IF($I$74=\"Yes\",'Hourly Input'!CP30,\"\"))","v":""},{"$f":"IF(L$78=\"\",\"\",IF($I$74=\"Yes\",'Hourly Input'!CQ30,\"\"))","v":""},{"$f":"IF(M$78=\"\",\"\",IF($I$74=\"Yes\",'Hourly Input'!CR30,\"\"))","v":""},{"$f":"IF(N$78=\"\",\"\",IF($I$74=\"Yes\",'Hourly Input'!CS30,\"\"))","v":""},{"$f":"IF(O$78=\"\",\"\",IF($I$74=\"Yes\",'Hourly Input'!CT30,\"\"))","v":""},{"$f":"IF(P$78=\"\",\"\",IF($I$74=\"Yes\",'Hourly Input'!CU30,\"\"))","v":""},"","","","","",null,null,null,null,null,null,null,null,null,null,null,null,null,null,null,null,null,{"$f":"IF(G$78=\"\",\"\",IF($I$74=\"Yes\",'Hourly Input'!CL30,\"\"))","v":""},{"$f":"IF(H$78=\"\",\"\",IF($I$74=\"Yes\",'Hourly Input'!CM30,\"\"))","v":""},{"$f":"IF(I$78=\"\",\"\",IF($I$74=\"Yes\",'Hourly Input'!CN30,\"\"))","v":""},{"$f":"IF(J$78=\"\",\"\",IF($I$74=\"Yes\",'Hourly Input'!CO30,\"\"))","v":""},{"$f":"IF(K$78=\"\",\"\",IF($I$74=\"Yes\",'Hourly Input'!CP30,\"\"))","v":""},{"$f":"IF(L$78=\"\",\"\",IF($I$74=\"Yes\",'Hourly Input'!CQ30,\"\"))","v":""},{"$f":"IF(M$78=\"\",\"\",IF($I$74=\"Yes\",'Hourly Input'!CR30,\"\"))","v":""},{"$f":"IF(N$78=\"\",\"\",IF($I$74=\"Yes\",'Hourly Input'!CS30,\"\"))","v":""},{"$f":"IF(O$78=\"\",\"\",IF($I$74=\"Yes\",'Hourly Input'!CT30,\"\"))","v":""},{"$f":"IF(P$78=\"\",\"\",IF($I$74=\"Yes\",'Hourly Input'!CU30,\"\"))","v":""},"","","","",""]
[null,null,{"$error":"#DIV/0!"},null,"Misc equipment","kW",{"$f":"IF(G$78=\"\",\"\",IF($I$74=\"Yes\",'Hourly Input'!CL31,\"\"))","v":""},{"$f":"IF(H$78=\"\",\"\",IF($I$74=\"Yes\",'Hourly Input'!CM31,\"\"))","v":""},{"$f":"IF(I$78=\"\",\"\",IF($I$74=\"Yes\",'Hourly Input'!CN31,\"\"))","v":""},{"$f":"IF(J$78=\"\",\"\",IF($I$74=\"Yes\",'Hourly Input'!CO31,\"\"))","v":""},{"$f":"IF(K$78=\"\",\"\",IF($I$74=\"Yes\",'Hourly Input'!CP31,\"\"))","v":""},{"$f":"IF(L$78=\"\",\"\",IF($I$74=\"Yes\",'Hourly Input'!CQ31,\"\"))","v":""},{"$f":"IF(M$78=\"\",\"\",IF($I$74=\"Yes\",'Hourly Input'!CR31,\"\"))","v":""},{"$f":"IF(N$78=\"\",\"\",IF($I$74=\"Yes\",'Hourly Input'!CS31,\"\"))","v":""},{"$f":"IF(O$78=\"\",\"\",IF($I$74=\"Yes\",'Hourly Input'!CT31,\"\"))","v":""},{"$f":"IF(P$78=\"\",\"\",IF($I$74=\"Yes\",'Hourly Input'!CU31,\"\"))","v":""},"","","","","",null,null,null,null,null,null,null,null,null,null,null,null,null,null,null,null,null,{"$f":"IF(G$78=\"\",\"\",IF($I$74=\"Yes\",'Hourly Input'!CL31,\"\"))","v":""},{"$f":"IF(H$78=\"\",\"\",IF($I$74=\"Yes\",'Hourly Input'!CM31,\"\"))","v":""},{"$f":"IF(I$78=\"\",\"\",IF($I$74=\"Yes\",'Hourly Input'!CN31,\"\"))","v":""},{"$f":"IF(J$78=\"\",\"\",IF($I$74=\"Yes\",'Hourly Input'!CO31,\"\"))","v":""},{"$f":"IF(K$78=\"\",\"\",IF($I$74=\"Yes\",'Hourly Input'!CP31,\"\"))","v":""},{"$f":"IF(L$78=\"\",\"\",IF($I$74=\"Yes\",'Hourly Input'!CQ31,\"\"))","v":""},{"$f":"IF(M$78=\"\",\"\",IF($I$74=\"Yes\",'Hourly Input'!CR31,\"\"))","v":""},{"$f":"IF(N$78=\"\",\"\",IF($I$74=\"Yes\",'Hourly Input'!CS31,\"\"))","v":""},{"$f":"IF(O$78=\"\",\"\",IF($I$74=\"Yes\",'Hourly Input'!CT31,\"\"))","v":""},{"$f":"IF(P$78=\"\",\"\",IF($I$74=\"Yes\",'Hourly Input'!CU31,\"\"))","v":""},"","","","",""]
[null,null,{"$error":"#DIV/0!"},null,"Industrial process","kW",{"$f":"IF(G$78=\"\",\"\",IF($I$74=\"Yes\",'Hourly Input'!CL32,\"\"))","v":""},{"$f":"IF(H$78=\"\",\"\",IF($I$74=\"Yes\",'Hourly Input'!CM32,\"\"))","v":""},{"$f":"IF(I$78=\"\",\"\",IF($I$74=\"Yes\",'Hourly Input'!CN32,\"\"))","v":""},{"$f":"IF(J$78=\"\",\"\",IF($I$74=\"Yes\",'Hourly Input'!CO32,\"\"))","v":""},{"$f":"IF(K$78=\"\",\"\",IF($I$74=\"Yes\",'Hourly Input'!CP32,\"\"))","v":""},{"$f":"IF(L$78=\"\",\"\",IF($I$74=\"Yes\",'Hourly Input'!CQ32,\"\"))","v":""},{"$f":"IF(M$78=\"\",\"\",IF($I$74=\"Yes\",'Hourly Input'!CR32,\"\"))","v":""},{"$f":"IF(N$78=\"\",\"\",IF($I$74=\"Yes\",'Hourly Input'!CS32,\"\"))","v":""},{"$f":"IF(O$78=\"\",\"\",IF($I$74=\"Yes\",'Hourly Input'!CT32,\"\"))","v":""},{"$f":"IF(P$78=\"\",\"\",IF($I$74=\"Yes\",'Hourly Input'!CU32,\"\"))","v":""},"","","","","",null,null,null,null,null,null,null,null,null,null,null,null,null,null,null,null,null,{"$f":"IF(G$78=\"\",\"\",IF($I$74=\"Yes\",'Hourly Input'!CL32,\"\"))","v":""},{"$f":"IF(H$78=\"\",\"\",IF($I$74=\"Yes\",'Hourly Input'!CM32,\"\"))","v":""},{"$f":"IF(I$78=\"\",\"\",IF($I$74=\"Yes\",'Hourly Input'!CN32,\"\"))","v":""},{"$f":"IF(J$78=\"\",\"\",IF($I$74=\"Yes\",'Hourly Input'!CO32,\"\"))","v":""},{"$f":"IF(K$78=\"\",\"\",IF($I$74=\"Yes\",'Hourly Input'!CP32,\"\"))","v":""},{"$f":"IF(L$78=\"\",\"\",IF($I$74=\"Yes\",'Hourly Input'!CQ32,\"\"))","v":""},{"$f":"IF(M$78=\"\",\"\",IF($I$74=\"Yes\",'Hourly Input'!CR32,\"\"))","v":""},{"$f":"IF(N$78=\"\",\"\",IF($I$74=\"Yes\",'Hourly Input'!CS32,\"\"))","v":""},{"$f":"IF(O$78=\"\",\"\",IF($I$74=\"Yes\",'Hourly Input'!CT32,\"\"))","v":""},{"$f":"IF(P$78=\"\",\"\",IF($I$74=\"Yes\",'Hourly Input'!CU32,\"\"))","v":""},"","","","",""]
[null,null,{"$error":"#DIV/0!"},null,"Refrigeration equipment (regulated)","kW",{"$f":"IF(G$78=\"\",\"\",IF($I$74=\"Yes\",'Hourly Input'!CL33,\"\"))","v":""},{"$f":"IF(H$78=\"\",\"\",IF($I$74=\"Yes\",'Hourly Input'!CM33,\"\"))","v":""},{"$f":"IF(I$78=\"\",\"\",IF($I$74=\"Yes\",'Hourly Input'!CN33,\"\"))","v":""},{"$f":"IF(J$78=\"\",\"\",IF($I$74=\"Yes\",'Hourly Input'!CO33,\"\"))","v":""},{"$f":"IF(K$78=\"\",\"\",IF($I$74=\"Yes\",'Hourly Input'!CP33,\"\"))","v":""},{"$f":"IF(L$78=\"\",\"\",IF($I$74=\"Yes\",'Hourly Input'!CQ33,\"\"))","v":""},{"$f":"IF(M$78=\"\",\"\",IF($I$74=\"Yes\",'Hourly Input'!CR33,\"\"))","v":""},{"$f":"IF(N$78=\"\",\"\",IF($I$74=\"Yes\",'Hourly Input'!CS33,\"\"))","v":""},{"$f":"IF(O$78=\"\",\"\",IF($I$74=\"Yes\",'Hourly Input'!CT33,\"\"))","v":""},{"$f":"IF(P$78=\"\",\"\",IF($I$74=\"Yes\",'Hourly Input'!CU33,\"\"))","v":""},"","","","","",null,null,null,null,null,null,null,null,null,null,null,null,null,null,null,null,null,{"$f":"IF(G$78=\"\",\"\",IF($I$74=\"Yes\",'Hourly Input'!CL33,\"\"))","v":""},{"$f":"IF(H$78=\"\",\"\",IF($I$74=\"Yes\",'Hourly Input'!CM33,\"\"))","v":""},{"$f":"IF(I$78=\"\",\"\",IF($I$74=\"Yes\",'Hourly Input'!CN33,\"\"))","v":""},{"$f":"IF(J$78=\"\",\"\",IF($I$74=\"Yes\",'Hourly Input'!CO33,\"\"))","v":""},{"$f":"IF(K$78=\"\",\"\",IF($I$74=\"Yes\",'Hourly Input'!CP33,\"\"))","v":""},{"$f":"IF(L$78=\"\",\"\",IF($I$74=\"Yes\",'Hourly Input'!CQ33,\"\"))","v":""},{"$f":"IF(M$78=\"\",\"\",IF($I$74=\"Yes\",'Hourly Input'!CR33,\"\"))","v":""},{"$f":"IF(N$78=\"\",\"\",IF($I$74=\"Yes\",'Hourly Input'!CS33,\"\"))","v":""},{"$f":"IF(O$78=\"\",\"\",IF($I$74=\"Yes\",'Hourly Input'!CT33,\"\"))","v":""},{"$f":"IF(P$78=\"\",\"\",IF($I$74=\"Yes\",'Hourly Input'!CU33,\"\"))","v":""},"","","","",""]
[null,null,{"$error":"#DIV/0!"},null,"Refrigeration equipment (unregulated)","kW",{"$f":"IF(G$78=\"\",\"\",IF($I$74=\"Yes\",'Hourly Input'!CL34,\"\"))","v":""},{"$f":"IF(H$78=\"\",\"\",IF($I$74=\"Yes\",'Hourly Input'!CM34,\"\"))","v":""},{"$f":"IF(I$78=\"\",\"\",IF($I$74=\"Yes\",'Hourly Input'!CN34,\"\"))","v":""},{"$f":"IF(J$78=\"\",\"\",IF($I$74=\"Yes\",'Hourly Input'!CO34,\"\"))","v":""},{"$f":"IF(K$78=\"\",\"\",IF($I$74=\"Yes\",'Hourly Input'!CP34,\"\"))","v":""},{"$f":"IF(L$78=\"\",\"\",IF($I$74=\"Yes\",'Hourly Input'!CQ34,\"\"))","v":""},{"$f":"IF(M$78=\"\",\"\",IF($I$74=\"Yes\",'Hourly Input'!CR34,\"\"))","v":""},{"$f":"IF(N$78=\"\",\"\",IF($I$74=\"Yes\",'Hourly Input'!CS34,\"\"))","v":""},{"$f":"IF(O$78=\"\",\"\",IF($I$74=\"Yes\",'Hourly Input'!CT34,\"\"))","v":""},{"$f":"IF(P$78=\"\",\"\",IF($I$74=\"Yes\",'Hourly Input'!CU34,\"\"))","v":""},"","","","","",null,null,null,null,null,null,null,null,null,null,null,null,null,null,null,null,null,{"$f":"IF(G$78=\"\",\"\",IF($I$74=\"Yes\",'Hourly Input'!CL34,\"\"))","v":""},{"$f":"IF(H$78=\"\",\"\",IF($I$74=\"Yes\",'Hourly Input'!CM34,\"\"))","v":""},{"$f":"IF(I$78=\"\",\"\",IF($I$74=\"Yes\",'Hourly Input'!CN34,\"\"))","v":""},{"$f":"IF(J$78=\"\",\"\",IF($I$74=\"Yes\",'Hourly Input'!CO34,\"\"))","v":""},{"$f":"IF(K$78=\"\",\"\",IF($I$74=\"Yes\",'Hourly Input'!CP34,\"\"))","v":""},{"$f":"IF(L$78=\"\",\"\",IF($I$74=\"Yes\",'Hourly Input'!CQ34,\"\"))","v":""},{"$f":"IF(M$78=\"\",\"\",IF($I$74=\"Yes\",'Hourly Input'!CR34,\"\"))","v":""},{"$f":"IF(N$78=\"\",\"\",IF($I$74=\"Yes\",'Hourly Input'!CS34,\"\"))","v":""},{"$f":"IF(O$78=\"\",\"\",IF($I$74=\"Yes\",'Hourly Input'!CT34,\"\"))","v":""},{"$f":"IF(P$78=\"\",\"\",IF($I$74=\"Yes\",'Hourly Input'!CU34,\"\"))","v":""},"","","","",""]
[null,null,{"$error":"#DIV/0!"},null,"Elevators and escalators","kW",{"$f":"IF(G$78=\"\",\"\",IF($I$74=\"Yes\",'Hourly Input'!CL35,\"\"))","v":""},{"$f":"IF(H$78=\"\",\"\",IF($I$74=\"Yes\",'Hourly Input'!CM35,\"\"))","v":""},{"$f":"IF(I$78=\"\",\"\",IF($I$74=\"Yes\",'Hourly Input'!CN35,\"\"))","v":""},{"$f":"IF(J$78=\"\",\"\",IF($I$74=\"Yes\",'Hourly Input'!CO35,\"\"))","v":""},{"$f":"IF(K$78=\"\",\"\",IF($I$74=\"Yes\",'Hourly Input'!CP35,\"\"))","v":""},{"$f":"IF(L$78=\"\",\"\",IF($I$74=\"Yes\",'Hourly Input'!CQ35,\"\"))","v":""},{"$f":"IF(M$78=\"\",\"\",IF($I$74=\"Yes\",'Hourly Input'!CR35,\"\"))","v":""},{"$f":"IF(N$78=\"\",\"\",IF($I$74=\"Yes\",'Hourly Input'!CS35,\"\"))","v":""},{"$f":"IF(O$78=\"\",\"\",IF($I$74=\"Yes\",'Hourly Input'!CT35,\"\"))","v":""},{"$f":"IF(P$78=\"\",\"\",IF($I$74=\"Yes\",'Hourly Input'!CU35,\"\"))","v":""},"","","","","",null,null,null,null,null,null,null,null,null,null,null,null,null,null,null,null,null,{"$f":"IF(G$78=\"\",\"\",IF($I$74=\"Yes\",'Hourly Input'!CL35,\"\"))","v":""},{"$f":"IF(H$78=\"\",\"\",IF($I$74=\"Yes\",'Hourly Input'!CM35,\"\"))","v":""},{"$f":"IF(I$78=\"\",\"\",IF($I$74=\"Yes\",'Hourly Input'!CN35,\"\"))","v":""},{"$f":"IF(J$78=\"\",\"\",IF($I$74=\"Yes\",'Hourly Input'!CO35,\"\"))","v":""},{"$f":"IF(K$78=\"\",\"\",IF($I$74=\"Yes\",'Hourly Input'!CP35,\"\"))","v":""},{"$f":"IF(L$78=\"\",\"\",IF($I$74=\"Yes\",'Hourly Input'!CQ35,\"\"))","v":""},{"$f":"IF(M$78=\"\",\"\",IF($I$74=\"Yes\",'Hourly Input'!CR35,\"\"))","v":""},{"$f":"IF(N$78=\"\",\"\",IF($I$74=\"Yes\",'Hourly Input'!CS35,\"\"))","v":""},{"$f":"IF(O$78=\"\",\"\",IF($I$74=\"Yes\",'Hourly Input'!CT35,\"\"))","v":""},{"$f":"IF(P$78=\"\",\"\",IF($I$74=\"Yes\",'Hourly Input'!CU35,\"\"))","v":""},"","","","",""]
[null,null,{"$error":"#DIV/0!"},null,"Other regulated","kW",{"$f":"IF(G$78=\"\",\"\",IF($I$74=\"Yes\",'Hourly Input'!CL36,\"\"))","v":""},{"$f":"IF(H$78=\"\",\"\",IF($I$74=\"Yes\",'Hourly Input'!CM36,\"\"))","v":""},{"$f":"IF(I$78=\"\",\"\",IF($I$74=\"Yes\",'Hourly Input'!CN36,\"\"))","v":""},{"$f":"IF(J$78=\"\",\"\",IF($I$74=\"Yes\",'Hourly Input'!CO36,\"\"))","v":""},{"$f":"IF(K$78=\"\",\"\",IF($I$74=\"Yes\",'Hourly Input'!CP36,\"\"))","v":""},{"$f":"IF(L$78=\"\",\"\",IF($I$74=\"Yes\",'Hourly Input'!CQ36,\"\"))","v":""},{"$f":"IF(M$78=\"\",\"\",IF($I$74=\"Yes\",'Hourly Input'!CR36,\"\"))","v":""},{"$f":"IF(N$78=\"\",\"\",IF($I$74=\"Yes\",'Hourly Input'!CS36,\"\"))","v":""},{"$f":"IF(O$78=\"\",\"\",IF($I$74=\"Yes\",'Hourly Input'!CT36,\"\"))","v":""},{"$f":"IF(P$78=\"\",\"\",IF($I$74=\"Yes\",'Hourly Input'!CU36,\"\"))","v":""},"","","","","",null,null,null,null,null,null,null,null,null,null,null,null,null,null,null,null,null,{"$f":"IF(G$78=\"\",\"\",IF($I$74=\"Yes\",'Hourly Input'!CL36,\"\"))","v":""},{"$f":"IF(H$78=\"\",\"\",IF($I$74=\"Yes\",'Hourly Input'!CM36,\"\"))","v":""},{"$f":"IF(I$78=\"\",\"\",IF($I$74=\"Yes\",'Hourly Input'!CN36,\"\"))","v":""},{"$f":"IF(J$78=\"\",\"\",IF($I$74=\"Yes\",'Hourly Input'!CO36,\"\"))","v":""},{"$f":"IF(K$78=\"\",\"\",IF($I$74=\"Yes\",'Hourly Input'!CP36,\"\"))","v":""},{"$f":"IF(L$78=\"\",\"\",IF($I$74=\"Yes\",'Hourly Input'!CQ36,\"\"))","v":""},{"$f":"IF(M$78=\"\",\"\",IF($I$74=\"Yes\",'Hourly Input'!CR36,\"\"))","v":""},{"$f":"IF(N$78=\"\",\"\",IF($I$74=\"Yes\",'Hourly Input'!CS36,\"\"))","v":""},{"$f":"IF(O$78=\"\",\"\",IF($I$74=\"Yes\",'Hourly Input'!CT36,\"\"))","v":""},{"$f":"IF(P$78=\"\",\"\",IF($I$74=\"Yes\",'Hourly Input'!CU36,\"\"))","v":""},"","","","",""]
[null,null,{"$error":"#DIV/0!"},null,"Other unregulated","kW",{"$f":"IF(G$78=\"\",\"\",IF($I$74=\"Yes\",'Hourly Input'!CL37,\"\"))","v":""},{"$f":"IF(H$78=\"\",\"\",IF($I$74=\"Yes\",'Hourly Input'!CM37,\"\"))","v":""},{"$f":"IF(I$78=\"\",\"\",IF($I$74=\"Yes\",'Hourly Input'!CN37,\"\"))","v":""},{"$f":"IF(J$78=\"\",\"\",IF($I$74=\"Yes\",'Hourly Input'!CO37,\"\"))","v":""},{"$f":"IF(K$78=\"\",\"\",IF($I$74=\"Yes\",'Hourly Input'!CP37,\"\"))","v":""},{"$f":"IF(L$78=\"\",\"\",IF($I$74=\"Yes\",'Hourly Input'!CQ37,\"\"))","v":""},{"$f":"IF(M$78=\"\",\"\",IF($I$74=\"Yes\",'Hourly Input'!CR37,\"\"))","v":""},{"$f":"IF(N$78=\"\",\"\",IF($I$74=\"Yes\",'Hourly Input'!CS37,\"\"))","v":""},{"$f":"IF(O$78=\"\",\"\",IF($I$74=\"Yes\",'Hourly Input'!CT37,\"\"))","v":""},{"$f":"IF(P$78=\"\",\"\",IF($I$74=\"Yes\",'Hourly Input'!CU37,\"\"))","v":""},"","","","","",null,null,null,null,null,null,null,null,null,null,null,null,null,null,null,null,null,{"$f":"IF(G$78=\"\",\"\",IF($I$74=\"Yes\",'Hourly Input'!CL37,\"\"))","v":""},{"$f":"IF(H$78=\"\",\"\",IF($I$74=\"Yes\",'Hourly Input'!CM37,\"\"))","v":""},{"$f":"IF(I$78=\"\",\"\",IF($I$74=\"Yes\",'Hourly Input'!CN37,\"\"))","v":""},{"$f":"IF(J$78=\"\",\"\",IF($I$74=\"Yes\",'Hourly Input'!CO37,\"\"))","v":""},{"$f":"IF(K$78=\"\",\"\",IF($I$74=\"Yes\",'Hourly Input'!CP37,\"\"))","v":""},{"$f":"IF(L$78=\"\",\"\",IF($I$74=\"Yes\",'Hourly Input'!CQ37,\"\"))","v":""},{"$f":"IF(M$78=\"\",\"\",IF($I$74=\"Yes\",'Hourly Input'!CR37,\"\"))","v":""},{"$f":"IF(N$78=\"\",\"\",IF($I$74=\"Yes\",'Hourly Input'!CS37,\"\"))","v":""},{"$f":"IF(O$78=\"\",\"\",IF($I$74=\"Yes\",'Hourly Input'!CT37,\"\"))","v":""},{"$f":"IF(P$78=\"\",\"\",IF($I$74=\"Yes\",'Hourly Input'!CU37,\"\"))","v":""},"","","","",""]
[null,null,{"$f":"IF(Lists_Modeling_Protocol=\"Section 11\",1,5/0)","v":{"$error":"#DIV/0!"}},null,"Whole building","kW",{"$f":"IF(G$78=\"\",\"-\",IF(AND($I$75=\"No\",$I$74=\"No\"),\"\",IF($I$75=\"Yes\",SUM(G79:G96),IF($I$74=\"Yes\",'Hourly Input'!CL38,\"\"))))","v":""},{"$f":"IF(H$78=\"\",\"-\",IF(AND($I$75=\"No\",$I$74=\"No\"),\"\",IF($I$75=\"Yes\",SUM(H79:H96),IF($I$74=\"Yes\",'Hourly Input'!CM38,\"\"))))","v":""},{"$f":"IF(I$78=\"\",\"-\",IF(AND($I$75=\"No\",$I$74=\"No\"),\"\",IF($I$75=\"Yes\",SUM(I79:I96),IF($I$74=\"Yes\",'Hourly Input'!CN38,\"\"))))","v":""},{"$f":"IF(J$78=\"\",\"-\",IF(AND($I$75=\"No\",$I$74=\"No\"),\"\",IF($I$75=\"Yes\",SUM(J79:J96),IF($I$74=\"Yes\",'Hourly Input'!CO38,\"\"))))","v":""},{"$f":"IF(K$78=\"\",\"-\",IF(AND($I$75=\"No\",$I$74=\"No\"),\"\",IF($I$75=\"Yes\",SUM(K79:K96),IF($I$74=\"Yes\",'Hourly Input'!CP38,\"\"))))","v":""},{"$f":"IF(L$78=\"\",\"-\",IF(AND($I$75=\"No\",$I$74=\"No\"),\"\",IF($I$75=\"Yes\",SUM(L79:L96),IF($I$74=\"Yes\",'Hourly Input'!CQ38,\"\"))))","v":""},{"$f":"IF(M$78=\"\",\"-\",IF(AND($I$75=\"No\",$I$74=\"No\"),\"\",IF($I$75=\"Yes\",SUM(M79:M96),IF($I$74=\"Yes\",'Hourly Input'!CR38,\"\"))))","v":""},{"$f":"IF(N$78=\"\",\"-\",IF(AND($I$75=\"No\",$I$74=\"No\"),\"\",IF($I$75=\"Yes\",SUM(N79:N96),IF($I$74=\"Yes\",'Hourly Input'!CS38,\"\"))))","v":""},{"$f":"IF(O$78=\"\",\"-\",IF(AND($I$75=\"No\",$I$74=\"No\"),\"\",IF($I$75=\"Yes\",SUM(O79:O96),IF($I$74=\"Yes\",'Hourly Input'!CT38,\"\"))))","v":""},{"$f":"IF(P$78=\"\",\"-\",IF(AND($I$75=\"No\",$I$74=\"No\"),\"\",IF($I$75=\"Yes\",SUM(P79:P96),IF($I$74=\"Yes\",'Hourly Input'!CU38,\"\"))))","v":""},{"$f":"IF(Q$78=\"\",\"-\",IFERROR(G97-L97,\"\"))","v":""},{"$f":"IF(R$78=\"\",\"-\",IFERROR(H97-M97,\"\"))","v":""},"","","",null,null,null,null,null,null,null,null,null,null,null,null,null,null,null,null,null,{"$f":"IF(G$78=\"\",\"-\",IF(AND($I$75=\"No\",$I$74=\"No\"),\"\",IF($I$75=\"Yes\",SUM(G79:G96),IF($I$74=\"Yes\",'Hourly Input'!CL38,\"\"))))","v":""},{"$f":"IF(H$78=\"\",\"-\",IF(AND($I$75=\"No\",$I$74=\"No\"),\"\",IF($I$75=\"Yes\",SUM(H79:H96),IF($I$74=\"Yes\",'Hourly Input'!CM38,\"\"))))","v":""},{"$f":"IF(I$78=\"\",\"-\",IF(AND($I$75=\"No\",$I$74=\"No\"),\"\",IF($I$75=\"Yes\",SUM(I79:I96),IF($I$74=\"Yes\",'Hourly Input'!CN38,\"\"))))","v":""},{"$f":"IF(J$78=\"\",\"-\",IF(AND($I$75=\"No\",$I$74=\"No\"),\"\",IF($I$75=\"Yes\",SUM(J79:J96),IF($I$74=\"Yes\",'Hourly Input'!CO38,\"\"))))","v":""},{"$f":"IF(K$78=\"\",\"-\",IF(AND($I$75=\"No\",$I$74=\"No\"),\"\",IF($I$75=\"Yes\",SUM(K79:K96),IF($I$74=\"Yes\",'Hourly Input'!CP38,\"\"))))","v":""},{"$f":"IF(L$78=\"\",\"-\",IF(AND($I$75=\"No\",$I$74=\"No\"),\"\",IF($I$75=\"Yes\",SUM(L79:L96),IF($I$74=\"Yes\",'Hourly Input'!CQ38,\"\"))))","v":""},{"$f":"IF(M$78=\"\",\"-\",IF(AND($I$75=\"No\",$I$74=\"No\"),\"\",IF($I$75=\"Yes\",SUM(M79:M96),IF($I$74=\"Yes\",'Hourly Input'!CR38,\"\"))))","v":""},{"$f":"IF(N$78=\"\",\"-\",IF(AND($I$75=\"No\",$I$74=\"No\"),\"\",IF($I$75=\"Yes\",SUM(N79:N96),IF($I$74=\"Yes\",'Hourly Input'!CS38,\"\"))))","v":""},{"$f":"IF(O$78=\"\",\"-\",IF(AND($I$75=\"No\",$I$74=\"No\"),\"\",IF($I$75=\"Yes\",SUM(O79:O96),IF($I$74=\"Yes\",'Hourly Input'!CT38,\"\"))))","v":""},{"$f":"IF(P$78=\"\",\"-\",IF(AND($I$75=\"No\",$I$74=\"No\"),\"\",IF($I$75=\"Yes\",SUM(P79:P96),IF($I$74=\"Yes\",'Hourly Input'!CU38,\"\"))))","v":""},{"$f":"IF(Q$78=\"\",\"-\",IFERROR(G97-L97,\"\"))","v":""},{"$f":"IF(R$78=\"\",\"-\",IFERROR(H97-M97,\"\"))","v":""},"","",{"$f":"IF(U$78=\"\",\"-\",IFERROR(K97-P97,\"\"))","v":""}]
[null,null,{"$f":"IF(Lists_Modeling_Protocol=\"Section 11\",1,5/0)","v":{"$error":"#DIV/0!"}}]
[null,null,{"$f":"IF(Lists_Modeling_Protocol=\"Section 11\", IF(OR('Demand Savings Customization'!$AB$17=TRUE,'Demand Savings Customization'!$AB$18=TRUE),1,5/0),5/0)","v":{"$error":"#DIV/0!"}},null,"Table 2: Fuel Peak Demand Savings by End Use (Btuh)"]
[null,null,{"$f":"IF(Lists_Modeling_Protocol=\"Section 11\", IF(OR('Demand Savings Customization'!$AB$17=TRUE,'Demand Savings Customization'!$AB$18=TRUE),1,5/0),5/0)","v":{"$error":"#DIV/0!"}},null,"Instructions\n1. Populate the Hourly Input tab. The table below will autopopulate based upon the entries on that tab. Manually enter/revise data in the table below after responding to the questions below via the dropdown listboxes as needed.  \n2. If needed, use the \"Restore formulas\" button below to restore the formulas that bring in the values from the Hourly Input tab."]
[null,null,{"$f":"IF(Lists_Modeling_Protocol=\"Section 11\", IF(OR('Demand Savings Customization'!$AB$17=TRUE,'Demand Savings Customization'!$AB$18=TRUE),1,5/0),5/0)","v":{"$error":"#DIV/0!"}}]
[null,null,{"$f":"IF(Lists_Modeling_Protocol=\"Section 11\", IF(OR('Demand Savings Customization'!$AB$17=TRUE,'Demand Savings Customization'!$AB$18=TRUE),1,5/0),5/0)","v":{"$error":"#DIV/0!"}},null,"        Has hourly fuel data been entered on the Hourly Input tab?",null,null,null,null,{"$f":"IF(AND(OR('Demand Savings Customization'!$AB$17=TRUE,'Demand Savings Customization'!$AB$18=TRUE),'Demand Savings Customization'!$AB$19=FALSE),\"The AHJ/RA does not require that hourly demand be reported by end use on the Hourly Input tab. This is therefore an optional step.\",\"\")","v":""}]
[null,null,{"$f":"IF(Lists_Modeling_Protocol=\"Section 11\", IF(OR('Demand Savings Customization'!$AB$17=TRUE,'Demand Savings Customization'!$AB$18=TRUE),1,5/0),5/0)","v":{"$error":"#DIV/0!"}},null,"        Will all end use demand be captured in the below table?",null,null,null,null,{"$f":"IF('Demand Savings Customization'!$AB$18=TRUE,\"The AHJ/RA does not require that demand be reported by end use (it is only required to be reported on a whole building level). All rows except the\"&\"\"\"\"&\"Whole building\"&\"\"\"\"&\" row are optional.\",\"\")","v":""}]
[null,null,{"$f":"IF(Lists_Modeling_Protocol=\"Section 11\", IF(OR('Demand Savings Customization'!$AB$17=TRUE,'Demand Savings Customization'!$AB$18=TRUE),1,5/0),5/0)","v":{"$error":"#DIV/0!"}}]
[null,null,{"$f":"IF(Lists_Modeling_Protocol=\"Section 11\", IF(OR('Demand Savings Customization'!$AB$17=TRUE,'Demand Savings Customization'!$AB$18=TRUE),1,5/0),5/0)","v":{"$error":"#DIV/0!"}},null,"End Use","Demand Units","Budget Coincident Peak Fuel Demand",null,null,null,null,"Proposed Coincident Peak Fuel Demand",null,null,null,null,"Fuel Demand Savings",null,null,null,null,null,null,null,null,null,null,null,null,null,null,null,null,null,null,null,null,null,"Baseline Coincident Peak Fuel Demand",null,null,null,null,"Proposed Coincident Peak Fuel Demand",null,null,null,null,"Fuel Demand Savings"]
[null,null,{"$f":"IF(Lists_Modeling_Protocol=\"Section 11\", IF(OR('Demand Savings Customization'!$AB$17=TRUE,'Demand Savings Customization'!$AB$18=TRUE),1,5/0),5/0)","v":{"$error":"#DIV/0!"}},null,null,null,{"$f":"IF(OR(AG106=\"\",AG107=\"\",AG108=\"\",AG109=\"\",AG110=\"\"),\"\",AG106&\"-\"&AG107&\" Hours \"&AG108&\"-\"&AG109&\", \"&AG110)","v":""},{"$f":"IF(OR(AH106=\"\",AH107=\"\",AH108=\"\",AH109=\"\",AH110=\"\"),\"\",AH106&\"-\"&AH107&\" Hours \"&AH108&\"-\"&AH109&\", \"&AH110)","v":""},{"$f":"IF(OR(AI106=\"\",AI107=\"\",AI108=\"\",AI109=\"\",AI110=\"\"),\"\",AI106&\"-\"&AI107&\" Hours \"&AI108&\"-\"&AI109&\", \"&AI110)","v":""},{"$f":"IF(OR(AJ106=\"\",AJ107=\"\",AJ108=\"\",AJ109=\"\",AJ110=\"\"),\"\",AJ106&\"-\"&AJ107&\" Hours \"&AJ108&\"-\"&AJ109&\", \"&AJ110)","v":""},{"$f":"IF(OR(AK106=\"\",AK107=\"\",AK108=\"\",AK109=\"\",AK110=\"\"),\"\",AK106&\"-\"&AK107&\" Hours \"&AK108&\"-\"&AK109&\", \"&AK110)","v":""},{"$f":"IF(OR(AG106=\"\",AG107=\"\",AG108=\"\",AG109=\"\",AG110=\"\"),\"\",AG106&\"-\"&AG107&\" Hours \"&AG108&\"-\"&AG109&\", \"&AG110)","v":""},{"$f":"IF(OR(AH106=\"\",AH107=\"\",AH108=\"\",AH109=\"\",AH110=\"\"),\"\",AH106&\"-\"&AH107&\" Hours \"&AH108&\"-\"&AH109&\", \"&AH110)","v":""},{"$f":"IF(OR(AI106=\"\",AI107=\"\",AI108=\"\",AI109=\"\",AI110=\"\"),\"\",AI106&\"-\"&AI107&\" Hours \"&AI108&\"-\"&AI109&\", \"&AI110)","v":""},{"$f":"IF(OR(AJ106=\"\",AJ107=\"\",AJ108=\"\",AJ109=\"\",AJ110=\"\"),\"\",AJ106&\"-\"&AJ107&\" Hours \"&AJ108&\"-\"&AJ109&\", \"&AJ110)","v":""},{"$f":"IF(OR(AK106=\"\",AK107=\"\",AK108=\"\",AK109=\"\",AK110=\"\"),\"\",AK106&\"-\"&AK107&\" Hours \"&AK108&\"-\"&AK109&\", \"&AK110)","v":""},{"$f":"IF(OR(AG106=\"\",AG107=\"\",AG108=\"\",AG109=\"\",AG110=\"\"),\"\",AG106&\"-\"&AG107&\" Hours \"&AG108&\"-\"&AG109&\", \"&AG110)","v":""},{"$f":"IF(OR(AH106=\"\",AH107=\"\",AH108=\"\",AH109=\"\",AH110=\"\"),\"\",AH106&\"-\"&AH107&\" Hours \"&AH108&\"-\"&AH109&\", \"&AH110)","v":""},{"$f":"IF(OR(AI106=\"\",AI107=\"\",AI108=\"\",AI109=\"\",AI110=\"\"),\"\",AI106&\"-\"&AI107&\" Hours \"&AI108&\"-\"&AI109&\", \"&AI110)","v":""},{"$f":"IF(OR(AJ106=\"\",AJ107=\"\",AJ108=\"\",AJ109=\"\",AJ110=\"\"),\"\",AJ106&\"-\"&AJ107&\" Hours \"&AJ108&\"-\"&AJ109&\", \"&AJ110)","v":""},{"$f":"IF(OR(AK106=\"\",AK107=\"\",AK108=\"\",AK109=\"\",AK110=\"\"),\"\",AK106&\"-\"&AK107&\" Hours \"&AK108&\"-\"&AK109&\", \"&AK110)","v":""},null,null,null,null,null,null,null,null,null,2,"Start date",{"$f":"IF(INDEX(Demand_Savings_Customization_FuelTable,$AE106,'Demand Savings Customization'!G$34)=\"\",\"\",TEXT(INDEX(Demand_Savings_Customization_FuelTable,$AE106,'Demand Savings Customization'!G$34),\"MM/DD\"))","v":""},{"$f":"IF(INDEX(Demand_Savings_Customization_FuelTable,$AE106,'Demand Savings Customization'!H$34)=\"\",\"\",TEXT(INDEX(Demand_Savings_Customization_FuelTable,$AE106,'Demand Savings Customization'!H$34),\"MM/DD\"))","v":""},{"$f":"IF(INDEX(Demand_Savings_Customization_FuelTable,$AE106,'Demand Savings Customization'!I$34)=\"\",\"\",TEXT(INDEX(Demand_Savings_Customization_FuelTable,$AE106,'Demand Savings Customization'!I$34),\"MM/DD\"))","v":""},{"$f":"IF(INDEX(Demand_Savings_Customization_FuelTable,$AE106,'Demand Savings Customization'!J$34)=\"\",\"\",TEXT(INDEX(Demand_Savings_Customization_FuelTable,$AE106,'Demand Savings Customization'!J$34),\"MM/DD\"))","v":""},{"$f":"IF(INDEX(Demand_Savings_Customization_FuelTable,$AE106,'Demand Savings Customization'!K$34)=\"\",\"\",TEXT(INDEX(Demand_Savings_Customization_FuelTable,$AE106,'Demand Savings Customization'!K$34),\"MM/DD\"))","v":""},null,"Range 1","Range 2","Range 3","Range 4","Range 5","Range 1","Range 2","Range 3","Range 4","Range 5","Range 1","Range 2","Range 3","Range 4","Range 5"]
[null,null,{"$f":"IF(Lists_Modeling_Protocol=\"Section 11\", IF(OR('Demand Savings Customization'!$AB$17=TRUE,'Demand Savings Customization'!$AB$18=TRUE),1,5/0),5/0)","v":{"$error":"#DIV/0!"}},null,"Interior lighting","Btuh",{"$f":"IF(G$106=\"\",\"\",IF($I$102=\"Yes\",'Hourly Input'!CL50,\"\"))","v":""},{"$f":"IF(H$106=\"\",\"\",IF($I$102=\"Yes\",'Hourly Input'!CM50,\"\"))","v":""},{"$f":"IF(I$106=\"\",\"\",IF($I$102=\"Yes\",'Hourly Input'!CN50,\"\"))","v":""},{"$f":"IF(J$106=\"\",\"\",IF($I$102=\"Yes\",'Hourly Input'!CO50,\"\"))","v":""},{"$f":"IF(K$106=\"\",\"\",IF($I$102=\"Yes\",'Hourly Input'!CP50,\"\"))","v":""},{"$f":"IF(L$106=\"\",\"\",IF($I$102=\"Yes\",'Hourly Input'!CQ50,\"\"))","v":""},{"$f":"IF(M$106=\"\",\"\",IF($I$102=\"Yes\",'Hourly Input'!CR50,\"\"))","v":""},{"$f":"IF(N$106=\"\",\"\",IF($I$102=\"Yes\",'Hourly Input'!CS50,\"\"))","v":""},{"$f":"IF(O$106=\"\",\"\",IF($I$102=\"Yes\",'Hourly Input'!CT50,\"\"))","v":""},{"$f":"IF(P$106=\"\",\"\",IF($I$102=\"Yes\",'Hourly Input'!CU50,\"\"))","v":""},{"$f":"IFERROR(G107-L107,\"\")","v":""},{"$f":"IFERROR(H107-M107,\"\")","v":""},{"$f":"IFERROR(I107-N107,\"\")","v":""},{"$f":"IFERROR(J107-O107,\"\")","v":""},{"$f":"IFERROR(K107-P107,\"\")","v":""},null,null,null,null,null,null,null,null,null,3,"End date",{"$f":"TEXT(INDEX(Demand_Savings_Customization_FuelTable,$AE107,'Demand Savings Customization'!G$34),\"MM/DD\")","v":"01/00"},{"$f":"TEXT(INDEX(Demand_Savings_Customization_FuelTable,$AE107,'Demand Savings Customization'!H$34),\"MM/DD\")","v":"01/00"},{"$f":"TEXT(INDEX(Demand_Savings_Customization_FuelTable,$AE107,'Demand Savings Customization'!I$34),\"MM/DD\")","v":"01/00"},{"$f":"TEXT(INDEX(Demand_Savings_Customization_FuelTable,$AE107,'Demand Savings Customization'!J$34),\"MM/DD\")","v":"01/00"},{"$f":"TEXT(INDEX(Demand_Savings_Customization_FuelTable,$AE107,'Demand Savings Customization'!K$34),\"MM/DD\")","v":"01/00"},null,{"$f":"IF(G$106=\"\",\"\",IF($I$102=\"Yes\",'Hourly Input'!CL50,\"\"))","v":""},{"$f":"IF(H$106=\"\",\"\",IF($I$102=\"Yes\",'Hourly Input'!CM50,\"\"))","v":""},{"$f":"IF(I$106=\"\",\"\",IF($I$102=\"Yes\",'Hourly Input'!CN50,\"\"))","v":""},{"$f":"IF(J$106=\"\",\"\",IF($I$102=\"Yes\",'Hourly Input'!CO50,\"\"))","v":""},{"$f":"IF(K$106=\"\",\"\",IF($I$102=\"Yes\",'Hourly Input'!CP50,\"\"))","v":""},{"$f":"IF(L$106=\"\",\"\",IF($I$102=\"Yes\",'Hourly Input'!CQ50,\"\"))","v":""},{"$f":"IF(M$106=\"\",\"\",IF($I$102=\"Yes\",'Hourly Input'!CR50,\"\"))","v":""},{"$f":"IF(N$106=\"\",\"\",IF($I$102=\"Yes\",'Hourly Input'!CS50,\"\"))","v":""},{"$f":"IF(O$106=\"\",\"\",IF($I$102=\"Yes\",'Hourly Input'!CT50,\"\"))","v":""},{"$f":"IF(P$106=\"\",\"\",IF($I$102=\"Yes\",'Hourly Input'!CU50,\"\"))","v":""},{"$f":"IFERROR(G107-L107,\"\")","v":""},{"$f":"IFERROR(H107-M107,\"\")","v":""},"","",""]
[null,null,{"$f":"IF(Lists_Modeling_Protocol=\"Section 11\", IF(OR('Demand Savings Customization'!$AB$17=TRUE,'Demand Savings Customization'!$AB$18=TRUE),1,5/0),5/0)","v":{"$error":"#DIV/0!"}},null,"Interior lighting (unregulated)","Btuh",{"$f":"IF(G$106=\"\",\"\",IF($I$102=\"Yes\",'Hourly Input'!CL51,\"\"))","v":""},{"$f":"IF(H$106=\"\",\"\",IF($I$102=\"Yes\",'Hourly Input'!CM51,\"\"))","v":""},{"$f":"IF(I$106=\"\",\"\",IF($I$102=\"Yes\",'Hourly Input'!CN51,\"\"))","v":""},{"$f":"IF(J$106=\"\",\"\",IF($I$102=\"Yes\",'Hourly Input'!CO51,\"\"))","v":""},{"$f":"IF(K$106=\"\",\"\",IF($I$102=\"Yes\",'Hourly Input'!CP51,\"\"))","v":""},{"$f":"IF(L$106=\"\",\"\",IF($I$102=\"Yes\",'Hourly Input'!CQ51,\"\"))","v":""},{"$f":"IF(M$106=\"\",\"\",IF($I$102=\"Yes\",'Hourly Input'!CR51,\"\"))","v":""},{"$f":"IF(N$106=\"\",\"\",IF($I$102=\"Yes\",'Hourly Input'!CS51,\"\"))","v":""},{"$f":"IF(O$106=\"\",\"\",IF($I$102=\"Yes\",'Hourly Input'!CT51,\"\"))","v":""},{"$f":"IF(P$106=\"\",\"\",IF($I$102=\"Yes\",'Hourly Input'!CU51,\"\"))","v":""},"","","","","",null,null,null,null,null,null,null,null,null,4,"Start time",{"$f":"INDEX(Demand_Savings_Customization_FuelTable,$AE108,'Demand Savings Customization'!G$34)","v":0},{"$f":"INDEX(Demand_Savings_Customization_FuelTable,$AE108,'Demand Savings Customization'!H$34)","v":0},{"$f":"INDEX(Demand_Savings_Customization_FuelTable,$AE108,'Demand Savings Customization'!I$34)","v":0},{"$f":"INDEX(Demand_Savings_Customization_FuelTable,$AE108,'Demand Savings Customization'!J$34)","v":0},{"$f":"INDEX(Demand_Savings_Customization_FuelTable,$AE108,'Demand Savings Customization'!K$34)","v":0},null,{"$f":"IF(G$106=\"\",\"\",IF($I$102=\"Yes\",'Hourly Input'!CL51,\"\"))","v":""},{"$f":"IF(H$106=\"\",\"\",IF($I$102=\"Yes\",'Hourly Input'!CM51,\"\"))","v":""},{"$f":"IF(I$106=\"\",\"\",IF($I$102=\"Yes\",'Hourly Input'!CN51,\"\"))","v":""},{"$f":"IF(J$106=\"\",\"\",IF($I$102=\"Yes\",'Hourly Input'!CO51,\"\"))","v":""},{"$f":"IF(K$106=\"\",\"\",IF($I$102=\"Yes\",'Hourly Input'!CP51,\"\"))","v":""},{"$f":"IF(L$106=\"\",\"\",IF($I$102=\"Yes\",'Hourly Input'!CQ51,\"\"))","v":""},{"$f":"IF(M$106=\"\",\"\",IF($I$102=\"Yes\",'Hourly Input'!CR51,\"\"))","v":""},{"$f":"IF(N$106=\"\",\"\",IF($I$102=\"Yes\",'Hourly Input'!CS51,\"\"))","v":""},{"$f":"IF(O$106=\"\",\"\",IF($I$102=\"Yes\",'Hourly Input'!CT51,\"\"))","v":""},{"$f":"IF(P$106=\"\",\"\",IF($I$102=\"Yes\",'Hourly Input'!CU51,\"\"))","v":""},{"$f":"IFERROR(G108-L108,\"\")","v":""},{"$f":"IFERROR(H108-M108,\"\")","v":""},{"$f":"IFERROR(I108-N108,\"\")","v":""},{"$f":"IFERROR(J108-O108,\"\")","v":""},{"$f":"IFERROR(K108-P108,\"\")","v":""}]
[null,null,{"$f":"IF(Lists_Modeling_Protocol=\"Section 11\", IF(OR('Demand Savings Customization'!$AB$17=TRUE,'Demand Savings Customization'!$AB$18=TRUE),1,5/0),5/0)","v":{"$error":"#DIV/0!"}},null,"Exterior lighting","Btuh",{"$f":"IF(G$106=\"\",\"\",IF($I$102=\"Yes\",'Hourly Input'!CL52,\"\"))","v":""},{"$f":"IF(H$106=\"\",\"\",IF($I$102=\"Yes\",'Hourly Input'!CM52,\"\"))","v":""},{"$f":"IF(I$106=\"\",\"\",IF($I$102=\"Yes\",'Hourly Input'!CN52,\"\"))","v":""},{"$f":"IF(J$106=\"\",\"\",IF($I$102=\"Yes\",'Hourly Input'!CO52,\"\"))","v":""},{"$f":"IF(K$106=\"\",\"\",IF($I$102=\"Yes\",'Hourly Input'!CP52,\"\"))","v":""},{"$f":"IF(L$106=\"\",\"\",IF($I$102=\"Yes\",'Hourly Input'!CQ52,\"\"))","v":""},{"$f":"IF(M$106=\"\",\"\",IF($I$102=\"Yes\",'Hourly Input'!CR52,\"\"))","v":""},{"$f":"IF(N$106=\"\",\"\",IF($I$102=\"Yes\",'Hourly Input'!CS52,\"\"))","v":""},{"$f":"IF(O$106=\"\",\"\",IF($I$102=\"Yes\",'Hourly Input'!CT52,\"\"))","v":""},{"$f":"IF(P$106=\"\",\"\",IF($I$102=\"Yes\",'Hourly Input'!CU52,\"\"))","v":""},"","","","","",null,null,null,null,null,null,null,null,null,5,"End time",{"$f":"INDEX(Demand_Savings_Customization_FuelTable,$AE109,'Demand Savings Customization'!G$34)","v":0},{"$f":"INDEX(Demand_Savings_Customization_FuelTable,$AE109,'Demand Savings Customization'!H$34)","v":0},{"$f":"INDEX(Demand_Savings_Customization_FuelTable,$AE109,'Demand Savings Customization'!I$34)","v":0},{"$f":"INDEX(Demand_Savings_Customization_FuelTable,$AE109,'Demand Savings Customization'!J$34)","v":0},{"$f":"INDEX(Demand_Savings_Customization_FuelTable,$AE109,'Demand Savings Customization'!K$34)","v":0},null,{"$f":"IF(G$106=\"\",\"\",IF($I$102=\"Yes\",'Hourly Input'!CL52,\"\"))","v":""},{"$f":"IF(H$106=\"\",\"\",IF($I$102=\"Yes\",'Hourly Input'!CM52,\"\"))","v":""},{"$f":"IF(I$106=\"\",\"\",IF($I$102=\"Yes\",'Hourly Input'!CN52,\"\"))","v":""},{"$f":"IF(J$106=\"\",\"\",IF($I$102=\"Yes\",'Hourly Input'!CO52,\"\"))","v":""},{"$f":"IF(K$106=\"\",\"\",IF($I$102=\"Yes\",'Hourly Input'!CP52,\"\"))","v":""},{"$f":"IF(L$106=\"\",\"\",IF($I$102=\"Yes\",'Hourly Input'!CQ52,\"\"))","v":""},{"$f":"IF(M$106=\"\",\"\",IF($I$102=\"Yes\",'Hourly Input'!CR52,\"\"))","v":""},{"$f":"IF(N$106=\"\",\"\",IF($I$102=\"Yes\",'Hourly Input'!CS52,\"\"))","v":""},{"$f":"IF(O$106=\"\",\"\",IF($I$102=\"Yes\",'Hourly Input'!CT52,\"\"))","v":""},{"$f":"IF(P$106=\"\",\"\",IF($I$102=\"Yes\",'Hourly Input'!CU52,\"\"))","v":""},"","","","",""]
[null,null,{"$f":"IF(Lists_Modeling_Protocol=\"Section 11\", IF(OR('Demand Savings Customization'!$AB$17=TRUE,'Demand Savings Customization'!$AB$18=TRUE),1,5/0),5/0)","v":{"$error":"#DIV/0!"}},null,"Space heating","Btuh",{"$f":"IF(G$106=\"\",\"\",IF($I$102=\"Yes\",'Hourly Input'!CL53,\"\"))","v":""},{"$f":"IF(H$106=\"\",\"\",IF($I$102=\"Yes\",'Hourly Input'!CM53,\"\"))","v":""},{"$f":"IF(I$106=\"\",\"\",IF($I$102=\"Yes\",'Hourly Input'!CN53,\"\"))","v":""},{"$f":"IF(J$106=\"\",\"\",IF($I$102=\"Yes\",'Hourly Input'!CO53,\"\"))","v":""},{"$f":"IF(K$106=\"\",\"\",IF($I$102=\"Yes\",'Hourly Input'!CP53,\"\"))","v":""},{"$f":"IF(L$106=\"\",\"\",IF($I$102=\"Yes\",'Hourly Input'!CQ53,\"\"))","v":""},{"$f":"IF(M$106=\"\",\"\",IF($I$102=\"Yes\",'Hourly Input'!CR53,\"\"))","v":""},{"$f":"IF(N$106=\"\",\"\",IF($I$102=\"Yes\",'Hourly Input'!CS53,\"\"))","v":""},{"$f":"IF(O$106=\"\",\"\",IF($I$102=\"Yes\",'Hourly Input'!CT53,\"\"))","v":""},{"$f":"IF(P$106=\"\",\"\",IF($I$102=\"Yes\",'Hourly Input'!CU53,\"\"))","v":""},"","","","","",null,null,null,null,null,null,null,null,null,6,"Day type",{"$f":"INDEX(Demand_Savings_Customization_FuelTable,$AE110,'Demand Savings Customization'!G$34)","v":"00:00:00"},{"$f":"INDEX(Demand_Savings_Customization_FuelTable,$AE110,'Demand Savings Customization'!H$34)","v":"00:00:00"},{"$f":"INDEX(Demand_Savings_Customization_FuelTable,$AE110,'Demand Savings Customization'!I$34)","v":"00:00:00"},{"$f":"INDEX(Demand_Savings_Customization_FuelTable,$AE110,'Demand Savings Customization'!J$34)","v":"00:00:00"},{"$f":"INDEX(Demand_Savings_Customization_FuelTable,$AE110,'Demand Savings Customization'!K$34)","v":"00:00:00"},null,{"$f":"IF(G$106=\"\",\"\",IF($I$102=\"Yes\",'Hourly Input'!CL53,\"\"))","v":""},{"$f":"IF(H$106=\"\",\"\",IF($I$102=\"Yes\",'Hourly Input'!CM53,\"\"))","v":""},{"$f":"IF(I$106=\"\",\"\",IF($I$102=\"Yes\",'Hourly Input'!CN53,\"\"))","v":""},{"$f":"IF(J$106=\"\",\"\",IF($I$102=\"Yes\",'Hourly Input'!CO53,\"\"))","v":""},{"$f":"IF(K$106=\"\",\"\",IF($I$102=\"Yes\",'Hourly Input'!CP53,\"\"))","v":""},{"$f":"IF(L$106=\"\",\"\",IF($I$102=\"Yes\",'Hourly Input'!CQ53,\"\"))","v":""},{"$f":"IF(M$106=\"\",\"\",IF($I$102=\"Yes\",'Hourly Input'!CR53,\"\"))","v":""},{"$f":"IF(N$106=\"\",\"\",IF($I$102=\"Yes\",'Hourly Input'!CS53,\"\"))","v":""},{"$f":"IF(O$106=\"\",\"\",IF($I$102=\"Yes\",'Hourly Input'!CT53,\"\"))","v":""},{"$f":"IF(P$106=\"\",\"\",IF($I$102=\"Yes\",'Hourly Input'!CU53,\"\"))","v":""},"","","","",""]
[null,null,{"$f":"IF(Lists_Modeling_Protocol=\"Section 11\", IF(OR('Demand Savings Customization'!$AB$17=TRUE,'Demand Savings Customization'!$AB$18=TRUE),1,5/0),5/0)","v":{"$error":"#DIV/0!"}},null,"Heat pump supplemental heater","Btuh",{"$f":"IF(G$106=\"\",\"\",IF($I$102=\"Yes\",'Hourly Input'!CL54,\"\"))","v":""},{"$f":"IF(H$106=\"\",\"\",IF($I$102=\"Yes\",'Hourly Input'!CM54,\"\"))","v":""},{"$f":"IF(I$106=\"\",\"\",IF($I$102=\"Yes\",'Hourly Input'!CN54,\"\"))","v":""},{"$f":"IF(J$106=\"\",\"\",IF($I$102=\"Yes\",'Hourly Input'!CO54,\"\"))","v":""},{"$f":"IF(K$106=\"\",\"\",IF($I$102=\"Yes\",'Hourly Input'!CP54,\"\"))","v":""},{"$f":"IF(L$106=\"\",\"\",IF($I$102=\"Yes\",'Hourly Input'!CQ54,\"\"))","v":""},{"$f":"IF(M$106=\"\",\"\",IF($I$102=\"Yes\",'Hourly Input'!CR54,\"\"))","v":""},{"$f":"IF(N$106=\"\",\"\",IF($I$102=\"Yes\",'Hourly Input'!CS54,\"\"))","v":""},{"$f":"IF(O$106=\"\",\"\",IF($I$102=\"Yes\",'Hourly Input'!CT54,\"\"))","v":""},{"$f":"IF(P$106=\"\",\"\",IF($I$102=\"Yes\",'Hourly Input'!CU54,\"\"))","v":""},"","","","","",null,null,null,null,null,null,null,null,null,7,"Demand type",{"$f":"INDEX(Demand_Savings_Customization_FuelTable,$AE111,'Demand Savings Customization'!G$34)","v":"Fuel"},{"$f":"INDEX(Demand_Savings_Customization_FuelTable,$AE111,'Demand Savings Customization'!H$34)","v":"Fuel"},{"$f":"INDEX(Demand_Savings_Customization_FuelTable,$AE111,'Demand Savings Customization'!I$34)","v":"Fuel"},{"$f":"INDEX(Demand_Savings_Customization_FuelTable,$AE111,'Demand Savings Customization'!J$34)","v":"Fuel"},{"$f":"INDEX(Demand_Savings_Customization_FuelTable,$AE111,'Demand Savings Customization'!K$34)","v":"Fuel"},null,{"$f":"IF(G$106=\"\",\"\",IF($I$102=\"Yes\",'Hourly Input'!CL54,\"\"))","v":""},{"$f":"IF(H$106=\"\",\"\",IF($I$102=\"Yes\",'Hourly Input'!CM54,\"\"))","v":""},{"$f":"IF(I$106=\"\",\"\",IF($I$102=\"Yes\",'Hourly Input'!CN54,\"\"))","v":""},{"$f":"IF(J$106=\"\",\"\",IF($I$102=\"Yes\",'Hourly Input'!CO54,\"\"))","v":""},{"$f":"IF(K$106=\"\",\"\",IF($I$102=\"Yes\",'Hourly Input'!CP54,\"\"))","v":""},{"$f":"IF(L$106=\"\",\"\",IF($I$102=\"Yes\",'Hourly Input'!CQ54,\"\"))","v":""},{"$f":"IF(M$106=\"\",\"\",IF($I$102=\"Yes\",'Hourly Input'!CR54,\"\"))","v":""},{"$f":"IF(N$106=\"\",\"\",IF($I$102=\"Yes\",'Hourly Input'!CS54,\"\"))","v":""},{"$f":"IF(O$106=\"\",\"\",IF($I$102=\"Yes\",'Hourly Input'!CT54,\"\"))","v":""},{"$f":"IF(P$106=\"\",\"\",IF($I$102=\"Yes\",'Hourly Input'!CU54,\"\"))","v":""},"","","","",""]
[null,null,{"$f":"IF(Lists_Modeling_Protocol=\"Section 11\", IF(OR('Demand Savings Customization'!$AB$17=TRUE,'Demand Savings Customization'!$AB$18=TRUE),1,5/0),5/0)","v":{"$error":"#DIV/0!"}},null,"Space cooling","Btuh",{"$f":"IF(G$106=\"\",\"\",IF($I$102=\"Yes\",'Hourly Input'!CL55,\"\"))","v":""},{"$f":"IF(H$106=\"\",\"\",IF($I$102=\"Yes\",'Hourly Input'!CM55,\"\"))","v":""},{"$f":"IF(I$106=\"\",\"\",IF($I$102=\"Yes\",'Hourly Input'!CN55,\"\"))","v":""},{"$f":"IF(J$106=\"\",\"\",IF($I$102=\"Yes\",'Hourly Input'!CO55,\"\"))","v":""},{"$f":"IF(K$106=\"\",\"\",IF($I$102=\"Yes\",'Hourly Input'!CP55,\"\"))","v":""},{"$f":"IF(L$106=\"\",\"\",IF($I$102=\"Yes\",'Hourly Input'!CQ55,\"\"))","v":""},{"$f":"IF(M$106=\"\",\"\",IF($I$102=\"Yes\",'Hourly Input'!CR55,\"\"))","v":""},{"$f":"IF(N$106=\"\",\"\",IF($I$102=\"Yes\",'Hourly Input'!CS55,\"\"))","v":""},{"$f":"IF(O$106=\"\",\"\",IF($I$102=\"Yes\",'Hourly Input'!CT55,\"\"))","v":""},{"$f":"IF(P$106=\"\",\"\",IF($I$102=\"Yes\",'Hourly Input'!CU55,\"\"))","v":""},"","","","","",null,null,null,null,null,null,null,null,null,null,null,null,null,null,null,null,null,{"$f":"IF(G$106=\"\",\"\",IF($I$102=\"Yes\",'Hourly Input'!CL55,\"\"))","v":""},{"$f":"IF(H$106=\"\",\"\",IF($I$102=\"Yes\",'Hourly Input'!CM55,\"\"))","v":""},{"$f":"IF(I$106=\"\",\"\",IF($I$102=\"Yes\",'Hourly Input'!CN55,\"\"))","v":""},{"$f":"IF(J$106=\"\",\"\",IF($I$102=\"Yes\",'Hourly Input'!CO55,\"\"))","v":""},{"$f":"IF(K$106=\"\",\"\",IF($I$102=\"Yes\",'Hourly Input'!CP55,\"\"))","v":""},{"$f":"IF(L$106=\"\",\"\",IF($I$102=\"Yes\",'Hourly Input'!CQ55,\"\"))","v":""},{"$f":"IF(M$106=\"\",\"\",IF($I$102=\"Yes\",'Hourly Input'!CR55,\"\"))","v":""},{"$f":"IF(N$106=\"\",\"\",IF($I$102=\"Yes\",'Hourly Input'!CS55,\"\"))","v":""},{"$f":"IF(O$106=\"\",\"\",IF($I$102=\"Yes\",'Hourly Input'!CT55,\"\"))","v":""},{"$f":"IF(P$106=\"\",\"\",IF($I$102=\"Yes\",'Hourly Input'!CU55,\"\"))","v":""},"","","","",""]
[null,null,{"$f":"IF(Lists_Modeling_Protocol=\"Section 11\", IF(OR('Demand Savings Customization'!$AB$17=TRUE,'Demand Savings Customization'!$AB$18=TRUE),1,5/0),5/0)","v":{"$error":"#DIV/0!"}},null,"Pumps","Btuh",{"$f":"IF(G$106=\"\",\"\",IF($I$102=\"Yes\",'Hourly Input'!CL56,\"\"))","v":""},{"$f":"IF(H$106=\"\",\"\",IF($I$102=\"Yes\",'Hourly Input'!CM56,\"\"))","v":""},{"$f":"IF(I$106=\"\",\"\",IF($I$102=\"Yes\",'Hourly Input'!CN56,\"\"))","v":""},{"$f":"IF(J$106=\"\",\"\",IF($I$102=\"Yes\",'Hourly Input'!CO56,\"\"))","v":""},{"$f":"IF(K$106=\"\",\"\",IF($I$102=\"Yes\",'Hourly Input'!CP56,\"\"))","v":""},{"$f":"IF(L$106=\"\",\"\",IF($I$102=\"Yes\",'Hourly Input'!CQ56,\"\"))","v":""},{"$f":"IF(M$106=\"\",\"\",IF($I$102=\"Yes\",'Hourly Input'!CR56,\"\"))","v":""},{"$f":"IF(N$106=\"\",\"\",IF($I$102=\"Yes\",'Hourly Input'!CS56,\"\"))","v":""},{"$f":"IF(O$106=\"\",\"\",IF($I$102=\"Yes\",'Hourly Input'!CT56,\"\"))","v":""},{"$f":"IF(P$106=\"\",\"\",IF($I$102=\"Yes\",'Hourly Input'!CU56,\"\"))","v":""},"","","","","",null,null,null,null,null,null,null,null,null,null,null,null,null,null,null,null,null,{"$f":"IF(G$106=\"\",\"\",IF($I$102=\"Yes\",'Hourly Input'!CL56,\"\"))","v":""},{"$f":"IF(H$106=\"\",\"\",IF($I$102=\"Yes\",'Hourly Input'!CM56,\"\"))","v":""},{"$f":"IF(I$106=\"\",\"\",IF($I$102=\"Yes\",'Hourly Input'!CN56,\"\"))","v":""},{"$f":"IF(J$106=\"\",\"\",IF($I$102=\"Yes\",'Hourly Input'!CO56,\"\"))","v":""},{"$f":"IF(K$106=\"\",\"\",IF($I$102=\"Yes\",'Hourly Input'!CP56,\"\"))","v":""},{"$f":"IF(L$106=\"\",\"\",IF($I$102=\"Yes\",'Hourly Input'!CQ56,\"\"))","v":""},{"$f":"IF(M$106=\"\",\"\",IF($I$102=\"Yes\",'Hourly Input'!CR56,\"\"))","v":""},{"$f":"IF(N$106=\"\",\"\",IF($I$102=\"Yes\",'Hourly Input'!CS56,\"\"))","v":""},{"$f":"IF(O$106=\"\",\"\",IF($I$102=\"Yes\",'Hourly Input'!CT56,\"\"))","v":""},{"$f":"IF(P$106=\"\",\"\",IF($I$102=\"Yes\",'Hourly Input'!CU56,\"\"))","v":""},"","","","",""]
[null,null,{"$f":"IF(Lists_Modeling_Protocol=\"Section 11\", IF(OR('Demand Savings Customization'!$AB$17=TRUE,'Demand Savings Customization'!$AB$18=TRUE),1,5/0),5/0)","v":{"$error":"#DIV/0!"}},null,"Heat rejection","Btuh",{"$f":"IF(G$106=\"\",\"\",IF($I$102=\"Yes\",'Hourly Input'!CL57,\"\"))","v":""},{"$f":"IF(H$106=\"\",\"\",IF($I$102=\"Yes\",'Hourly Input'!CM57,\"\"))","v":""},{"$f":"IF(I$106=\"\",\"\",IF($I$102=\"Yes\",'Hourly Input'!CN57,\"\"))","v":""},{"$f":"IF(J$106=\"\",\"\",IF($I$102=\"Yes\",'Hourly Input'!CO57,\"\"))","v":""},{"$f":"IF(K$106=\"\",\"\",IF($I$102=\"Yes\",'Hourly Input'!CP57,\"\"))","v":""},{"$f":"IF(L$106=\"\",\"\",IF($I$102=\"Yes\",'Hourly Input'!CQ57,\"\"))","v":""},{"$f":"IF(M$106=\"\",\"\",IF($I$102=\"Yes\",'Hourly Input'!CR57,\"\"))","v":""},{"$f":"IF(N$106=\"\",\"\",IF($I$102=\"Yes\",'Hourly Input'!CS57,\"\"))","v":""},{"$f":"IF(O$106=\"\",\"\",IF($I$102=\"Yes\",'Hourly Input'!CT57,\"\"))","v":""},{"$f":"IF(P$106=\"\",\"\",IF($I$102=\"Yes\",'Hourly Input'!CU57,\"\"))","v":""},"","","","","",null,null,null,null,null,null,null,null,null,null,null,null,null,null,null,null,null,{"$f":"IF(G$106=\"\",\"\",IF($I$102=\"Yes\",'Hourly Input'!CL57,\"\"))","v":""},{"$f":"IF(H$106=\"\",\"\",IF($I$102=\"Yes\",'Hourly Input'!CM57,\"\"))","v":""},{"$f":"IF(I$106=\"\",\"\",IF($I$102=\"Yes\",'Hourly Input'!CN57,\"\"))","v":""},{"$f":"IF(J$106=\"\",\"\",IF($I$102=\"Yes\",'Hourly Input'!CO57,\"\"))","v":""},{"$f":"IF(K$106=\"\",\"\",IF($I$102=\"Yes\",'Hourly Input'!CP57,\"\"))","v":""},{"$f":"IF(L$106=\"\",\"\",IF($I$102=\"Yes\",'Hourly Input'!CQ57,\"\"))","v":""},{"$f":"IF(M$106=\"\",\"\",IF($I$102=\"Yes\",'Hourly Input'!CR57,\"\"))","v":""},{"$f":"IF(N$106=\"\",\"\",IF($I$102=\"Yes\",'Hourly Input'!CS57,\"\"))","v":""},{"$f":"IF(O$106=\"\",\"\",IF($I$102=\"Yes\",'Hourly Input'!CT57,\"\"))","v":""},{"$f":"IF(P$106=\"\",\"\",IF($I$102=\"Yes\",'Hourly Input'!CU57,\"\"))","v":""},"","","","",""]
[null,null,{"$f":"IF(Lists_Modeling_Protocol=\"Section 11\", IF(OR('Demand Savings Customization'!$AB$17=TRUE,'Demand Savings Customization'!$AB$18=TRUE),1,5/0),5/0)","v":{"$error":"#DIV/0!"}},null,"Fans - interior ventilation","Btuh",{"$f":"IF(G$106=\"\",\"\",IF($I$102=\"Yes\",'Hourly Input'!CL58,\"\"))","v":""},{"$f":"IF(H$106=\"\",\"\",IF($I$102=\"Yes\",'Hourly Input'!CM58,\"\"))","v":""},{"$f":"IF(I$106=\"\",\"\",IF($I$102=\"Yes\",'Hourly Input'!CN58,\"\"))","v":""},{"$f":"IF(J$106=\"\",\"\",IF($I$102=\"Yes\",'Hourly Input'!CO58,\"\"))","v":""},{"$f":"IF(K$106=\"\",\"\",IF($I$102=\"Yes\",'Hourly Input'!CP58,\"\"))","v":""},{"$f":"IF(L$106=\"\",\"\",IF($I$102=\"Yes\",'Hourly Input'!CQ58,\"\"))","v":""},{"$f":"IF(M$106=\"\",\"\",IF($I$102=\"Yes\",'Hourly Input'!CR58,\"\"))","v":""},{"$f":"IF(N$106=\"\",\"\",IF($I$102=\"Yes\",'Hourly Input'!CS58,\"\"))","v":""},{"$f":"IF(O$106=\"\",\"\",IF($I$102=\"Yes\",'Hourly Input'!CT58,\"\"))","v":""},{"$f":"IF(P$106=\"\",\"\",IF($I$102=\"Yes\",'Hourly Input'!CU58,\"\"))","v":""},"","","","","",null,null,null,null,null,null,null,null,null,null,null,null,null,null,null,null,null,{"$f":"IF(G$106=\"\",\"\",IF($I$102=\"Yes\",'Hourly Input'!CL58,\"\"))","v":""},{"$f":"IF(H$106=\"\",\"\",IF($I$102=\"Yes\",'Hourly Input'!CM58,\"\"))","v":""},{"$f":"IF(I$106=\"\",\"\",IF($I$102=\"Yes\",'Hourly Input'!CN58,\"\"))","v":""},{"$f":"IF(J$106=\"\",\"\",IF($I$102=\"Yes\",'Hourly Input'!CO58,\"\"))","v":""},{"$f":"IF(K$106=\"\",\"\",IF($I$102=\"Yes\",'Hourly Input'!CP58,\"\"))","v":""},{"$f":"IF(L$106=\"\",\"\",IF($I$102=\"Yes\",'Hourly Input'!CQ58,\"\"))","v":""},{"$f":"IF(M$106=\"\",\"\",IF($I$102=\"Yes\",'Hourly Input'!CR58,\"\"))","v":""},{"$f":"IF(N$106=\"\",\"\",IF($I$102=\"Yes\",'Hourly Input'!CS58,\"\"))","v":""},{"$f":"IF(O$106=\"\",\"\",IF($I$102=\"Yes\",'Hourly Input'!CT58,\"\"))","v":""},{"$f":"IF(P$106=\"\",\"\",IF($I$102=\"Yes\",'Hourly Input'!CU58,\"\"))","v":""},"","","","",""]
[null,null,{"$f":"IF(Lists_Modeling_Protocol=\"Section 11\", IF(OR('Demand Savings Customization'!$AB$17=TRUE,'Demand Savings Customization'!$AB$18=TRUE),1,5/0),5/0)","v":{"$error":"#DIV/0!"}},null,"Fans - parking garage","Btuh",{"$f":"IF(G$106=\"\",\"\",IF($I$102=\"Yes\",'Hourly Input'!CL59,\"\"))","v":""},{"$f":"IF(H$106=\"\",\"\",IF($I$102=\"Yes\",'Hourly Input'!CM59,\"\"))","v":""},{"$f":"IF(I$106=\"\",\"\",IF($I$102=\"Yes\",'Hourly Input'!CN59,\"\"))","v":""},{"$f":"IF(J$106=\"\",\"\",IF($I$102=\"Yes\",'Hourly Input'!CO59,\"\"))","v":""},{"$f":"IF(K$106=\"\",\"\",IF($I$102=\"Yes\",'Hourly Input'!CP59,\"\"))","v":""},{"$f":"IF(L$106=\"\",\"\",IF($I$102=\"Yes\",'Hourly Input'!CQ59,\"\"))","v":""},{"$f":"IF(M$106=\"\",\"\",IF($I$102=\"Yes\",'Hourly Input'!CR59,\"\"))","v":""},{"$f":"IF(N$106=\"\",\"\",IF($I$102=\"Yes\",'Hourly Input'!CS59,\"\"))","v":""},{"$f":"IF(O$106=\"\",\"\",IF($I$102=\"Yes\",'Hourly Input'!CT59,\"\"))","v":""},{"$f":"IF(P$106=\"\",\"\",IF($I$102=\"Yes\",'Hourly Input'!CU59,\"\"))","v":""},"","","","","",null,null,null,null,null,null,null,null,null,null,null,null,null,null,null,null,null,{"$f":"IF(G$106=\"\",\"\",IF($I$102=\"Yes\",'Hourly Input'!CL59,\"\"))","v":""},{"$f":"IF(H$106=\"\",\"\",IF($I$102=\"Yes\",'Hourly Input'!CM59,\"\"))","v":""},{"$f":"IF(I$106=\"\",\"\",IF($I$102=\"Yes\",'Hourly Input'!CN59,\"\"))","v":""},{"$f":"IF(J$106=\"\",\"\",IF($I$102=\"Yes\",'Hourly Input'!CO59,\"\"))","v":""},{"$f":"IF(K$106=\"\",\"\",IF($I$102=\"Yes\",'Hourly Input'!CP59,\"\"))","v":""},{"$f":"IF(L$106=\"\",\"\",IF($I$102=\"Yes\",'Hourly Input'!CQ59,\"\"))","v":""},{"$f":"IF(M$106=\"\",\"\",IF($I$102=\"Yes\",'Hourly Input'!CR59,\"\"))","v":""},{"$f":"IF(N$106=\"\",\"\",IF($I$102=\"Yes\",'Hourly Input'!CS59,\"\"))","v":""},{"$f":"IF(O$106=\"\",\"\",IF($I$102=\"Yes\",'Hourly Input'!CT59,\"\"))","v":""},{"$f":"IF(P$106=\"\",\"\",IF($I$102=\"Yes\",'Hourly Input'!CU59,\"\"))","v":""},"","","","",""]
[null,null,{"$f":"IF(Lists_Modeling_Protocol=\"Section 11\", IF(OR('Demand Savings Customization'!$AB$17=TRUE,'Demand Savings Customization'!$AB$18=TRUE),1,5/0),5/0)","v":{"$error":"#DIV/0!"}},null,"Service water heating","Btuh",{"$f":"IF(G$106=\"\",\"\",IF($I$102=\"Yes\",'Hourly Input'!CL60,\"\"))","v":""},{"$f":"IF(H$106=\"\",\"\",IF($I$102=\"Yes\",'Hourly Input'!CM60,\"\"))","v":""},{"$f":"IF(I$106=\"\",\"\",IF($I$102=\"Yes\",'Hourly Input'!CN60,\"\"))","v":""},{"$f":"IF(J$106=\"\",\"\",IF($I$102=\"Yes\",'Hourly Input'!CO60,\"\"))","v":""},{"$f":"IF(K$106=\"\",\"\",IF($I$102=\"Yes\",'Hourly Input'!CP60,\"\"))","v":""},{"$f":"IF(L$106=\"\",\"\",IF($I$102=\"Yes\",'Hourly Input'!CQ60,\"\"))","v":""},{"$f":"IF(M$106=\"\",\"\",IF($I$102=\"Yes\",'Hourly Input'!CR60,\"\"))","v":""},{"$f":"IF(N$106=\"\",\"\",IF($I$102=\"Yes\",'Hourly Input'!CS60,\"\"))","v":""},{"$f":"IF(O$106=\"\",\"\",IF($I$102=\"Yes\",'Hourly Input'!CT60,\"\"))","v":""},{"$f":"IF(P$106=\"\",\"\",IF($I$102=\"Yes\",'Hourly Input'!CU60,\"\"))","v":""},"","","","","",null,null,null,null,null,null,null,null,null,null,null,null,null,null,null,null,null,{"$f":"IF(G$106=\"\",\"\",IF($I$102=\"Yes\",'Hourly Input'!CL60,\"\"))","v":""},{"$f":"IF(H$106=\"\",\"\",IF($I$102=\"Yes\",'Hourly Input'!CM60,\"\"))","v":""},{"$f":"IF(I$106=\"\",\"\",IF($I$102=\"Yes\",'Hourly Input'!CN60,\"\"))","v":""},{"$f":"IF(J$106=\"\",\"\",IF($I$102=\"Yes\",'Hourly Input'!CO60,\"\"))","v":""},{"$f":"IF(K$106=\"\",\"\",IF($I$102=\"Yes\",'Hourly Input'!CP60,\"\"))","v":""},{"$f":"IF(L$106=\"\",\"\",IF($I$102=\"Yes\",'Hourly Input'!CQ60,\"\"))","v":""},{"$f":"IF(M$106=\"\",\"\",IF($I$102=\"Yes\",'Hourly Input'!CR60,\"\"))","v":""},{"$f":"IF(N$106=\"\",\"\",IF($I$102=\"Yes\",'Hourly Input'!CS60,\"\"))","v":""},{"$f":"IF(O$106=\"\",\"\",IF($I$102=\"Yes\",'Hourly Input'!CT60,\"\"))","v":""},{"$f":"IF(P$106=\"\",\"\",IF($I$102=\"Yes\",'Hourly Input'!CU60,\"\"))","v":""},"","","","",""]
[null,null,{"$f":"IF(Lists_Modeling_Protocol=\"Section 11\", IF(OR('Demand Savings Customization'!$AB$17=TRUE,'Demand Savings Customization'!$AB$18=TRUE),1,5/0),5/0)","v":{"$error":"#DIV/0!"}},null,"Misc equipment","Btuh",{"$f":"IF(G$106=\"\",\"\",IF($I$102=\"Yes\",'Hourly Input'!CL61,\"\"))","v":""},{"$f":"IF(H$106=\"\",\"\",IF($I$102=\"Yes\",'Hourly Input'!CM61,\"\"))","v":""},{"$f":"IF(I$106=\"\",\"\",IF($I$102=\"Yes\",'Hourly Input'!CN61,\"\"))","v":""},{"$f":"IF(J$106=\"\",\"\",IF($I$102=\"Yes\",'Hourly Input'!CO61,\"\"))","v":""},{"$f":"IF(K$106=\"\",\"\",IF($I$102=\"Yes\",'Hourly Input'!CP61,\"\"))","v":""},{"$f":"IF(L$106=\"\",\"\",IF($I$102=\"Yes\",'Hourly Input'!CQ61,\"\"))","v":""},{"$f":"IF(M$106=\"\",\"\",IF($I$102=\"Yes\",'Hourly Input'!CR61,\"\"))","v":""},{"$f":"IF(N$106=\"\",\"\",IF($I$102=\"Yes\",'Hourly Input'!CS61,\"\"))","v":""},{"$f":"IF(O$106=\"\",\"\",IF($I$102=\"Yes\",'Hourly Input'!CT61,\"\"))","v":""},{"$f":"IF(P$106=\"\",\"\",IF($I$102=\"Yes\",'Hourly Input'!CU61,\"\"))","v":""},"","","","","",null,null,null,null,null,null,null,null,null,null,null,null,null,null,null,null,null,{"$f":"IF(G$106=\"\",\"\",IF($I$102=\"Yes\",'Hourly Input'!CL61,\"\"))","v":""},{"$f":"IF(H$106=\"\",\"\",IF($I$102=\"Yes\",'Hourly Input'!CM61,\"\"))","v":""},{"$f":"IF(I$106=\"\",\"\",IF($I$102=\"Yes\",'Hourly Input'!CN61,\"\"))","v":""},{"$f":"IF(J$106=\"\",\"\",IF($I$102=\"Yes\",'Hourly Input'!CO61,\"\"))","v":""},{"$f":"IF(K$106=\"\",\"\",IF($I$102=\"Yes\",'Hourly Input'!CP61,\"\"))","v":""},{"$f":"IF(L$106=\"\",\"\",IF($I$102=\"Yes\",'Hourly Input'!CQ61,\"\"))","v":""},{"$f":"IF(M$106=\"\",\"\",IF($I$102=\"Yes\",'Hourly Input'!CR61,\"\"))","v":""},{"$f":"IF(N$106=\"\",\"\",IF($I$102=\"Yes\",'Hourly Input'!CS61,\"\"))","v":""},{"$f":"IF(O$106=\"\",\"\",IF($I$102=\"Yes\",'Hourly Input'!CT61,\"\"))","v":""},{"$f":"IF(P$106=\"\",\"\",IF($I$102=\"Yes\",'Hourly Input'!CU61,\"\"))","v":""},"","","","",""]
[null,null,{"$f":"IF(Lists_Modeling_Protocol=\"Section 11\", IF(OR('Demand Savings Customization'!$AB$17=TRUE,'Demand Savings Customization'!$AB$18=TRUE),1,5/0),5/0)","v":{"$error":"#DIV/0!"}},null,"Industrial process","Btuh",{"$f":"IF(G$106=\"\",\"\",IF($I$102=\"Yes\",'Hourly Input'!CL62,\"\"))","v":""},{"$f":"IF(H$106=\"\",\"\",IF($I$102=\"Yes\",'Hourly Input'!CM62,\"\"))","v":""},{"$f":"IF(I$106=\"\",\"\",IF($I$102=\"Yes\",'Hourly Input'!CN62,\"\"))","v":""},{"$f":"IF(J$106=\"\",\"\",IF($I$102=\"Yes\",'Hourly Input'!CO62,\"\"))","v":""},{"$f":"IF(K$106=\"\",\"\",IF($I$102=\"Yes\",'Hourly Input'!CP62,\"\"))","v":""},{"$f":"IF(L$106=\"\",\"\",IF($I$102=\"Yes\",'Hourly Input'!CQ62,\"\"))","v":""},{"$f":"IF(M$106=\"\",\"\",IF($I$102=\"Yes\",'Hourly Input'!CR62,\"\"))","v":""},{"$f":"IF(N$106=\"\",\"\",IF($I$102=\"Yes\",'Hourly Input'!CS62,\"\"))","v":""},{"$f":"IF(O$106=\"\",\"\",IF($I$102=\"Yes\",'Hourly Input'!CT62,\"\"))","v":""},{"$f":"IF(P$106=\"\",\"\",IF($I$102=\"Yes\",'Hourly Input'!CU62,\"\"))","v":""},"","","","","",null,null,null,null,null,null,null,null,null,null,null,null,null,null,null,null,null,{"$f":"IF(G$106=\"\",\"\",IF($I$102=\"Yes\",'Hourly Input'!CL62,\"\"))","v":""},{"$f":"IF(H$106=\"\",\"\",IF($I$102=\"Yes\",'Hourly Input'!CM62,\"\"))","v":""},{"$f":"IF(I$106=\"\",\"\",IF($I$102=\"Yes\",'Hourly Input'!CN62,\"\"))","v":""},{"$f":"IF(J$106=\"\",\"\",IF($I$102=\"Yes\",'Hourly Input'!CO62,\"\"))","v":""},{"$f":"IF(K$106=\"\",\"\",IF($I$102=\"Yes\",'Hourly Input'!CP62,\"\"))","v":""},{"$f":"IF(L$106=\"\",\"\",IF($I$102=\"Yes\",'Hourly Input'!CQ62,\"\"))","v":""},{"$f":"IF(M$106=\"\",\"\",IF($I$102=\"Yes\",'Hourly Input'!CR62,\"\"))","v":""},{"$f":"IF(N$106=\"\",\"\",IF($I$102=\"Yes\",'Hourly Input'!CS62,\"\"))","v":""},{"$f":"IF(O$106=\"\",\"\",IF($I$102=\"Yes\",'Hourly Input'!CT62,\"\"))","v":""},{"$f":"IF(P$106=\"\",\"\",IF($I$102=\"Yes\",'Hourly Input'!CU62,\"\"))","v":""},"","","","",""]
[null,null,{"$f":"IF(Lists_Modeling_Protocol=\"Section 11\", IF(OR('Demand Savings Customization'!$AB$17=TRUE,'Demand Savings Customization'!$AB$18=TRUE),1,5/0),5/0)","v":{"$error":"#DIV/0!"}},null,"Refrigeration equipment (regulated)","Btuh",{"$f":"IF(G$106=\"\",\"\",IF($I$102=\"Yes\",'Hourly Input'!CL63,\"\"))","v":""},{"$f":"IF(H$106=\"\",\"\",IF($I$102=\"Yes\",'Hourly Input'!CM63,\"\"))","v":""},{"$f":"IF(I$106=\"\",\"\",IF($I$102=\"Yes\",'Hourly Input'!CN63,\"\"))","v":""},{"$f":"IF(J$106=\"\",\"\",IF($I$102=\"Yes\",'Hourly Input'!CO63,\"\"))","v":""},{"$f":"IF(K$106=\"\",\"\",IF($I$102=\"Yes\",'Hourly Input'!CP63,\"\"))","v":""},{"$f":"IF(L$106=\"\",\"\",IF($I$102=\"Yes\",'Hourly Input'!CQ63,\"\"))","v":""},{"$f":"IF(M$106=\"\",\"\",IF($I$102=\"Yes\",'Hourly Input'!CR63,\"\"))","v":""},{"$f":"IF(N$106=\"\",\"\",IF($I$102=\"Yes\",'Hourly Input'!CS63,\"\"))","v":""},{"$f":"IF(O$106=\"\",\"\",IF($I$102=\"Yes\",'Hourly Input'!CT63,\"\"))","v":""},{"$f":"IF(P$106=\"\",\"\",IF($I$102=\"Yes\",'Hourly Input'!CU63,\"\"))","v":""},"","","","","",null,null,null,null,null,null,null,null,null,null,null,null,null,null,null,null,null,{"$f":"IF(G$106=\"\",\"\",IF($I$102=\"Yes\",'Hourly Input'!CL63,\"\"))","v":""},{"$f":"IF(H$106=\"\",\"\",IF($I$102=\"Yes\",'Hourly Input'!CM63,\"\"))","v":""},{"$f":"IF(I$106=\"\",\"\",IF($I$102=\"Yes\",'Hourly Input'!CN63,\"\"))","v":""},{"$f":"IF(J$106=\"\",\"\",IF($I$102=\"Yes\",'Hourly Input'!CO63,\"\"))","v":""},{"$f":"IF(K$106=\"\",\"\",IF($I$102=\"Yes\",'Hourly Input'!CP63,\"\"))","v":""},{"$f":"IF(L$106=\"\",\"\",IF($I$102=\"Yes\",'Hourly Input'!CQ63,\"\"))","v":""},{"$f":"IF(M$106=\"\",\"\",IF($I$102=\"Yes\",'Hourly Input'!CR63,\"\"))","v":""},{"$f":"IF(N$106=\"\",\"\",IF($I$102=\"Yes\",'Hourly Input'!CS63,\"\"))","v":""},{"$f":"IF(O$106=\"\",\"\",IF($I$102=\"Yes\",'Hourly Input'!CT63,\"\"))","v":""},{"$f":"IF(P$106=\"\",\"\",IF($I$102=\"Yes\",'Hourly Input'!CU63,\"\"))","v":""},"","","","",""]
[null,null,{"$f":"IF(Lists_Modeling_Protocol=\"Section 11\", IF(OR('Demand Savings Customization'!$AB$17=TRUE,'Demand Savings Customization'!$AB$18=TRUE),1,5/0),5/0)","v":{"$error":"#DIV/0!"}},null,"Refrigeration equipment (unregulated)","Btuh",{"$f":"IF(G$106=\"\",\"\",IF($I$102=\"Yes\",'Hourly Input'!CL64,\"\"))","v":""},{"$f":"IF(H$106=\"\",\"\",IF($I$102=\"Yes\",'Hourly Input'!CM64,\"\"))","v":""},{"$f":"IF(I$106=\"\",\"\",IF($I$102=\"Yes\",'Hourly Input'!CN64,\"\"))","v":""},{"$f":"IF(J$106=\"\",\"\",IF($I$102=\"Yes\",'Hourly Input'!CO64,\"\"))","v":""},{"$f":"IF(K$106=\"\",\"\",IF($I$102=\"Yes\",'Hourly Input'!CP64,\"\"))","v":""},{"$f":"IF(L$106=\"\",\"\",IF($I$102=\"Yes\",'Hourly Input'!CQ64,\"\"))","v":""},{"$f":"IF(M$106=\"\",\"\",IF($I$102=\"Yes\",'Hourly Input'!CR64,\"\"))","v":""},{"$f":"IF(N$106=\"\",\"\",IF($I$102=\"Yes\",'Hourly Input'!CS64,\"\"))","v":""},{"$f":"IF(O$106=\"\",\"\",IF($I$102=\"Yes\",'Hourly Input'!CT64,\"\"))","v":""},{"$f":"IF(P$106=\"\",\"\",IF($I$102=\"Yes\",'Hourly Input'!CU64,\"\"))","v":""},"","","","","",null,null,null,null,null,null,null,null,null,null,null,null,null,null,null,null,null,{"$f":"IF(G$106=\"\",\"\",IF($I$102=\"Yes\",'Hourly Input'!CL64,\"\"))","v":""},{"$f":"IF(H$106=\"\",\"\",IF($I$102=\"Yes\",'Hourly Input'!CM64,\"\"))","v":""},{"$f":"IF(I$106=\"\",\"\",IF($I$102=\"Yes\",'Hourly Input'!CN64,\"\"))","v":""},{"$f":"IF(J$106=\"\",\"\",IF($I$102=\"Yes\",'Hourly Input'!CO64,\"\"))","v":""},{"$f":"IF(K$106=\"\",\"\",IF($I$102=\"Yes\",'Hourly Input'!CP64,\"\"))","v":""},{"$f":"IF(L$106=\"\",\"\",IF($I$102=\"Yes\",'Hourly Input'!CQ64,\"\"))","v":""},{"$f":"IF(M$106=\"\",\"\",IF($I$102=\"Yes\",'Hourly Input'!CR64,\"\"))","v":""},{"$f":"IF(N$106=\"\",\"\",IF($I$102=\"Yes\",'Hourly Input'!CS64,\"\"))","v":""},{"$f":"IF(O$106=\"\",\"\",IF($I$102=\"Yes\",'Hourly Input'!CT64,\"\"))","v":""},{"$f":"IF(P$106=\"\",\"\",IF($I$102=\"Yes\",'Hourly Input'!CU64,\"\"))","v":""},"","","","",""]
[null,null,{"$f":"IF(Lists_Modeling_Protocol=\"Section 11\", IF(OR('Demand Savings Customization'!$AB$17=TRUE,'Demand Savings Customization'!$AB$18=TRUE),1,5/0),5/0)","v":{"$error":"#DIV/0!"}},null,"Elevators and escalators","Btuh",{"$f":"IF(G$106=\"\",\"\",IF($I$102=\"Yes\",'Hourly Input'!CL65,\"\"))","v":""},{"$f":"IF(H$106=\"\",\"\",IF($I$102=\"Yes\",'Hourly Input'!CM65,\"\"))","v":""},{"$f":"IF(I$106=\"\",\"\",IF($I$102=\"Yes\",'Hourly Input'!CN65,\"\"))","v":""},{"$f":"IF(J$106=\"\",\"\",IF($I$102=\"Yes\",'Hourly Input'!CO65,\"\"))","v":""},{"$f":"IF(K$106=\"\",\"\",IF($I$102=\"Yes\",'Hourly Input'!CP65,\"\"))","v":""},{"$f":"IF(L$106=\"\",\"\",IF($I$102=\"Yes\",'Hourly Input'!CQ65,\"\"))","v":""},{"$f":"IF(M$106=\"\",\"\",IF($I$102=\"Yes\",'Hourly Input'!CR65,\"\"))","v":""},{"$f":"IF(N$106=\"\",\"\",IF($I$102=\"Yes\",'Hourly Input'!CS65,\"\"))","v":""},{"$f":"IF(O$106=\"\",\"\",IF($I$102=\"Yes\",'Hourly Input'!CT65,\"\"))","v":""},{"$f":"IF(P$106=\"\",\"\",IF($I$102=\"Yes\",'Hourly Input'!CU65,\"\"))","v":""},"","","","","",null,null,null,null,null,null,null,null,null,null,null,null,null,null,null,null,null,{"$f":"IF(G$106=\"\",\"\",IF($I$102=\"Yes\",'Hourly Input'!CL65,\"\"))","v":""},{"$f":"IF(H$106=\"\",\"\",IF($I$102=\"Yes\",'Hourly Input'!CM65,\"\"))","v":""},{"$f":"IF(I$106=\"\",\"\",IF($I$102=\"Yes\",'Hourly Input'!CN65,\"\"))","v":""},{"$f":"IF(J$106=\"\",\"\",IF($I$102=\"Yes\",'Hourly Input'!CO65,\"\"))","v":""},{"$f":"IF(K$106=\"\",\"\",IF($I$102=\"Yes\",'Hourly Input'!CP65,\"\"))","v":""},{"$f":"IF(L$106=\"\",\"\",IF($I$102=\"Yes\",'Hourly Input'!CQ65,\"\"))","v":""},{"$f":"IF(M$106=\"\",\"\",IF($I$102=\"Yes\",'Hourly Input'!CR65,\"\"))","v":""},{"$f":"IF(N$106=\"\",\"\",IF($I$102=\"Yes\",'Hourly Input'!CS65,\"\"))","v":""},{"$f":"IF(O$106=\"\",\"\",IF($I$102=\"Yes\",'Hourly Input'!CT65,\"\"))","v":""},{"$f":"IF(P$106=\"\",\"\",IF($I$102=\"Yes\",'Hourly Input'!CU65,\"\"))","v":""},"","","","",""]
[null,null,{"$f":"IF(Lists_Modeling_Protocol=\"Section 11\", IF(OR('Demand Savings Customization'!$AB$17=TRUE,'Demand Savings Customization'!$AB$18=TRUE),1,5/0),5/0)","v":{"$error":"#DIV/0!"}},null,"Other regulated","Btuh",{"$f":"IF(G$106=\"\",\"\",IF($I$102=\"Yes\",'Hourly Input'!CL66,\"\"))","v":""},{"$f":"IF(H$106=\"\",\"\",IF($I$102=\"Yes\",'Hourly Input'!CM66,\"\"))","v":""},{"$f":"IF(I$106=\"\",\"\",IF($I$102=\"Yes\",'Hourly Input'!CN66,\"\"))","v":""},{"$f":"IF(J$106=\"\",\"\",IF($I$102=\"Yes\",'Hourly Input'!CO66,\"\"))","v":""},{"$f":"IF(K$106=\"\",\"\",IF($I$102=\"Yes\",'Hourly Input'!CP66,\"\"))","v":""},{"$f":"IF(L$106=\"\",\"\",IF($I$102=\"Yes\",'Hourly Input'!CQ66,\"\"))","v":""},{"$f":"IF(M$106=\"\",\"\",IF($I$102=\"Yes\",'Hourly Input'!CR66,\"\"))","v":""},{"$f":"IF(N$106=\"\",\"\",IF($I$102=\"Yes\",'Hourly Input'!CS66,\"\"))","v":""},{"$f":"IF(O$106=\"\",\"\",IF($I$102=\"Yes\",'Hourly Input'!CT66,\"\"))","v":""},{"$f":"IF(P$106=\"\",\"\",IF($I$102=\"Yes\",'Hourly Input'!CU66,\"\"))","v":""},"","","","","",null,null,null,null,null,null,null,null,null,null,null,null,null,null,null,null,null,{"$f":"IF(G$106=\"\",\"\",IF($I$102=\"Yes\",'Hourly Input'!CL66,\"\"))","v":""},{"$f":"IF(H$106=\"\",\"\",IF($I$102=\"Yes\",'Hourly Input'!CM66,\"\"))","v":""},{"$f":"IF(I$106=\"\",\"\",IF($I$102=\"Yes\",'Hourly Input'!CN66,\"\"))","v":""},{"$f":"IF(J$106=\"\",\"\",IF($I$102=\"Yes\",'Hourly Input'!CO66,\"\"))","v":""},{"$f":"IF(K$106=\"\",\"\",IF($I$102=\"Yes\",'Hourly Input'!CP66,\"\"))","v":""},{"$f":"IF(L$106=\"\",\"\",IF($I$102=\"Yes\",'Hourly Input'!CQ66,\"\"))","v":""},{"$f":"IF(M$106=\"\",\"\",IF($I$102=\"Yes\",'Hourly Input'!CR66,\"\"))","v":""},{"$f":"IF(N$106=\"\",\"\",IF($I$102=\"Yes\",'Hourly Input'!CS66,\"\"))","v":""},{"$f":"IF(O$106=\"\",\"\",IF($I$102=\"Yes\",'Hourly Input'!CT66,\"\"))","v":""},{"$f":"IF(P$106=\"\",\"\",IF($I$102=\"Yes\",'Hourly Input'!CU66,\"\"))","v":""},"","","","",""]
[null,null,{"$f":"IF(Lists_Modeling_Protocol=\"Section 11\", IF(OR('Demand Savings Customization'!$AB$17=TRUE,'Demand Savings Customization'!$AB$18=TRUE),1,5/0),5/0)","v":{"$error":"#DIV/0!"}},null,"Other unregulated","Btuh",{"$f":"IF(G$106=\"\",\"\",IF($I$102=\"Yes\",'Hourly Input'!CL67,\"\"))","v":""},{"$f":"IF(H$106=\"\",\"\",IF($I$102=\"Yes\",'Hourly Input'!CM67,\"\"))","v":""},{"$f":"IF(I$106=\"\",\"\",IF($I$102=\"Yes\",'Hourly Input'!CN67,\"\"))","v":""},{"$f":"IF(J$106=\"\",\"\",IF($I$102=\"Yes\",'Hourly Input'!CO67,\"\"))","v":""},{"$f":"IF(K$106=\"\",\"\",IF($I$102=\"Yes\",'Hourly Input'!CP67,\"\"))","v":""},{"$f":"IF(L$106=\"\",\"\",IF($I$102=\"Yes\",'Hourly Input'!CQ67,\"\"))","v":""},{"$f":"IF(M$106=\"\",\"\",IF($I$102=\"Yes\",'Hourly Input'!CR67,\"\"))","v":""},{"$f":"IF(N$106=\"\",\"\",IF($I$102=\"Yes\",'Hourly Input'!CS67,\"\"))","v":""},{"$f":"IF(O$106=\"\",\"\",IF($I$102=\"Yes\",'Hourly Input'!CT67,\"\"))","v":""},{"$f":"IF(P$106=\"\",\"\",IF($I$102=\"Yes\",'Hourly Input'!CU67,\"\"))","v":""},"","","","","",null,null,null,null,null,null,null,null,null,null,null,null,null,null,null,null,null,{"$f":"IF(G$106=\"\",\"\",IF($I$102=\"Yes\",'Hourly Input'!CL67,\"\"))","v":""},{"$f":"IF(H$106=\"\",\"\",IF($I$102=\"Yes\",'Hourly Input'!CM67,\"\"))","v":""},{"$f":"IF(I$106=\"\",\"\",IF($I$102=\"Yes\",'Hourly Input'!CN67,\"\"))","v":""},{"$f":"IF(J$106=\"\",\"\",IF($I$102=\"Yes\",'Hourly Input'!CO67,\"\"))","v":""},{"$f":"IF(K$106=\"\",\"\",IF($I$102=\"Yes\",'Hourly Input'!CP67,\"\"))","v":""},{"$f":"IF(L$106=\"\",\"\",IF($I$102=\"Yes\",'Hourly Input'!CQ67,\"\"))","v":""},{"$f":"IF(M$106=\"\",\"\",IF($I$102=\"Yes\",'Hourly Input'!CR67,\"\"))","v":""},{"$f":"IF(N$106=\"\",\"\",IF($I$102=\"Yes\",'Hourly Input'!CS67,\"\"))","v":""},{"$f":"IF(O$106=\"\",\"\",IF($I$102=\"Yes\",'Hourly Input'!CT67,\"\"))","v":""},{"$f":"IF(P$106=\"\",\"\",IF($I$102=\"Yes\",'Hourly Input'!CU67,\"\"))","v":""},"","","","",""]
[null,null,{"$f":"IF(Lists_Modeling_Protocol=\"Section 11\", IF(OR('Demand Savings Customization'!$AB$17=TRUE,'Demand Savings Customization'!$AB$18=TRUE),1,5/0),5/0)","v":{"$error":"#DIV/0!"}},null,"Whole building","Btuh",{"$f":"IF(G$106=\"\",\"-\",IF(AND($I$103=\"No\",$I$102=\"No\"),\"\",IF($I$103=\"Yes\",SUM(G107:G124),IF($I$102=\"Yes\",'Hourly Input'!CL68,\"\"))))","v":"-"},{"$f":"IF(H$106=\"\",\"-\",IF(AND($I$103=\"No\",$I$102=\"No\"),\"\",IF($I$103=\"Yes\",SUM(H107:H124),IF($I$102=\"Yes\",'Hourly Input'!CM68,\"\"))))","v":"-"},{"$f":"IF(I$106=\"\",\"-\",IF(AND($I$103=\"No\",$I$102=\"No\"),\"\",IF($I$103=\"Yes\",SUM(I107:I124),IF($I$102=\"Yes\",'Hourly Input'!CN68,\"\"))))","v":"-"},{"$f":"IF(J$106=\"\",\"-\",IF(AND($I$103=\"No\",$I$102=\"No\"),\"\",IF($I$103=\"Yes\",SUM(J107:J124),IF($I$102=\"Yes\",'Hourly Input'!CO68,\"\"))))","v":"-"},{"$f":"IF(K$106=\"\",\"-\",IF(AND($I$103=\"No\",$I$102=\"No\"),\"\",IF($I$103=\"Yes\",SUM(K107:K124),IF($I$102=\"Yes\",'Hourly Input'!CP68,\"\"))))","v":"-"},{"$f":"IF(L$106=\"\",\"-\",IF(AND($I$103=\"No\",$I$102=\"No\"),\"\",IF($I$103=\"Yes\",SUM(L107:L124),IF($I$102=\"Yes\",'Hourly Input'!CQ68,\"\"))))","v":"-"},{"$f":"IF(M$106=\"\",\"-\",IF(AND($I$103=\"No\",$I$102=\"No\"),\"\",IF($I$103=\"Yes\",SUM(M107:M124),IF($I$102=\"Yes\",'Hourly Input'!CR68,\"\"))))","v":"-"},{"$f":"IF(N$106=\"\",\"-\",IF(AND($I$103=\"No\",$I$102=\"No\"),\"\",IF($I$103=\"Yes\",SUM(N107:N124),IF($I$102=\"Yes\",'Hourly Input'!CS68,\"\"))))","v":"-"},{"$f":"IF(O$106=\"\",\"-\",IF(AND($I$103=\"No\",$I$102=\"No\"),\"\",IF($I$103=\"Yes\",SUM(O107:O124),IF($I$102=\"Yes\",'Hourly Input'!CT68,\"\"))))","v":"-"},{"$f":"IF(P$106=\"\",\"-\",IF(AND($I$103=\"No\",$I$102=\"No\"),\"\",IF($I$103=\"Yes\",SUM(P107:P124),IF($I$102=\"Yes\",'Hourly Input'!CU68,\"\"))))","v":"-"},{"$f":"IF(Q$106=\"\",\"-\",IFERROR(G125-L125,\"\"))","v":"-"},{"$f":"IF(R$106=\"\",\"-\",IFERROR(H125-M125,\"\"))","v":"-"},"-","-","-",null,null,null,null,null,null,null,null,null,null,null,null,null,null,null,null,null,{"$f":"IF(G$106=\"\",\"-\",IF(AND($I$103=\"No\",$I$102=\"No\"),\"\",IF($I$103=\"Yes\",SUM(G107:G124),IF($I$102=\"Yes\",'Hourly Input'!CL68,\"\"))))","v":"-"},{"$f":"IF(H$106=\"\",\"-\",IF(AND($I$103=\"No\",$I$102=\"No\"),\"\",IF($I$103=\"Yes\",SUM(H107:H124),IF($I$102=\"Yes\",'Hourly Input'!CM68,\"\"))))","v":"-"},{"$f":"IF(I$106=\"\",\"-\",IF(AND($I$103=\"No\",$I$102=\"No\"),\"\",IF($I$103=\"Yes\",SUM(I107:I124),IF($I$102=\"Yes\",'Hourly Input'!CN68,\"\"))))","v":"-"},{"$f":"IF(J$106=\"\",\"-\",IF(AND($I$103=\"No\",$I$102=\"No\"),\"\",IF($I$103=\"Yes\",SUM(J107:J124),IF($I$102=\"Yes\",'Hourly Input'!CO68,\"\"))))","v":"-"},{"$f":"IF(K$106=\"\",\"-\",IF(AND($I$103=\"No\",$I$102=\"No\"),\"\",IF($I$103=\"Yes\",SUM(K107:K124),IF($I$102=\"Yes\",'Hourly Input'!CP68,\"\"))))","v":"-"},{"$f":"IF(L$106=\"\",\"-\",IF(AND($I$103=\"No\",$I$102=\"No\"),\"\",IF($I$103=\"Yes\",SUM(L107:L124),IF($I$102=\"Yes\",'Hourly Input'!CQ68,\"\"))))","v":"-"},{"$f":"IF(M$106=\"\",\"-\",IF(AND($I$103=\"No\",$I$102=\"No\"),\"\",IF($I$103=\"Yes\",SUM(M107:M124),IF($I$102=\"Yes\",'Hourly Input'!CR68,\"\"))))","v":"-"},{"$f":"IF(N$106=\"\",\"-\",IF(AND($I$103=\"No\",$I$102=\"No\"),\"\",IF($I$103=\"Yes\",SUM(N107:N124),IF($I$102=\"Yes\",'Hourly Input'!CS68,\"\"))))","v":"-"},{"$f":"IF(O$106=\"\",\"-\",IF(AND($I$103=\"No\",$I$102=\"No\"),\"\",IF($I$103=\"Yes\",SUM(O107:O124),IF($I$102=\"Yes\",'Hourly Input'!CT68,\"\"))))","v":"-"},{"$f":"IF(P$106=\"\",\"-\",IF(AND($I$103=\"No\",$I$102=\"No\"),\"\",IF($I$103=\"Yes\",SUM(P107:P124),IF($I$102=\"Yes\",'Hourly Input'!CU68,\"\"))))","v":"-"},{"$f":"IF(Q$106=\"\",\"-\",IFERROR(G125-L125,\"\"))","v":"-"},{"$f":"IF(R$106=\"\",\"-\",IFERROR(H125-M125,\"\"))","v":"-"},"-","-","-"]
[null,null,{"$f":"IF(Lists_Modeling_Protocol=\"Section 11\", IF(OR('Demand Savings Customization'!$AB$17=TRUE,'Demand Savings Customization'!$AB$18=TRUE),1,5/0),5/0)","v":{"$error":"#DIV/0!"}}]
[]
[null,null,{"$f":"$C$10","v":{"$error":"#DIV/0!"}},null,"Table 3: District Cooling Demand Savings by End Use (Btu/hr)"]
[null,null,{"$f":"$C$10","v":{"$error":"#DIV/0!"}},null,"Instructions\n1. Populate the Hourly District Input tab. The table below will autopopulate based upon the entries on that tab. Manually enter/revise data in the table below after responding to the questions below via the dropdown listboxes as needed.  \nNote: whole building demand and demand savings are more accurately captured when all end uses' demand has been accounted for in the table below. If not all end uses are captured in the table below, whole-building demand savings will be estimated using the data from Table 2 on the Compliance Calculations tab in the Compliance Form. Inaccurately entering baseline energy in Table 2 on the Compliance Calculations tab in the Compliance Form will affect the accuracy of the whole-building demand savings reported in the table below.\n2. If needed, use the \"Restore formulas\" button below to restore the formulas that bring in the values from the Hourly District Input tab.",null,null,null,null,null,null,null,null,null,null,null,null,null,null,null,null,null,null,null,null,null,null,null,null,null,null,null,null,null,null,null,null,null,null,null,null,null,null,null,null,null,null,null,null,null,null,null,null,null,null,null,null,null,null,null," "]
[null,null,{"$error":"#DIV/0!"}]
[null,null,{"$error":"#DIV/0!"},null,"        Has hourly data been entered on the Hourly Input tab?"]
[null,null,{"$error":"#DIV/0!"},null,"        Will all end use demand be captured in the below table?"]
[null,null,{"$error":"#DIV/0!"}]
[null,null,{"$error":"#DIV/0!"},null,"End Use","Demand Units","Baseline Coincident Peak District Cooling Demand",null,null,null,null,{"$f":"\"ASHRAE 90.1 \" & Lists_Modeling_Protocol_Year &\" Adjusted Baseline Coincident Peak District Cooling Demand\"","v":{"$error":"#VALUE!"}},null,null,null,null,"Proposed Coincident Peak District Cooling Demand",null,null,null,null,"District Cooling Demand Savings",null,null,null,null,null,null,null,null,null,"Use the schedule for electricity",null,null,null,null,null,null,"Baseline Coincident Peak District Cooling Demand",null,null,null,null,{"$f":"\"ASHRAE 90.1 \" & Lists_Modeling_Protocol_Year &\" Adjusted Baseline Coincident Peak District Cooling Demand\"","v":{"$error":"#VALUE!"}},null,null,null,null,"Proposed Coincident Peak District Cooling Demand",null,null,null,null,"District Cooling Demand Savings"]
[null,null,{"$error":"#DIV/0!"},null,null,null,{"$f":"IF(OR(AG135=\"\",AG136=\"\",AG137=\"\",AG138=\"\",AG139=\"\"),\"\",AG135&\"-\"&AG136&\" Hours \"&AG137&\"-\"&AG138&\", \"&AG139)","v":"06/01-06/30 Hours 1-24, All Days"},{"$f":"IF(OR(AH135=\"\",AH136=\"\",AH137=\"\",AH138=\"\",AH139=\"\"),\"\",AH135&\"-\"&AH136&\" Hours \"&AH137&\"-\"&AH138&\", \"&AH139)","v":"07/01-07/31 Hours 1-24, All Days"},{"$f":"IF(OR(AI135=\"\",AI136=\"\",AI137=\"\",AI138=\"\",AI139=\"\"),\"\",AI135&\"-\"&AI136&\" Hours \"&AI137&\"-\"&AI138&\", \"&AI139)","v":"08/01-08/31 Hours 1-24, All Days"},{"$f":"IF(OR(AJ135=\"\",AJ136=\"\",AJ137=\"\",AJ138=\"\",AJ139=\"\"),\"\",AJ135&\"-\"&AJ136&\" Hours \"&AJ137&\"-\"&AJ138&\", \"&AJ139)","v":"12/01-12/31 Hours 1-24, All Days"},{"$f":"IF(OR(AK135=\"\",AK136=\"\",AK137=\"\",AK138=\"\",AK139=\"\"),\"\",AK135&\"-\"&AK136&\" Hours \"&AK137&\"-\"&AK138&\", \"&AK139)","v":"01/01-01/31 Hours 1-24, All Days"},{"$f":"IF(OR(AG135=\"\",AG136=\"\",AG137=\"\",AG138=\"\",AG139=\"\"),\"\",AG135&\"-\"&AG136&\" Hours \"&AG137&\"-\"&AG138&\", \"&AG139)","v":"06/01-06/30 Hours 1-24, All Days"},{"$f":"IF(OR(AH135=\"\",AH136=\"\",AH137=\"\",AH138=\"\",AH139=\"\"),\"\",AH135&\"-\"&AH136&\" Hours \"&AH137&\"-\"&AH138&\", \"&AH139)","v":"07/01-07/31 Hours 1-24, All Days"},{"$f":"IF(OR(AI135=\"\",AI136=\"\",AI137=\"\",AI138=\"\",AI139=\"\"),\"\",AI135&\"-\"&AI136&\" Hours \"&AI137&\"-\"&AI138&\", \"&AI139)","v":"08/01-08/31 Hours 1-24, All Days"},{"$f":"IF(OR(AJ135=\"\",AJ136=\"\",AJ137=\"\",AJ138=\"\",AJ139=\"\"),\"\",AJ135&\"-\"&AJ136&\" Hours \"&AJ137&\"-\"&AJ138&\", \"&AJ139)","v":"12/01-12/31 Hours 1-24, All Days"},{"$f":"IF(OR(AK135=\"\",AK136=\"\",AK137=\"\",AK138=\"\",AK139=\"\"),\"\",AK135&\"-\"&AK136&\" Hours \"&AK137&\"-\"&AK138&\", \"&AK139)","v":"01/01-01/31 Hours 1-24, All Days"},{"$f":"IF(OR(AG135=\"\",AG136=\"\",AG137=\"\",AG138=\"\",AG139=\"\"),\"\",AG135&\"-\"&AG136&\" Hours \"&AG137&\"-\"&AG138&\", \"&AG139)","v":"06/01-06/30 Hours 1-24, All Days"},{"$f":"IF(OR(AH135=\"\",AH136=\"\",AH137=\"\",AH138=\"\",AH139=\"\"),\"\",AH135&\"-\"&AH136&\" Hours \"&AH137&\"-\"&AH138&\", \"&AH139)","v":"07/01-07/31 Hours 1-24, All Days"},{"$f":"IF(OR(AI135=\"\",AI136=\"\",AI137=\"\",AI138=\"\",AI139=\"\"),\"\",AI135&\"-\"&AI136&\" Hours \"&AI137&\"-\"&AI138&\", \"&AI139)","v":"08/01-08/31 Hours 1-24, All Days"},{"$f":"IF(OR(AJ135=\"\",AJ136=\"\",AJ137=\"\",AJ138=\"\",AJ139=\"\"),\"\",AJ135&\"-\"&AJ136&\" Hours \"&AJ137&\"-\"&AJ138&\", \"&AJ139)","v":"12/01-12/31 Hours 1-24, All Days"},{"$f":"IF(OR(AK135=\"\",AK136=\"\",AK137=\"\",AK138=\"\",AK139=\"\"),\"\",AK135&\"-\"&AK136&\" Hours \"&AK137&\"-\"&AK138&\", \"&AK139)","v":"01/01-01/31 Hours 1-24, All Days"},{"$f":"IF(OR(AG135=\"\",AG136=\"\",AG137=\"\",AG138=\"\",AG139=\"\"),\"\",AG135&\"-\"&AG136&\" Hours \"&AG137&\"-\"&AG138&\", \"&AG139)","v":"06/01-06/30 Hours 1-24, All Days"},{"$f":"IF(OR(AH135=\"\",AH136=\"\",AH137=\"\",AH138=\"\",AH139=\"\"),\"\",AH135&\"-\"&AH136&\" Hours \"&AH137&\"-\"&AH138&\", \"&AH139)","v":"07/01-07/31 Hours 1-24, All Days"},{"$f":"IF(OR(AI135=\"\",AI136=\"\",AI137=\"\",AI138=\"\",AI139=\"\"),\"\",AI135&\"-\"&AI136&\" Hours \"&AI137&\"-\"&AI138&\", \"&AI139)","v":"08/01-08/31 Hours 1-24, All Days"},{"$f":"IF(OR(AJ135=\"\",AJ136=\"\",AJ137=\"\",AJ138=\"\",AJ139=\"\"),\"\",AJ135&\"-\"&AJ136&\" Hours \"&AJ137&\"-\"&AJ138&\", \"&AJ139)","v":"12/01-12/31 Hours 1-24, All Days"},{"$f":"IF(OR(AK135=\"\",AK136=\"\",AK137=\"\",AK138=\"\",AK139=\"\"),\"\",AK135&\"-\"&AK136&\" Hours \"&AK137&\"-\"&AK138&\", \"&AK139)","v":"01/01-01/31 Hours 1-24, All Days"},null,null,"Weighted Avg SEEUPFs",null,2,"Start date",{"$f":"IF(INDEX(Demand_Savings_Customization_ElecTable,$AE135,'Demand Savings Customization'!G$23)=\"\",\"\",TEXT(INDEX(Demand_Savings_Customization_ElecTable,$AE135,'Demand Savings Customization'!G$23),\"MM/DD\"))","v":"06/01"},{"$f":"IF(INDEX(Demand_Savings_Customization_ElecTable,$AE135,'Demand Savings Customization'!H$23)=\"\",\"\",TEXT(INDEX(Demand_Savings_Customization_ElecTable,$AE135,'Demand Savings Customization'!H$23),\"MM/DD\"))","v":"07/01"},{"$f":"IF(INDEX(Demand_Savings_Customization_ElecTable,$AE135,'Demand Savings Customization'!I$23)=\"\",\"\",TEXT(INDEX(Demand_Savings_Customization_ElecTable,$AE135,'Demand Savings Customization'!I$23),\"MM/DD\"))","v":"08/01"},{"$f":"IF(INDEX(Demand_Savings_Customization_ElecTable,$AE135,'Demand Savings Customization'!J$23)=\"\",\"\",TEXT(INDEX(Demand_Savings_Customization_ElecTable,$AE135,'Demand Savings Customization'!J$23),\"MM/DD\"))","v":"12/01"},{"$f":"IF(INDEX(Demand_Savings_Customization_ElecTable,$AE135,'Demand Savings Customization'!K$23)=\"\",\"\",TEXT(INDEX(Demand_Savings_Customization_ElecTable,$AE135,'Demand Savings Customization'!K$23),\"MM/DD\"))","v":"01/01"},null,"Range 1","Range 2","Range 3","Range 4","Range 5","Range 1","Range 2","Range 3","Range 4","Range 5","Range 1","Range 2","Range 3","Range 4","Range 5","Range 1","Range 2","Range 3","Range 4","Range 5"]
[null,null,{"$error":"#DIV/0!"},null,"Interior lighting","Btuh",{"$f":"IF(G$135=\"\",\"\",IF($I$131=\"Yes\",'Hourly District Input'!DX20,\"\"))","v":""},{"$f":"IF(H$135=\"\",\"\",IF($I$131=\"Yes\",'Hourly District Input'!DY20,\"\"))","v":""},{"$f":"IF(I$135=\"\",\"\",IF($I$131=\"Yes\",'Hourly District Input'!DZ20,\"\"))","v":""},{"$f":"IF(J$135=\"\",\"\",IF($I$131=\"Yes\",'Hourly District Input'!EA20,\"\"))","v":""},{"$f":"IF(K$135=\"\",\"\",IF($I$131=\"Yes\",'Hourly District Input'!EB20,\"\"))","v":""},{"$f":"IFERROR(IF(L$135=\"\",\"\",G136*$AC136),\"\")","v":""},{"$f":"IFERROR(IF(M$135=\"\",\"\",H136*$AC136),\"\")","v":""},{"$f":"IFERROR(IF(N$135=\"\",\"\",I136*$AC136),\"\")","v":""},{"$f":"IFERROR(IF(O$135=\"\",\"\",J136*$AC136),\"\")","v":""},{"$f":"IFERROR(IF(P$135=\"\",\"\",K136*$AC136),\"\")","v":""},{"$f":"IF(Q$135=\"\",\"\",IF($I$131=\"Yes\",'Hourly District Input'!EC20,\"\"))","v":""},{"$f":"IF(R$135=\"\",\"\",IF($I$131=\"Yes\",'Hourly District Input'!ED20,\"\"))","v":""},{"$f":"IF(S$135=\"\",\"\",IF($I$131=\"Yes\",'Hourly District Input'!EE20,\"\"))","v":""},{"$f":"IF(T$135=\"\",\"\",IF($I$131=\"Yes\",'Hourly District Input'!EF20,\"\"))","v":""},{"$f":"IF(U$135=\"\",\"\",IF($I$131=\"Yes\",'Hourly District Input'!EG20,\"\"))","v":""},{"$f":"IFERROR(L136-Q136,\"\")","v":""},{"$f":"IFERROR(M136-R136,\"\")","v":""},{"$f":"IFERROR(N136-S136,\"\")","v":""},{"$f":"IFERROR(O136-T136,\"\")","v":""},{"$f":"IFERROR(P136-U136,\"\")","v":""},null,1,{"$f":"INDEX(Perf_byEndUse_SEEUPF_Summary_Table,AB136+1,1)","v":0},null,3,"End date",{"$f":"TEXT(INDEX(Demand_Savings_Customization_ElecTable,$AE136,'Demand Savings Customization'!G$23),\"MM/DD\")","v":"06/30"},{"$f":"TEXT(INDEX(Demand_Savings_Customization_ElecTable,$AE136,'Demand Savings Customization'!H$23),\"MM/DD\")","v":"07/31"},{"$f":"TEXT(INDEX(Demand_Savings_Customization_ElecTable,$AE136,'Demand Savings Customization'!I$23),\"MM/DD\")","v":"08/31"},{"$f":"TEXT(INDEX(Demand_Savings_Customization_ElecTable,$AE136,'Demand Savings Customization'!J$23),\"MM/DD\")","v":"12/31"},{"$f":"TEXT(INDEX(Demand_Savings_Customization_ElecTable,$AE136,'Demand Savings Customization'!K$23),\"MM/DD\")","v":"01/31"},null,{"$f":"IF(G$135=\"\",\"\",IF($I$131=\"Yes\",'Hourly District Input'!DX20,\"\"))","v":""},{"$f":"IF(H$135=\"\",\"\",IF($I$131=\"Yes\",'Hourly District Input'!DY20,\"\"))","v":""},{"$f":"IF(I$135=\"\",\"\",IF($I$131=\"Yes\",'Hourly District Input'!DZ20,\"\"))","v":""},{"$f":"IF(J$135=\"\",\"\",IF($I$131=\"Yes\",'Hourly District Input'!EA20,\"\"))","v":""},{"$f":"IF(K$135=\"\",\"\",IF($I$131=\"Yes\",'Hourly District Input'!EB20,\"\"))","v":""},{"$f":"IFERROR(IF(L$135=\"\",\"\",G136*$AC136),\"\")","v":""},{"$f":"IFERROR(IF(M$135=\"\",\"\",H136*$AC136),\"\")","v":""},"","","",{"$f":"IF(Q$135=\"\",\"\",IF($I$131=\"Yes\",'Hourly District Input'!EC20,\"\"))","v":""},{"$f":"IF(R$135=\"\",\"\",IF($I$131=\"Yes\",'Hourly District Input'!ED20,\"\"))","v":""},{"$f":"IF(S$135=\"\",\"\",IF($I$131=\"Yes\",'Hourly District Input'!EE20,\"\"))","v":""},{"$f":"IF(T$135=\"\",\"\",IF($I$131=\"Yes\",'Hourly District Input'!EF20,\"\"))","v":""},{"$f":"IF(U$135=\"\",\"\",IF($I$131=\"Yes\",'Hourly District Input'!EG20,\"\"))","v":""},{"$f":"IFERROR(L136-Q136,\"\")","v":""},{"$f":"IFERROR(M136-R136,\"\")","v":""},{"$f":"IFERROR(N136-S136,\"\")","v":""},{"$f":"IFERROR(O136-T136,\"\")","v":""},{"$f":"IFERROR(P136-U136,\"\")","v":""}]
[null,null,{"$error":"#DIV/0!"},null,"Interior lighting (unregulated)","Btuh",{"$f":"IF(G$135=\"\",\"\",IF($I$131=\"Yes\",'Hourly District Input'!DX21,\"\"))","v":""},{"$f":"IF(H$135=\"\",\"\",IF($I$131=\"Yes\",'Hourly District Input'!DY21,\"\"))","v":""},{"$f":"IF(I$135=\"\",\"\",IF($I$131=\"Yes\",'Hourly District Input'!DZ21,\"\"))","v":""},{"$f":"IF(J$135=\"\",\"\",IF($I$131=\"Yes\",'Hourly District Input'!EA21,\"\"))","v":""},{"$f":"IF(K$135=\"\",\"\",IF($I$131=\"Yes\",'Hourly District Input'!EB21,\"\"))","v":""},"","","","","",{"$f":"IF(Q$135=\"\",\"\",IF($I$131=\"Yes\",'Hourly District Input'!EC21,\"\"))","v":""},{"$f":"IF(R$135=\"\",\"\",IF($I$131=\"Yes\",'Hourly District Input'!ED21,\"\"))","v":""},{"$f":"IF(S$135=\"\",\"\",IF($I$131=\"Yes\",'Hourly District Input'!EE21,\"\"))","v":""},{"$f":"IF(T$135=\"\",\"\",IF($I$131=\"Yes\",'Hourly District Input'!EF21,\"\"))","v":""},{"$f":"IF(U$135=\"\",\"\",IF($I$131=\"Yes\",'Hourly District Input'!EG21,\"\"))","v":""},{"$f":"IFERROR(L137-Q137,\"\")","v":""},"","","","",null,2,{"$f":"INDEX(Perf_byEndUse_SEEUPF_Summary_Table,AB137+1,1)","v":0},null,4,"Start time",{"$f":"INDEX(Demand_Savings_Customization_ElecTable,$AE137,'Demand Savings Customization'!G$23)","v":1},{"$f":"INDEX(Demand_Savings_Customization_ElecTable,$AE137,'Demand Savings Customization'!H$23)","v":1},{"$f":"INDEX(Demand_Savings_Customization_ElecTable,$AE137,'Demand Savings Customization'!I$23)","v":1},{"$f":"INDEX(Demand_Savings_Customization_ElecTable,$AE137,'Demand Savings Customization'!J$23)","v":1},{"$f":"INDEX(Demand_Savings_Customization_ElecTable,$AE137,'Demand Savings Customization'!K$23)","v":1},null,{"$f":"IF(G$135=\"\",\"\",IF($I$131=\"Yes\",'Hourly District Input'!DX21,\"\"))","v":""},{"$f":"IF(H$135=\"\",\"\",IF($I$131=\"Yes\",'Hourly District Input'!DY21,\"\"))","v":""},{"$f":"IF(I$135=\"\",\"\",IF($I$131=\"Yes\",'Hourly District Input'!DZ21,\"\"))","v":""},{"$f":"IF(J$135=\"\",\"\",IF($I$131=\"Yes\",'Hourly District Input'!EA21,\"\"))","v":""},{"$f":"IF(K$135=\"\",\"\",IF($I$131=\"Yes\",'Hourly District Input'!EB21,\"\"))","v":""},{"$f":"IFERROR(IF(L$135=\"\",\"\",G137*$AC137),\"\")","v":""},"","","","",{"$f":"IF(Q$135=\"\",\"\",IF($I$131=\"Yes\",'Hourly District Input'!EC21,\"\"))","v":""},{"$f":"IF(R$135=\"\",\"\",IF($I$131=\"Yes\",'Hourly District Input'!ED21,\"\"))","v":""},{"$f":"IF(S$135=\"\",\"\",IF($I$131=\"Yes\",'Hourly District Input'!EE21,\"\"))","v":""},{"$f":"IF(T$135=\"\",\"\",IF($I$131=\"Yes\",'Hourly District Input'!EF21,\"\"))","v":""},{"$f":"IF(U$135=\"\",\"\",IF($I$131=\"Yes\",'Hourly District Input'!EG21,\"\"))","v":""},{"$f":"IFERROR(L137-Q137,\"\")","v":""},"","","",""]
[null,null,{"$error":"#DIV/0!"},null,"Exterior lighting","Btuh",{"$f":"IF(G$135=\"\",\"\",IF($I$131=\"Yes\",'Hourly District Input'!DX22,\"\"))","v":""},{"$f":"IF(H$135=\"\",\"\",IF($I$131=\"Yes\",'Hourly District Input'!DY22,\"\"))","v":""},{"$f":"IF(I$135=\"\",\"\",IF($I$131=\"Yes\",'Hourly District Input'!DZ22,\"\"))","v":""},{"$f":"IF(J$135=\"\",\"\",IF($I$131=\"Yes\",'Hourly District Input'!EA22,\"\"))","v":""},{"$f":"IF(K$135=\"\",\"\",IF($I$131=\"Yes\",'Hourly District Input'!EB22,\"\"))","v":""},"","","","","",{"$f":"IF(Q$135=\"\",\"\",IF($I$131=\"Yes\",'Hourly District Input'!EC22,\"\"))","v":""},{"$f":"IF(R$135=\"\",\"\",IF($I$131=\"Yes\",'Hourly District Input'!ED22,\"\"))","v":""},{"$f":"IF(S$135=\"\",\"\",IF($I$131=\"Yes\",'Hourly District Input'!EE22,\"\"))","v":""},{"$f":"IF(T$135=\"\",\"\",IF($I$131=\"Yes\",'Hourly District Input'!EF22,\"\"))","v":""},{"$f":"IF(U$135=\"\",\"\",IF($I$131=\"Yes\",'Hourly District Input'!EG22,\"\"))","v":""},"","","","","",null,3,{"$f":"INDEX(Perf_byEndUse_SEEUPF_Summary_Table,AB138+1,1)","v":0},null,5,"End time",{"$f":"INDEX(Demand_Savings_Customization_ElecTable,$AE138,'Demand Savings Customization'!G$23)","v":24},{"$f":"INDEX(Demand_Savings_Customization_ElecTable,$AE138,'Demand Savings Customization'!H$23)","v":24},{"$f":"INDEX(Demand_Savings_Customization_ElecTable,$AE138,'Demand Savings Customization'!I$23)","v":24},{"$f":"INDEX(Demand_Savings_Customization_ElecTable,$AE138,'Demand Savings Customization'!J$23)","v":24},{"$f":"INDEX(Demand_Savings_Customization_ElecTable,$AE138,'Demand Savings Customization'!K$23)","v":24},null,{"$f":"IF(G$135=\"\",\"\",IF($I$131=\"Yes\",'Hourly District Input'!DX22,\"\"))","v":""},{"$f":"IF(H$135=\"\",\"\",IF($I$131=\"Yes\",'Hourly District Input'!DY22,\"\"))","v":""},{"$f":"IF(I$135=\"\",\"\",IF($I$131=\"Yes\",'Hourly District Input'!DZ22,\"\"))","v":""},{"$f":"IF(J$135=\"\",\"\",IF($I$131=\"Yes\",'Hourly District Input'!EA22,\"\"))","v":""},{"$f":"IF(K$135=\"\",\"\",IF($I$131=\"Yes\",'Hourly District Input'!EB22,\"\"))","v":""},"","","","","",{"$f":"IF(Q$135=\"\",\"\",IF($I$131=\"Yes\",'Hourly District Input'!EC22,\"\"))","v":""},{"$f":"IF(R$135=\"\",\"\",IF($I$131=\"Yes\",'Hourly District Input'!ED22,\"\"))","v":""},{"$f":"IF(S$135=\"\",\"\",IF($I$131=\"Yes\",'Hourly District Input'!EE22,\"\"))","v":""},{"$f":"IF(T$135=\"\",\"\",IF($I$131=\"Yes\",'Hourly District Input'!EF22,\"\"))","v":""},{"$f":"IF(U$135=\"\",\"\",IF($I$131=\"Yes\",'Hourly District Input'!EG22,\"\"))","v":""},"","","","",""]
[null,null,{"$error":"#DIV/0!"},null,"Space heating","Btuh",{"$f":"IF(G$135=\"\",\"\",IF($I$131=\"Yes\",'Hourly District Input'!DX23,\"\"))","v":""},{"$f":"IF(H$135=\"\",\"\",IF($I$131=\"Yes\",'Hourly District Input'!DY23,\"\"))","v":""},{"$f":"IF(I$135=\"\",\"\",IF($I$131=\"Yes\",'Hourly District Input'!DZ23,\"\"))","v":""},{"$f":"IF(J$135=\"\",\"\",IF($I$131=\"Yes\",'Hourly District Input'!EA23,\"\"))","v":""},{"$f":"IF(K$135=\"\",\"\",IF($I$131=\"Yes\",'Hourly District Input'!EB23,\"\"))","v":""},"","","","","",{"$f":"IF(Q$135=\"\",\"\",IF($I$131=\"Yes\",'Hourly District Input'!EC23,\"\"))","v":""},{"$f":"IF(R$135=\"\",\"\",IF($I$131=\"Yes\",'Hourly District Input'!ED23,\"\"))","v":""},{"$f":"IF(S$135=\"\",\"\",IF($I$131=\"Yes\",'Hourly District Input'!EE23,\"\"))","v":""},{"$f":"IF(T$135=\"\",\"\",IF($I$131=\"Yes\",'Hourly District Input'!EF23,\"\"))","v":""},{"$f":"IF(U$135=\"\",\"\",IF($I$131=\"Yes\",'Hourly District Input'!EG23,\"\"))","v":""},"","","","","",null,4,{"$f":"INDEX(Perf_byEndUse_SEEUPF_Summary_Table,AB139+1,1)","v":0},null,6,"Day type",{"$f":"INDEX(Demand_Savings_Customization_ElecTable,$AE139,'Demand Savings Customization'!G$23)","v":"All Days"},{"$f":"INDEX(Demand_Savings_Customization_ElecTable,$AE139,'Demand Savings Customization'!H$23)","v":"All Days"},{"$f":"INDEX(Demand_Savings_Customization_ElecTable,$AE139,'Demand Savings Customization'!I$23)","v":"All Days"},{"$f":"INDEX(Demand_Savings_Customization_ElecTable,$AE139,'Demand Savings Customization'!J$23)","v":"All Days"},{"$f":"INDEX(Demand_Savings_Customization_ElecTable,$AE139,'Demand Savings Customization'!K$23)","v":"All Days"},null,{"$f":"IF(G$135=\"\",\"\",IF($I$131=\"Yes\",'Hourly District Input'!DX23,\"\"))","v":""},{"$f":"IF(H$135=\"\",\"\",IF($I$131=\"Yes\",'Hourly District Input'!DY23,\"\"))","v":""},{"$f":"IF(I$135=\"\",\"\",IF($I$131=\"Yes\",'Hourly District Input'!DZ23,\"\"))","v":""},{"$f":"IF(J$135=\"\",\"\",IF($I$131=\"Yes\",'Hourly District Input'!EA23,\"\"))","v":""},{"$f":"IF(K$135=\"\",\"\",IF($I$131=\"Yes\",'Hourly District Input'!EB23,\"\"))","v":""},"","","","","",{"$f":"IF(Q$135=\"\",\"\",IF($I$131=\"Yes\",'Hourly District Input'!EC23,\"\"))","v":""},{"$f":"IF(R$135=\"\",\"\",IF($I$131=\"Yes\",'Hourly District Input'!ED23,\"\"))","v":""},{"$f":"IF(S$135=\"\",\"\",IF($I$131=\"Yes\",'Hourly District Input'!EE23,\"\"))","v":""},{"$f":"IF(T$135=\"\",\"\",IF($I$131=\"Yes\",'Hourly District Input'!EF23,\"\"))","v":""},{"$f":"IF(U$135=\"\",\"\",IF($I$131=\"Yes\",'Hourly District Input'!EG23,\"\"))","v":""},"","","","",""]
[null,null,{"$error":"#DIV/0!"},null,"Heat pump supplemental heater","Btuh",{"$f":"IF(G$135=\"\",\"\",IF($I$131=\"Yes\",'Hourly District Input'!DX24,\"\"))","v":""},{"$f":"IF(H$135=\"\",\"\",IF($I$131=\"Yes\",'Hourly District Input'!DY24,\"\"))","v":""},{"$f":"IF(I$135=\"\",\"\",IF($I$131=\"Yes\",'Hourly District Input'!DZ24,\"\"))","v":""},{"$f":"IF(J$135=\"\",\"\",IF($I$131=\"Yes\",'Hourly District Input'!EA24,\"\"))","v":""},{"$f":"IF(K$135=\"\",\"\",IF($I$131=\"Yes\",'Hourly District Input'!EB24,\"\"))","v":""},"","","","","",{"$f":"IF(Q$135=\"\",\"\",IF($I$131=\"Yes\",'Hourly District Input'!EC24,\"\"))","v":""},{"$f":"IF(R$135=\"\",\"\",IF($I$131=\"Yes\",'Hourly District Input'!ED24,\"\"))","v":""},{"$f":"IF(S$135=\"\",\"\",IF($I$131=\"Yes\",'Hourly District Input'!EE24,\"\"))","v":""},{"$f":"IF(T$135=\"\",\"\",IF($I$131=\"Yes\",'Hourly District Input'!EF24,\"\"))","v":""},{"$f":"IF(U$135=\"\",\"\",IF($I$131=\"Yes\",'Hourly District Input'!EG24,\"\"))","v":""},"","","","","",null,5,{"$f":"INDEX(Perf_byEndUse_SEEUPF_Summary_Table,AB140+1,1)","v":0},null,7,"Demand type",{"$f":"INDEX(Demand_Savings_Customization_ElecTable,$AE140,'Demand Savings Customization'!G$23)","v":"Electric"},{"$f":"INDEX(Demand_Savings_Customization_ElecTable,$AE140,'Demand Savings Customization'!H$23)","v":"Electric"},{"$f":"INDEX(Demand_Savings_Customization_ElecTable,$AE140,'Demand Savings Customization'!I$23)","v":"Electric"},{"$f":"INDEX(Demand_Savings_Customization_ElecTable,$AE140,'Demand Savings Customization'!J$23)","v":"Electric"},{"$f":"INDEX(Demand_Savings_Customization_ElecTable,$AE140,'Demand Savings Customization'!K$23)","v":"Electric"},null,{"$f":"IF(G$135=\"\",\"\",IF($I$131=\"Yes\",'Hourly District Input'!DX24,\"\"))","v":""},{"$f":"IF(H$135=\"\",\"\",IF($I$131=\"Yes\",'Hourly District Input'!DY24,\"\"))","v":""},{"$f":"IF(I$135=\"\",\"\",IF($I$131=\"Yes\",'Hourly District Input'!DZ24,\"\"))","v":""},{"$f":"IF(J$135=\"\",\"\",IF($I$131=\"Yes\",'Hourly District Input'!EA24,\"\"))","v":""},{"$f":"IF(K$135=\"\",\"\",IF($I$131=\"Yes\",'Hourly District Input'!EB24,\"\"))","v":""},"","","","","",{"$f":"IF(Q$135=\"\",\"\",IF($I$131=\"Yes\",'Hourly District Input'!EC24,\"\"))","v":""},{"$f":"IF(R$135=\"\",\"\",IF($I$131=\"Yes\",'Hourly District Input'!ED24,\"\"))","v":""},{"$f":"IF(S$135=\"\",\"\",IF($I$131=\"Yes\",'Hourly District Input'!EE24,\"\"))","v":""},{"$f":"IF(T$135=\"\",\"\",IF($I$131=\"Yes\",'Hourly District Input'!EF24,\"\"))","v":""},{"$f":"IF(U$135=\"\",\"\",IF($I$131=\"Yes\",'Hourly District Input'!EG24,\"\"))","v":""},"","","","",""]
[null,null,{"$error":"#DIV/0!"},null,"Space cooling","Btuh",{"$f":"IF(G$135=\"\",\"\",IF($I$131=\"Yes\",'Hourly District Input'!DX25,\"\"))","v":""},{"$f":"IF(H$135=\"\",\"\",IF($I$131=\"Yes\",'Hourly District Input'!DY25,\"\"))","v":""},{"$f":"IF(I$135=\"\",\"\",IF($I$131=\"Yes\",'Hourly District Input'!DZ25,\"\"))","v":""},{"$f":"IF(J$135=\"\",\"\",IF($I$131=\"Yes\",'Hourly District Input'!EA25,\"\"))","v":""},{"$f":"IF(K$135=\"\",\"\",IF($I$131=\"Yes\",'Hourly District Input'!EB25,\"\"))","v":""},"","","","","",{"$f":"IF(Q$135=\"\",\"\",IF($I$131=\"Yes\",'Hourly District Input'!EC25,\"\"))","v":""},{"$f":"IF(R$135=\"\",\"\",IF($I$131=\"Yes\",'Hourly District Input'!ED25,\"\"))","v":""},{"$f":"IF(S$135=\"\",\"\",IF($I$131=\"Yes\",'Hourly District Input'!EE25,\"\"))","v":""},{"$f":"IF(T$135=\"\",\"\",IF($I$131=\"Yes\",'Hourly District Input'!EF25,\"\"))","v":""},{"$f":"IF(U$135=\"\",\"\",IF($I$131=\"Yes\",'Hourly District Input'!EG25,\"\"))","v":""},"","","","","",null,6,{"$f":"INDEX(Perf_byEndUse_SEEUPF_Summary_Table,AB141+1,1)","v":0},null,null,null,null,null,null,null,null,null,{"$f":"IF(G$135=\"\",\"\",IF($I$131=\"Yes\",'Hourly District Input'!DX25,\"\"))","v":""},{"$f":"IF(H$135=\"\",\"\",IF($I$131=\"Yes\",'Hourly District Input'!DY25,\"\"))","v":""},{"$f":"IF(I$135=\"\",\"\",IF($I$131=\"Yes\",'Hourly District Input'!DZ25,\"\"))","v":""},{"$f":"IF(J$135=\"\",\"\",IF($I$131=\"Yes\",'Hourly District Input'!EA25,\"\"))","v":""},{"$f":"IF(K$135=\"\",\"\",IF($I$131=\"Yes\",'Hourly District Input'!EB25,\"\"))","v":""},"","","","","",{"$f":"IF(Q$135=\"\",\"\",IF($I$131=\"Yes\",'Hourly District Input'!EC25,\"\"))","v":""},{"$f":"IF(R$135=\"\",\"\",IF($I$131=\"Yes\",'Hourly District Input'!ED25,\"\"))","v":""},{"$f":"IF(S$135=\"\",\"\",IF($I$131=\"Yes\",'Hourly District Input'!EE25,\"\"))","v":""},{"$f":"IF(T$135=\"\",\"\",IF($I$131=\"Yes\",'Hourly District Input'!EF25,\"\"))","v":""},{"$f":"IF(U$135=\"\",\"\",IF($I$131=\"Yes\",'Hourly District Input'!EG25,\"\"))","v":""},"","","","",""]
[null,null,{"$error":"#DIV/0!"},null,"Pumps","Btuh",{"$f":"IF(G$135=\"\",\"\",IF($I$131=\"Yes\",'Hourly District Input'!DX26,\"\"))","v":""},{"$f":"IF(H$135=\"\",\"\",IF($I$131=\"Yes\",'Hourly District Input'!DY26,\"\"))","v":""},{"$f":"IF(I$135=\"\",\"\",IF($I$131=\"Yes\",'Hourly District Input'!DZ26,\"\"))","v":""},{"$f":"IF(J$135=\"\",\"\",IF($I$131=\"Yes\",'Hourly District Input'!EA26,\"\"))","v":""},{"$f":"IF(K$135=\"\",\"\",IF($I$131=\"Yes\",'Hourly District Input'!EB26,\"\"))","v":""},"","","","","",{"$f":"IF(Q$135=\"\",\"\",IF($I$131=\"Yes\",'Hourly District Input'!EC26,\"\"))","v":""},{"$f":"IF(R$135=\"\",\"\",IF($I$131=\"Yes\",'Hourly District Input'!ED26,\"\"))","v":""},{"$f":"IF(S$135=\"\",\"\",IF($I$131=\"Yes\",'Hourly District Input'!EE26,\"\"))","v":""},{"$f":"IF(T$135=\"\",\"\",IF($I$131=\"Yes\",'Hourly District Input'!EF26,\"\"))","v":""},{"$f":"IF(U$135=\"\",\"\",IF($I$131=\"Yes\",'Hourly District Input'!EG26,\"\"))","v":""},"","","","","",null,7,{"$f":"INDEX(Perf_byEndUse_SEEUPF_Summary_Table,AB142+1,1)","v":0},null,null,"District Cooling Adj baseline total MMBtu","District Cooling 2004 baseline total MMBtu","SEEUPF total",null,null,null,null,{"$f":"IF(G$135=\"\",\"\",IF($I$131=\"Yes\",'Hourly District Input'!DX26,\"\"))","v":""},{"$f":"IF(H$135=\"\",\"\",IF($I$131=\"Yes\",'Hourly District Input'!DY26,\"\"))","v":""},{"$f":"IF(I$135=\"\",\"\",IF($I$131=\"Yes\",'Hourly District Input'!DZ26,\"\"))","v":""},{"$f":"IF(J$135=\"\",\"\",IF($I$131=\"Yes\",'Hourly District Input'!EA26,\"\"))","v":""},{"$f":"IF(K$135=\"\",\"\",IF($I$131=\"Yes\",'Hourly District Input'!EB26,\"\"))","v":""},"","","","","",{"$f":"IF(Q$135=\"\",\"\",IF($I$131=\"Yes\",'Hourly District Input'!EC26,\"\"))","v":""},{"$f":"IF(R$135=\"\",\"\",IF($I$131=\"Yes\",'Hourly District Input'!ED26,\"\"))","v":""},{"$f":"IF(S$135=\"\",\"\",IF($I$131=\"Yes\",'Hourly District Input'!EE26,\"\"))","v":""},{"$f":"IF(T$135=\"\",\"\",IF($I$131=\"Yes\",'Hourly District Input'!EF26,\"\"))","v":""},{"$f":"IF(U$135=\"\",\"\",IF($I$131=\"Yes\",'Hourly District Input'!EG26,\"\"))","v":""},"","","","",""]
[null,null,{"$error":"#DIV/0!"},null,"Heat rejection","Btuh",{"$f":"IF(G$135=\"\",\"\",IF($I$131=\"Yes\",'Hourly District Input'!DX27,\"\"))","v":""},{"$f":"IF(H$135=\"\",\"\",IF($I$131=\"Yes\",'Hourly District Input'!DY27,\"\"))","v":""},{"$f":"IF(I$135=\"\",\"\",IF($I$131=\"Yes\",'Hourly District Input'!DZ27,\"\"))","v":""},{"$f":"IF(J$135=\"\",\"\",IF($I$131=\"Yes\",'Hourly District Input'!EA27,\"\"))","v":""},{"$f":"IF(K$135=\"\",\"\",IF($I$131=\"Yes\",'Hourly District Input'!EB27,\"\"))","v":""},"","","","","",{"$f":"IF(Q$135=\"\",\"\",IF($I$131=\"Yes\",'Hourly District Input'!EC27,\"\"))","v":""},{"$f":"IF(R$135=\"\",\"\",IF($I$131=\"Yes\",'Hourly District Input'!ED27,\"\"))","v":""},{"$f":"IF(S$135=\"\",\"\",IF($I$131=\"Yes\",'Hourly District Input'!EE27,\"\"))","v":""},{"$f":"IF(T$135=\"\",\"\",IF($I$131=\"Yes\",'Hourly District Input'!EF27,\"\"))","v":""},{"$f":"IF(U$135=\"\",\"\",IF($I$131=\"Yes\",'Hourly District Input'!EG27,\"\"))","v":""},"","","","","",null,8,{"$f":"INDEX(Perf_byEndUse_SEEUPF_Summary_Table,AB143+1,1)","v":0},null,null,{"$f":"INDEX(PerfbyEndUse_SavingsbyFuel_Table,MATCH(\"District Cooling\",INDEX(PerfbyEndUse_SavingsbyFuel_Table,,'Performance by End Use & Fuel'!$E$212),0),'Performance by End Use & Fuel'!$R$212)","v":{"$error":"#N/A"}},{"$f":"INDEX(PerfbyEndUse_SavingsbyFuel_Table,MATCH(\"District Cooling\",INDEX(PerfbyEndUse_SavingsbyFuel_Table,,'Performance by End Use & Fuel'!$E$212),0),'Performance by End Use & Fuel'!$P$212)","v":{"$error":"#N/A"}},{"$f":"AF143/AG143","v":{"$error":"#N/A"}},null,null,null,null,{"$f":"IF(G$135=\"\",\"\",IF($I$131=\"Yes\",'Hourly District Input'!DX27,\"\"))","v":""},{"$f":"IF(H$135=\"\",\"\",IF($I$131=\"Yes\",'Hourly District Input'!DY27,\"\"))","v":""},{"$f":"IF(I$135=\"\",\"\",IF($I$131=\"Yes\",'Hourly District Input'!DZ27,\"\"))","v":""},{"$f":"IF(J$135=\"\",\"\",IF($I$131=\"Yes\",'Hourly District Input'!EA27,\"\"))","v":""},{"$f":"IF(K$135=\"\",\"\",IF($I$131=\"Yes\",'Hourly District Input'!EB27,\"\"))","v":""},"","","","","",{"$f":"IF(Q$135=\"\",\"\",IF($I$131=\"Yes\",'Hourly District Input'!EC27,\"\"))","v":""},{"$f":"IF(R$135=\"\",\"\",IF($I$131=\"Yes\",'Hourly District Input'!ED27,\"\"))","v":""},{"$f":"IF(S$135=\"\",\"\",IF($I$131=\"Yes\",'Hourly District Input'!EE27,\"\"))","v":""},{"$f":"IF(T$135=\"\",\"\",IF($I$131=\"Yes\",'Hourly District Input'!EF27,\"\"))","v":""},{"$f":"IF(U$135=\"\",\"\",IF($I$131=\"Yes\",'Hourly District Input'!EG27,\"\"))","v":""},"","","","",""]
[null,null,{"$error":"#DIV/0!"},null,"Fans - interior ventilation","Btuh",{"$f":"IF(G$135=\"\",\"\",IF($I$131=\"Yes\",'Hourly District Input'!DX28,\"\"))","v":""},{"$f":"IF(H$135=\"\",\"\",IF($I$131=\"Yes\",'Hourly District Input'!DY28,\"\"))","v":""},{"$f":"IF(I$135=\"\",\"\",IF($I$131=\"Yes\",'Hourly District Input'!DZ28,\"\"))","v":""},{"$f":"IF(J$135=\"\",\"\",IF($I$131=\"Yes\",'Hourly District Input'!EA28,\"\"))","v":""},{"$f":"IF(K$135=\"\",\"\",IF($I$131=\"Yes\",'Hourly District Input'!EB28,\"\"))","v":""},"","","","","",{"$f":"IF(Q$135=\"\",\"\",IF($I$131=\"Yes\",'Hourly District Input'!EC28,\"\"))","v":""},{"$f":"IF(R$135=\"\",\"\",IF($I$131=\"Yes\",'Hourly District Input'!ED28,\"\"))","v":""},{"$f":"IF(S$135=\"\",\"\",IF($I$131=\"Yes\",'Hourly District Input'!EE28,\"\"))","v":""},{"$f":"IF(T$135=\"\",\"\",IF($I$131=\"Yes\",'Hourly District Input'!EF28,\"\"))","v":""},{"$f":"IF(U$135=\"\",\"\",IF($I$131=\"Yes\",'Hourly District Input'!EG28,\"\"))","v":""},"","","","","",null,9,{"$f":"INDEX(Perf_byEndUse_SEEUPF_Summary_Table,AB144+1,1)","v":0},null,null,null,null,null,null,null,null,null,{"$f":"IF(G$135=\"\",\"\",IF($I$131=\"Yes\",'Hourly District Input'!DX28,\"\"))","v":""},{"$f":"IF(H$135=\"\",\"\",IF($I$131=\"Yes\",'Hourly District Input'!DY28,\"\"))","v":""},{"$f":"IF(I$135=\"\",\"\",IF($I$131=\"Yes\",'Hourly District Input'!DZ28,\"\"))","v":""},{"$f":"IF(J$135=\"\",\"\",IF($I$131=\"Yes\",'Hourly District Input'!EA28,\"\"))","v":""},{"$f":"IF(K$135=\"\",\"\",IF($I$131=\"Yes\",'Hourly District Input'!EB28,\"\"))","v":""},"","","","","",{"$f":"IF(Q$135=\"\",\"\",IF($I$131=\"Yes\",'Hourly District Input'!EC28,\"\"))","v":""},{"$f":"IF(R$135=\"\",\"\",IF($I$131=\"Yes\",'Hourly District Input'!ED28,\"\"))","v":""},{"$f":"IF(S$135=\"\",\"\",IF($I$131=\"Yes\",'Hourly District Input'!EE28,\"\"))","v":""},{"$f":"IF(T$135=\"\",\"\",IF($I$131=\"Yes\",'Hourly District Input'!EF28,\"\"))","v":""},{"$f":"IF(U$135=\"\",\"\",IF($I$131=\"Yes\",'Hourly District Input'!EG28,\"\"))","v":""},"","","","",""]
[null,null,{"$error":"#DIV/0!"},null,"Fans - parking garage","Btuh",{"$f":"IF(G$135=\"\",\"\",IF($I$131=\"Yes\",'Hourly District Input'!DX29,\"\"))","v":""},{"$f":"IF(H$135=\"\",\"\",IF($I$131=\"Yes\",'Hourly District Input'!DY29,\"\"))","v":""},{"$f":"IF(I$135=\"\",\"\",IF($I$131=\"Yes\",'Hourly District Input'!DZ29,\"\"))","v":""},{"$f":"IF(J$135=\"\",\"\",IF($I$131=\"Yes\",'Hourly District Input'!EA29,\"\"))","v":""},{"$f":"IF(K$135=\"\",\"\",IF($I$131=\"Yes\",'Hourly District Input'!EB29,\"\"))","v":""},"","","","","",{"$f":"IF(Q$135=\"\",\"\",IF($I$131=\"Yes\",'Hourly District Input'!EC29,\"\"))","v":""},{"$f":"IF(R$135=\"\",\"\",IF($I$131=\"Yes\",'Hourly District Input'!ED29,\"\"))","v":""},{"$f":"IF(S$135=\"\",\"\",IF($I$131=\"Yes\",'Hourly District Input'!EE29,\"\"))","v":""},{"$f":"IF(T$135=\"\",\"\",IF($I$131=\"Yes\",'Hourly District Input'!EF29,\"\"))","v":""},{"$f":"IF(U$135=\"\",\"\",IF($I$131=\"Yes\",'Hourly District Input'!EG29,\"\"))","v":""},"","","","","",null,10,{"$f":"INDEX(Perf_byEndUse_SEEUPF_Summary_Table,AB145+1,1)","v":0},null,null,null,null,null,null,null,null,null,{"$f":"IF(G$135=\"\",\"\",IF($I$131=\"Yes\",'Hourly District Input'!DX29,\"\"))","v":""},{"$f":"IF(H$135=\"\",\"\",IF($I$131=\"Yes\",'Hourly District Input'!DY29,\"\"))","v":""},{"$f":"IF(I$135=\"\",\"\",IF($I$131=\"Yes\",'Hourly District Input'!DZ29,\"\"))","v":""},{"$f":"IF(J$135=\"\",\"\",IF($I$131=\"Yes\",'Hourly District Input'!EA29,\"\"))","v":""},{"$f":"IF(K$135=\"\",\"\",IF($I$131=\"Yes\",'Hourly District Input'!EB29,\"\"))","v":""},"","","","","",{"$f":"IF(Q$135=\"\",\"\",IF($I$131=\"Yes\",'Hourly District Input'!EC29,\"\"))","v":""},{"$f":"IF(R$135=\"\",\"\",IF($I$131=\"Yes\",'Hourly District Input'!ED29,\"\"))","v":""},{"$f":"IF(S$135=\"\",\"\",IF($I$131=\"Yes\",'Hourly District Input'!EE29,\"\"))","v":""},{"$f":"IF(T$135=\"\",\"\",IF($I$131=\"Yes\",'Hourly District Input'!EF29,\"\"))","v":""},{"$f":"IF(U$135=\"\",\"\",IF($I$131=\"Yes\",'Hourly District Input'!EG29,\"\"))","v":""},"","","","",""]
[null,null,{"$error":"#DIV/0!"},null,"Service water heating","Btuh",{"$f":"IF(G$135=\"\",\"\",IF($I$131=\"Yes\",'Hourly District Input'!DX30,\"\"))","v":""},{"$f":"IF(H$135=\"\",\"\",IF($I$131=\"Yes\",'Hourly District Input'!DY30,\"\"))","v":""},{"$f":"IF(I$135=\"\",\"\",IF($I$131=\"Yes\",'Hourly District Input'!DZ30,\"\"))","v":""},{"$f":"IF(J$135=\"\",\"\",IF($I$131=\"Yes\",'Hourly District Input'!EA30,\"\"))","v":""},{"$f":"IF(K$135=\"\",\"\",IF($I$131=\"Yes\",'Hourly District Input'!EB30,\"\"))","v":""},"","","","","",{"$f":"IF(Q$135=\"\",\"\",IF($I$131=\"Yes\",'Hourly District Input'!EC30,\"\"))","v":""},{"$f":"IF(R$135=\"\",\"\",IF($I$131=\"Yes\",'Hourly District Input'!ED30,\"\"))","v":""},{"$f":"IF(S$135=\"\",\"\",IF($I$131=\"Yes\",'Hourly District Input'!EE30,\"\"))","v":""},{"$f":"IF(T$135=\"\",\"\",IF($I$131=\"Yes\",'Hourly District Input'!EF30,\"\"))","v":""},{"$f":"IF(U$135=\"\",\"\",IF($I$131=\"Yes\",'Hourly District Input'!EG30,\"\"))","v":""},"","","","","",null,11,{"$f":"INDEX(Perf_byEndUse_SEEUPF_Summary_Table,AB146+1,1)","v":0},null,null,null,null,null,null,null,null,null,{"$f":"IF(G$135=\"\",\"\",IF($I$131=\"Yes\",'Hourly District Input'!DX30,\"\"))","v":""},{"$f":"IF(H$135=\"\",\"\",IF($I$131=\"Yes\",'Hourly District Input'!DY30,\"\"))","v":""},{"$f":"IF(I$135=\"\",\"\",IF($I$131=\"Yes\",'Hourly District Input'!DZ30,\"\"))","v":""},{"$f":"IF(J$135=\"\",\"\",IF($I$131=\"Yes\",'Hourly District Input'!EA30,\"\"))","v":""},{"$f":"IF(K$135=\"\",\"\",IF($I$131=\"Yes\",'Hourly District Input'!EB30,\"\"))","v":""},"","","","","",{"$f":"IF(Q$135=\"\",\"\",IF($I$131=\"Yes\",'Hourly District Input'!EC30,\"\"))","v":""},{"$f":"IF(R$135=\"\",\"\",IF($I$131=\"Yes\",'Hourly District Input'!ED30,\"\"))","v":""},{"$f":"IF(S$135=\"\",\"\",IF($I$131=\"Yes\",'Hourly District Input'!EE30,\"\"))","v":""},{"$f":"IF(T$135=\"\",\"\",IF($I$131=\"Yes\",'Hourly District Input'!EF30,\"\"))","v":""},{"$f":"IF(U$135=\"\",\"\",IF($I$131=\"Yes\",'Hourly District Input'!EG30,\"\"))","v":""},"","","","",""]
[null,null,{"$error":"#DIV/0!"},null,"Misc equipment","Btuh",{"$f":"IF(G$135=\"\",\"\",IF($I$131=\"Yes\",'Hourly District Input'!DX31,\"\"))","v":""},{"$f":"IF(H$135=\"\",\"\",IF($I$131=\"Yes\",'Hourly District Input'!DY31,\"\"))","v":""},{"$f":"IF(I$135=\"\",\"\",IF($I$131=\"Yes\",'Hourly District Input'!DZ31,\"\"))","v":""},{"$f":"IF(J$135=\"\",\"\",IF($I$131=\"Yes\",'Hourly District Input'!EA31,\"\"))","v":""},{"$f":"IF(K$135=\"\",\"\",IF($I$131=\"Yes\",'Hourly District Input'!EB31,\"\"))","v":""},"","","","","",{"$f":"IF(Q$135=\"\",\"\",IF($I$131=\"Yes\",'Hourly District Input'!EC31,\"\"))","v":""},{"$f":"IF(R$135=\"\",\"\",IF($I$131=\"Yes\",'Hourly District Input'!ED31,\"\"))","v":""},{"$f":"IF(S$135=\"\",\"\",IF($I$131=\"Yes\",'Hourly District Input'!EE31,\"\"))","v":""},{"$f":"IF(T$135=\"\",\"\",IF($I$131=\"Yes\",'Hourly District Input'!EF31,\"\"))","v":""},{"$f":"IF(U$135=\"\",\"\",IF($I$131=\"Yes\",'Hourly District Input'!EG31,\"\"))","v":""},"","","","","",null,12,{"$f":"INDEX(Perf_byEndUse_SEEUPF_Summary_Table,AB147+1,1)","v":0},null,null,null,null,null,null,null,null,null,{"$f":"IF(G$135=\"\",\"\",IF($I$131=\"Yes\",'Hourly District Input'!DX31,\"\"))","v":""},{"$f":"IF(H$135=\"\",\"\",IF($I$131=\"Yes\",'Hourly District Input'!DY31,\"\"))","v":""},{"$f":"IF(I$135=\"\",\"\",IF($I$131=\"Yes\",'Hourly District Input'!DZ31,\"\"))","v":""},{"$f":"IF(J$135=\"\",\"\",IF($I$131=\"Yes\",'Hourly District Input'!EA31,\"\"))","v":""},{"$f":"IF(K$135=\"\",\"\",IF($I$131=\"Yes\",'Hourly District Input'!EB31,\"\"))","v":""},"","","","","",{"$f":"IF(Q$135=\"\",\"\",IF($I$131=\"Yes\",'Hourly District Input'!EC31,\"\"))","v":""},{"$f":"IF(R$135=\"\",\"\",IF($I$131=\"Yes\",'Hourly District Input'!ED31,\"\"))","v":""},{"$f":"IF(S$135=\"\",\"\",IF($I$131=\"Yes\",'Hourly District Input'!EE31,\"\"))","v":""},{"$f":"IF(T$135=\"\",\"\",IF($I$131=\"Yes\",'Hourly District Input'!EF31,\"\"))","v":""},{"$f":"IF(U$135=\"\",\"\",IF($I$131=\"Yes\",'Hourly District Input'!EG31,\"\"))","v":""},"","","","",""]
[null,null,{"$error":"#DIV/0!"},null,"Industrial process","Btuh",{"$f":"IF(G$135=\"\",\"\",IF($I$131=\"Yes\",'Hourly District Input'!DX32,\"\"))","v":""},{"$f":"IF(H$135=\"\",\"\",IF($I$131=\"Yes\",'Hourly District Input'!DY32,\"\"))","v":""},{"$f":"IF(I$135=\"\",\"\",IF($I$131=\"Yes\",'Hourly District Input'!DZ32,\"\"))","v":""},{"$f":"IF(J$135=\"\",\"\",IF($I$131=\"Yes\",'Hourly District Input'!EA32,\"\"))","v":""},{"$f":"IF(K$135=\"\",\"\",IF($I$131=\"Yes\",'Hourly District Input'!EB32,\"\"))","v":""},"","","","","",{"$f":"IF(Q$135=\"\",\"\",IF($I$131=\"Yes\",'Hourly District Input'!EC32,\"\"))","v":""},{"$f":"IF(R$135=\"\",\"\",IF($I$131=\"Yes\",'Hourly District Input'!ED32,\"\"))","v":""},{"$f":"IF(S$135=\"\",\"\",IF($I$131=\"Yes\",'Hourly District Input'!EE32,\"\"))","v":""},{"$f":"IF(T$135=\"\",\"\",IF($I$131=\"Yes\",'Hourly District Input'!EF32,\"\"))","v":""},{"$f":"IF(U$135=\"\",\"\",IF($I$131=\"Yes\",'Hourly District Input'!EG32,\"\"))","v":""},"","","","","",null,13,{"$f":"INDEX(Perf_byEndUse_SEEUPF_Summary_Table,AB148+1,1)","v":0},null,null,null,null,null,null,null,null,null,{"$f":"IF(G$135=\"\",\"\",IF($I$131=\"Yes\",'Hourly District Input'!DX32,\"\"))","v":""},{"$f":"IF(H$135=\"\",\"\",IF($I$131=\"Yes\",'Hourly District Input'!DY32,\"\"))","v":""},{"$f":"IF(I$135=\"\",\"\",IF($I$131=\"Yes\",'Hourly District Input'!DZ32,\"\"))","v":""},{"$f":"IF(J$135=\"\",\"\",IF($I$131=\"Yes\",'Hourly District Input'!EA32,\"\"))","v":""},{"$f":"IF(K$135=\"\",\"\",IF($I$131=\"Yes\",'Hourly District Input'!EB32,\"\"))","v":""},"","","","","",{"$f":"IF(Q$135=\"\",\"\",IF($I$131=\"Yes\",'Hourly District Input'!EC32,\"\"))","v":""},{"$f":"IF(R$135=\"\",\"\",IF($I$131=\"Yes\",'Hourly District Input'!ED32,\"\"))","v":""},{"$f":"IF(S$135=\"\",\"\",IF($I$131=\"Yes\",'Hourly District Input'!EE32,\"\"))","v":""},{"$f":"IF(T$135=\"\",\"\",IF($I$131=\"Yes\",'Hourly District Input'!EF32,\"\"))","v":""},{"$f":"IF(U$135=\"\",\"\",IF($I$131=\"Yes\",'Hourly District Input'!EG32,\"\"))","v":""},"","","","",""]
[null,null,{"$error":"#DIV/0!"},null,"Refrigeration equipment (regulated)","Btuh",{"$f":"IF(G$135=\"\",\"\",IF($I$131=\"Yes\",'Hourly District Input'!DX33,\"\"))","v":""},{"$f":"IF(H$135=\"\",\"\",IF($I$131=\"Yes\",'Hourly District Input'!DY33,\"\"))","v":""},{"$f":"IF(I$135=\"\",\"\",IF($I$131=\"Yes\",'Hourly District Input'!DZ33,\"\"))","v":""},{"$f":"IF(J$135=\"\",\"\",IF($I$131=\"Yes\",'Hourly District Input'!EA33,\"\"))","v":""},{"$f":"IF(K$135=\"\",\"\",IF($I$131=\"Yes\",'Hourly District Input'!EB33,\"\"))","v":""},"","","","","",{"$f":"IF(Q$135=\"\",\"\",IF($I$131=\"Yes\",'Hourly District Input'!EC33,\"\"))","v":""},{"$f":"IF(R$135=\"\",\"\",IF($I$131=\"Yes\",'Hourly District Input'!ED33,\"\"))","v":""},{"$f":"IF(S$135=\"\",\"\",IF($I$131=\"Yes\",'Hourly District Input'!EE33,\"\"))","v":""},{"$f":"IF(T$135=\"\",\"\",IF($I$131=\"Yes\",'Hourly District Input'!EF33,\"\"))","v":""},{"$f":"IF(U$135=\"\",\"\",IF($I$131=\"Yes\",'Hourly District Input'!EG33,\"\"))","v":""},"","","","","",null,14,{"$f":"INDEX(Perf_byEndUse_SEEUPF_Summary_Table,AB149+1,1)","v":0},null,null,null,null,null,null,null,null,null,{"$f":"IF(G$135=\"\",\"\",IF($I$131=\"Yes\",'Hourly District Input'!DX33,\"\"))","v":""},{"$f":"IF(H$135=\"\",\"\",IF($I$131=\"Yes\",'Hourly District Input'!DY33,\"\"))","v":""},{"$f":"IF(I$135=\"\",\"\",IF($I$131=\"Yes\",'Hourly District Input'!DZ33,\"\"))","v":""},{"$f":"IF(J$135=\"\",\"\",IF($I$131=\"Yes\",'Hourly District Input'!EA33,\"\"))","v":""},{"$f":"IF(K$135=\"\",\"\",IF($I$131=\"Yes\",'Hourly District Input'!EB33,\"\"))","v":""},"","","","","",{"$f":"IF(Q$135=\"\",\"\",IF($I$131=\"Yes\",'Hourly District Input'!EC33,\"\"))","v":""},{"$f":"IF(R$135=\"\",\"\",IF($I$131=\"Yes\",'Hourly District Input'!ED33,\"\"))","v":""},{"$f":"IF(S$135=\"\",\"\",IF($I$131=\"Yes\",'Hourly District Input'!EE33,\"\"))","v":""},{"$f":"IF(T$135=\"\",\"\",IF($I$131=\"Yes\",'Hourly District Input'!EF33,\"\"))","v":""},{"$f":"IF(U$135=\"\",\"\",IF($I$131=\"Yes\",'Hourly District Input'!EG33,\"\"))","v":""},"","","","",""]
[null,null,{"$error":"#DIV/0!"},null,"Refrigeration equipment (unregulated)","Btuh",{"$f":"IF(G$135=\"\",\"\",IF($I$131=\"Yes\",'Hourly District Input'!DX34,\"\"))","v":""},{"$f":"IF(H$135=\"\",\"\",IF($I$131=\"Yes\",'Hourly District Input'!DY34,\"\"))","v":""},{"$f":"IF(I$135=\"\",\"\",IF($I$131=\"Yes\",'Hourly District Input'!DZ34,\"\"))","v":""},{"$f":"IF(J$135=\"\",\"\",IF($I$131=\"Yes\",'Hourly District Input'!EA34,\"\"))","v":""},{"$f":"IF(K$135=\"\",\"\",IF($I$131=\"Yes\",'Hourly District Input'!EB34,\"\"))","v":""},"","","","","",{"$f":"IF(Q$135=\"\",\"\",IF($I$131=\"Yes\",'Hourly District Input'!EC34,\"\"))","v":""},{"$f":"IF(R$135=\"\",\"\",IF($I$131=\"Yes\",'Hourly District Input'!ED34,\"\"))","v":""},{"$f":"IF(S$135=\"\",\"\",IF($I$131=\"Yes\",'Hourly District Input'!EE34,\"\"))","v":""},{"$f":"IF(T$135=\"\",\"\",IF($I$131=\"Yes\",'Hourly District Input'!EF34,\"\"))","v":""},{"$f":"IF(U$135=\"\",\"\",IF($I$131=\"Yes\",'Hourly District Input'!EG34,\"\"))","v":""},"","","","","",null,15,{"$f":"INDEX(Perf_byEndUse_SEEUPF_Summary_Table,AB150+1,1)","v":0},null,null,null,null,null,null,null,null,null,{"$f":"IF(G$135=\"\",\"\",IF($I$131=\"Yes\",'Hourly District Input'!DX34,\"\"))","v":""},{"$f":"IF(H$135=\"\",\"\",IF($I$131=\"Yes\",'Hourly District Input'!DY34,\"\"))","v":""},{"$f":"IF(I$135=\"\",\"\",IF($I$131=\"Yes\",'Hourly District Input'!DZ34,\"\"))","v":""},{"$f":"IF(J$135=\"\",\"\",IF($I$131=\"Yes\",'Hourly District Input'!EA34,\"\"))","v":""},{"$f":"IF(K$135=\"\",\"\",IF($I$131=\"Yes\",'Hourly District Input'!EB34,\"\"))","v":""},"","","","","",{"$f":"IF(Q$135=\"\",\"\",IF($I$131=\"Yes\",'Hourly District Input'!EC34,\"\"))","v":""},{"$f":"IF(R$135=\"\",\"\",IF($I$131=\"Yes\",'Hourly District Input'!ED34,\"\"))","v":""},{"$f":"IF(S$135=\"\",\"\",IF($I$131=\"Yes\",'Hourly District Input'!EE34,\"\"))","v":""},{"$f":"IF(T$135=\"\",\"\",IF($I$131=\"Yes\",'Hourly District Input'!EF34,\"\"))","v":""},{"$f":"IF(U$135=\"\",\"\",IF($I$131=\"Yes\",'Hourly District Input'!EG34,\"\"))","v":""},"","","","",""]
[null,null,{"$error":"#DIV/0!"},null,"Elevators and escalators","Btuh",{"$f":"IF(G$135=\"\",\"\",IF($I$131=\"Yes\",'Hourly District Input'!DX35,\"\"))","v":""},{"$f":"IF(H$135=\"\",\"\",IF($I$131=\"Yes\",'Hourly District Input'!DY35,\"\"))","v":""},{"$f":"IF(I$135=\"\",\"\",IF($I$131=\"Yes\",'Hourly District Input'!DZ35,\"\"))","v":""},{"$f":"IF(J$135=\"\",\"\",IF($I$131=\"Yes\",'Hourly District Input'!EA35,\"\"))","v":""},{"$f":"IF(K$135=\"\",\"\",IF($I$131=\"Yes\",'Hourly District Input'!EB35,\"\"))","v":""},"","","","","",{"$f":"IF(Q$135=\"\",\"\",IF($I$131=\"Yes\",'Hourly District Input'!EC35,\"\"))","v":""},{"$f":"IF(R$135=\"\",\"\",IF($I$131=\"Yes\",'Hourly District Input'!ED35,\"\"))","v":""},{"$f":"IF(S$135=\"\",\"\",IF($I$131=\"Yes\",'Hourly District Input'!EE35,\"\"))","v":""},{"$f":"IF(T$135=\"\",\"\",IF($I$131=\"Yes\",'Hourly District Input'!EF35,\"\"))","v":""},{"$f":"IF(U$135=\"\",\"\",IF($I$131=\"Yes\",'Hourly District Input'!EG35,\"\"))","v":""},"","","","","",null,16,{"$f":"INDEX(Perf_byEndUse_SEEUPF_Summary_Table,AB151+1,1)","v":0},null,null,null,null,null,null,null,null,null,{"$f":"IF(G$135=\"\",\"\",IF($I$131=\"Yes\",'Hourly District Input'!DX35,\"\"))","v":""},{"$f":"IF(H$135=\"\",\"\",IF($I$131=\"Yes\",'Hourly District Input'!DY35,\"\"))","v":""},{"$f":"IF(I$135=\"\",\"\",IF($I$131=\"Yes\",'Hourly District Input'!DZ35,\"\"))","v":""},{"$f":"IF(J$135=\"\",\"\",IF($I$131=\"Yes\",'Hourly District Input'!EA35,\"\"))","v":""},{"$f":"IF(K$135=\"\",\"\",IF($I$131=\"Yes\",'Hourly District Input'!EB35,\"\"))","v":""},"","","","","",{"$f":"IF(Q$135=\"\",\"\",IF($I$131=\"Yes\",'Hourly District Input'!EC35,\"\"))","v":""},{"$f":"IF(R$135=\"\",\"\",IF($I$131=\"Yes\",'Hourly District Input'!ED35,\"\"))","v":""},{"$f":"IF(S$135=\"\",\"\",IF($I$131=\"Yes\",'Hourly District Input'!EE35,\"\"))","v":""},{"$f":"IF(T$135=\"\",\"\",IF($I$131=\"Yes\",'Hourly District Input'!EF35,\"\"))","v":""},{"$f":"IF(U$135=\"\",\"\",IF($I$131=\"Yes\",'Hourly District Input'!EG35,\"\"))","v":""},"","","","",""]
[null,null,{"$error":"#DIV/0!"},null,"Other regulated","Btuh",{"$f":"IF(G$135=\"\",\"\",IF($I$131=\"Yes\",'Hourly District Input'!DX36,\"\"))","v":""},{"$f":"IF(H$135=\"\",\"\",IF($I$131=\"Yes\",'Hourly District Input'!DY36,\"\"))","v":""},{"$f":"IF(I$135=\"\",\"\",IF($I$131=\"Yes\",'Hourly District Input'!DZ36,\"\"))","v":""},{"$f":"IF(J$135=\"\",\"\",IF($I$131=\"Yes\",'Hourly District Input'!EA36,\"\"))","v":""},{"$f":"IF(K$135=\"\",\"\",IF($I$131=\"Yes\",'Hourly District Input'!EB36,\"\"))","v":""},"","","","","",{"$f":"IF(Q$135=\"\",\"\",IF($I$131=\"Yes\",'Hourly District Input'!EC36,\"\"))","v":""},{"$f":"IF(R$135=\"\",\"\",IF($I$131=\"Yes\",'Hourly District Input'!ED36,\"\"))","v":""},{"$f":"IF(S$135=\"\",\"\",IF($I$131=\"Yes\",'Hourly District Input'!EE36,\"\"))","v":""},{"$f":"IF(T$135=\"\",\"\",IF($I$131=\"Yes\",'Hourly District Input'!EF36,\"\"))","v":""},{"$f":"IF(U$135=\"\",\"\",IF($I$131=\"Yes\",'Hourly District Input'!EG36,\"\"))","v":""},"","","","","",null,17,{"$f":"INDEX(Perf_byEndUse_SEEUPF_Summary_Table,AB152+1,1)","v":0},null,null,null,null,null,null,null,null,null,{"$f":"IF(G$135=\"\",\"\",IF($I$131=\"Yes\",'Hourly District Input'!DX36,\"\"))","v":""},{"$f":"IF(H$135=\"\",\"\",IF($I$131=\"Yes\",'Hourly District Input'!DY36,\"\"))","v":""},{"$f":"IF(I$135=\"\",\"\",IF($I$131=\"Yes\",'Hourly District Input'!DZ36,\"\"))","v":""},{"$f":"IF(J$135=\"\",\"\",IF($I$131=\"Yes\",'Hourly District Input'!EA36,\"\"))","v":""},{"$f":"IF(K$135=\"\",\"\",IF($I$131=\"Yes\",'Hourly District Input'!EB36,\"\"))","v":""},"",{"$f":"IFERROR(IF(M$135=\"\",\"\",H152*$AC152),\"\")","v":""},{"$f":"IFERROR(IF(N$135=\"\",\"\",I152*$AC152),\"\")","v":""},{"$f":"IFERROR(IF(O$135=\"\",\"\",J152*$AC152),\"\")","v":""},{"$f":"IFERROR(IF(P$135=\"\",\"\",K152*$AC152),\"\")","v":""},{"$f":"IF(Q$135=\"\",\"\",IF($I$131=\"Yes\",'Hourly District Input'!EC36,\"\"))","v":""},{"$f":"IF(R$135=\"\",\"\",IF($I$131=\"Yes\",'Hourly District Input'!ED36,\"\"))","v":""},{"$f":"IF(S$135=\"\",\"\",IF($I$131=\"Yes\",'Hourly District Input'!EE36,\"\"))","v":""},{"$f":"IF(T$135=\"\",\"\",IF($I$131=\"Yes\",'Hourly District Input'!EF36,\"\"))","v":""},{"$f":"IF(U$135=\"\",\"\",IF($I$131=\"Yes\",'Hourly District Input'!EG36,\"\"))","v":""},"","","","",""]
[null,null,{"$error":"#DIV/0!"},null,"Other unregulated","Btuh",{"$f":"IF(G$135=\"\",\"\",IF($I$131=\"Yes\",'Hourly District Input'!DX37,\"\"))","v":""},{"$f":"IF(H$135=\"\",\"\",IF($I$131=\"Yes\",'Hourly District Input'!DY37,\"\"))","v":""},{"$f":"IF(I$135=\"\",\"\",IF($I$131=\"Yes\",'Hourly District Input'!DZ37,\"\"))","v":""},{"$f":"IF(J$135=\"\",\"\",IF($I$131=\"Yes\",'Hourly District Input'!EA37,\"\"))","v":""},{"$f":"IF(K$135=\"\",\"\",IF($I$131=\"Yes\",'Hourly District Input'!EB37,\"\"))","v":""},"","","","","",{"$f":"IF(Q$135=\"\",\"\",IF($I$131=\"Yes\",'Hourly District Input'!EC37,\"\"))","v":""},{"$f":"IF(R$135=\"\",\"\",IF($I$131=\"Yes\",'Hourly District Input'!ED37,\"\"))","v":""},{"$f":"IF(S$135=\"\",\"\",IF($I$131=\"Yes\",'Hourly District Input'!EE37,\"\"))","v":""},{"$f":"IF(T$135=\"\",\"\",IF($I$131=\"Yes\",'Hourly District Input'!EF37,\"\"))","v":""},{"$f":"IF(U$135=\"\",\"\",IF($I$131=\"Yes\",'Hourly District Input'!EG37,\"\"))","v":""},"","","","","",null,18,{"$f":"INDEX(Perf_byEndUse_SEEUPF_Summary_Table,AB153+1,1)","v":0},null,null,null,null,null,null,null,null,null,{"$f":"IF(G$135=\"\",\"\",IF($I$131=\"Yes\",'Hourly District Input'!DX37,\"\"))","v":""},{"$f":"IF(H$135=\"\",\"\",IF($I$131=\"Yes\",'Hourly District Input'!DY37,\"\"))","v":""},{"$f":"IF(I$135=\"\",\"\",IF($I$131=\"Yes\",'Hourly District Input'!DZ37,\"\"))","v":""},{"$f":"IF(J$135=\"\",\"\",IF($I$131=\"Yes\",'Hourly District Input'!EA37,\"\"))","v":""},{"$f":"IF(K$135=\"\",\"\",IF($I$131=\"Yes\",'Hourly District Input'!EB37,\"\"))","v":""},"","","","","",{"$f":"IF(Q$135=\"\",\"\",IF($I$131=\"Yes\",'Hourly District Input'!EC37,\"\"))","v":""},{"$f":"IF(R$135=\"\",\"\",IF($I$131=\"Yes\",'Hourly District Input'!ED37,\"\"))","v":""},{"$f":"IF(S$135=\"\",\"\",IF($I$131=\"Yes\",'Hourly District Input'!EE37,\"\"))","v":""},{"$f":"IF(T$135=\"\",\"\",IF($I$131=\"Yes\",'Hourly District Input'!EF37,\"\"))","v":""},{"$f":"IF(U$135=\"\",\"\",IF($I$131=\"Yes\",'Hourly District Input'!EG37,\"\"))","v":""},"","","","",""]
[null,null,{"$error":"#DIV/0!"},null,"Whole building","Btuh",{"$f":"IF(G$135=\"\",\"-\",IF(AND($I$132=\"No\",$I$131=\"No\"),\"\",IF($I$132=\"Yes\",SUM(G136:G153),IF($I$131=\"Yes\",'Hourly District Input'!DX38,\"\"))))","v":""},{"$f":"IF(H$135=\"\",\"-\",IF(AND($I$132=\"No\",$I$131=\"No\"),\"\",IF($I$132=\"Yes\",SUM(H136:H153),IF($I$131=\"Yes\",'Hourly District Input'!DY38,\"\"))))","v":""},{"$f":"IF(I$135=\"\",\"-\",IF(AND($I$132=\"No\",$I$131=\"No\"),\"\",IF($I$132=\"Yes\",SUM(I136:I153),IF($I$131=\"Yes\",'Hourly District Input'!DZ38,\"\"))))","v":""},{"$f":"IF(J$135=\"\",\"-\",IF(AND($I$132=\"No\",$I$131=\"No\"),\"\",IF($I$132=\"Yes\",SUM(J136:J153),IF($I$131=\"Yes\",'Hourly District Input'!EA38,\"\"))))","v":""},{"$f":"IF(K$135=\"\",\"-\",IF(AND($I$132=\"No\",$I$131=\"No\"),\"\",IF($I$132=\"Yes\",SUM(K136:K153),IF($I$131=\"Yes\",'Hourly District Input'!EB38,\"\"))))","v":""},{"$f":"IFERROR(IF(L$135=\"\",\"-\",IF($I$132=\"Yes\",SUM(L136:L153),G154*$AH$143)),\"\")","v":""},{"$f":"IFERROR(IF(M$135=\"\",\"-\",IF($I$132=\"Yes\",SUM(M136:M153),H154*$AH$143)),\"\")","v":""},{"$f":"IFERROR(IF(N$135=\"\",\"-\",IF($I$132=\"Yes\",SUM(N136:N153),I154*$AH$143)),\"\")","v":""},{"$f":"IFERROR(IF(O$135=\"\",\"-\",IF($I$132=\"Yes\",SUM(O136:O153),J154*$AH$143)),\"\")","v":""},{"$f":"IFERROR(IF(P$135=\"\",\"-\",IF($I$132=\"Yes\",SUM(P136:P153),K154*$AH$143)),\"\")","v":""},{"$f":"IF(Q$135=\"\",\"-\",IF(AND($I$132=\"No\",$I$131=\"No\"),\"\",IF($I$132=\"Yes\",SUM(Q136:Q153),IF($I$131=\"Yes\",'Hourly District Input'!EC38,\"\"))))","v":""},{"$f":"IF(R$135=\"\",\"-\",IF(AND($I$132=\"No\",$I$131=\"No\"),\"\",IF($I$132=\"Yes\",SUM(R136:R153),IF($I$131=\"Yes\",'Hourly District Input'!ED38,\"\"))))","v":""},{"$f":"IF(S$135=\"\",\"-\",IF(AND($I$132=\"No\",$I$131=\"No\"),\"\",IF($I$132=\"Yes\",SUM(S136:S153),IF($I$131=\"Yes\",'Hourly District Input'!EE38,\"\"))))","v":""},{"$f":"IF(T$135=\"\",\"-\",IF(AND($I$132=\"No\",$I$131=\"No\"),\"\",IF($I$132=\"Yes\",SUM(T136:T153),IF($I$131=\"Yes\",'Hourly District Input'!EF38,\"\"))))","v":""},{"$f":"IF(U$135=\"\",\"-\",IF(AND($I$132=\"No\",$I$131=\"No\"),\"\",IF($I$132=\"Yes\",SUM(U136:U153),IF($I$131=\"Yes\",'Hourly District Input'!EG38,\"\"))))","v":""},{"$f":"IFERROR(IF(V$135=\"\",\"-\",IF($I$132=\"Yes\",SUM(V136:V153),L154-Q154)),\"\")","v":""},{"$f":"IFERROR(IF(W$135=\"\",\"-\",IF($I$132=\"Yes\",SUM(W136:W153),M154-R154)),\"\")","v":""},"","","",null,null,null,null,null,null,null,null,null,null,null,null,{"$f":"IF(G$135=\"\",\"-\",IF(AND($I$132=\"No\",$I$131=\"No\"),\"\",IF($I$132=\"Yes\",SUM(G136:G153),IF($I$131=\"Yes\",'Hourly District Input'!DX38,\"\"))))","v":""},{"$f":"IF(H$135=\"\",\"-\",IF(AND($I$132=\"No\",$I$131=\"No\"),\"\",IF($I$132=\"Yes\",SUM(H136:H153),IF($I$131=\"Yes\",'Hourly District Input'!DY38,\"\"))))","v":""},{"$f":"IF(I$135=\"\",\"-\",IF(AND($I$132=\"No\",$I$131=\"No\"),\"\",IF($I$132=\"Yes\",SUM(I136:I153),IF($I$131=\"Yes\",'Hourly District Input'!DZ38,\"\"))))","v":""},{"$f":"IF(J$135=\"\",\"-\",IF(AND($I$132=\"No\",$I$131=\"No\"),\"\",IF($I$132=\"Yes\",SUM(J136:J153),IF($I$131=\"Yes\",'Hourly District Input'!EA38,\"\"))))","v":""},{"$f":"IF(K$135=\"\",\"-\",IF(AND($I$132=\"No\",$I$131=\"No\"),\"\",IF($I$132=\"Yes\",SUM(K136:K153),IF($I$131=\"Yes\",'Hourly District Input'!EB38,\"\"))))","v":""},{"$f":"IFERROR(IF(L$135=\"\",\"-\",IF($I$132=\"Yes\",SUM(L136:L153),G154*$AH$143)),\"\")","v":""},{"$f":"IFERROR(IF(M$135=\"\",\"-\",IF($I$132=\"Yes\",SUM(M136:M153),H154*$AH$143)),\"\")","v":""},"","","",{"$f":"IF(Q$135=\"\",\"-\",IF(AND($I$132=\"No\",$I$131=\"No\"),\"\",IF($I$132=\"Yes\",SUM(Q136:Q153),IF($I$131=\"Yes\",'Hourly District Input'!EC38,\"\"))))","v":""},{"$f":"IF(R$135=\"\",\"-\",IF(AND($I$132=\"No\",$I$131=\"No\"),\"\",IF($I$132=\"Yes\",SUM(R136:R153),IF($I$131=\"Yes\",'Hourly District Input'!ED38,\"\"))))","v":""},{"$f":"IF(S$135=\"\",\"-\",IF(AND($I$132=\"No\",$I$131=\"No\"),\"\",IF($I$132=\"Yes\",SUM(S136:S153),IF($I$131=\"Yes\",'Hourly District Input'!EE38,\"\"))))","v":""},{"$f":"IF(T$135=\"\",\"-\",IF(AND($I$132=\"No\",$I$131=\"No\"),\"\",IF($I$132=\"Yes\",SUM(T136:T153),IF($I$131=\"Yes\",'Hourly District Input'!EF38,\"\"))))","v":""},{"$f":"IF(U$135=\"\",\"-\",IF(AND($I$132=\"No\",$I$131=\"No\"),\"\",IF($I$132=\"Yes\",SUM(U136:U153),IF($I$131=\"Yes\",'Hourly District Input'!EG38,\"\"))))","v":""},{"$f":"IFERROR(IF(V$135=\"\",\"-\",IF($I$132=\"Yes\",SUM(V136:V153),L154-Q154)),\"\")","v":""},{"$f":"IFERROR(IF(W$135=\"\",\"-\",IF($I$132=\"Yes\",SUM(W136:W153),M154-R154)),\"\")","v":""},"","",""]
[null,null,{"$error":"#DIV/0!"}]
[null,null,{"$f":"$C$11","v":{"$error":"#DIV/0!"}},null,"Table 4: District Hot Water Demand Savings by End Use (Btu/hr)"]
[null,null,{"$f":"$C$11","v":{"$error":"#DIV/0!"}},null,"Instructions\n1. Populate the Hourly District Input tab. The table below will autopopulate based upon the entries on that tab. Manually enter/revise data in the table below after responding to the questions below via the dropdown listboxes as needed.  \nNote: whole building demand and demand savings are more accurately captured when all end uses' demand has been accounted for in the table below. If not all end uses are captured in the table below, whole-building demand savings will be estimated using the data from Table 2 on the Compliance Calculations tab in the Compliance Form. Inaccurately entering baseline energy in Table 2 on the Compliance Calculations tab in the Compliance Form will affect the accuracy of the whole-building demand savings reported in the table below.\n2. If needed, use the \"Restore formulas\" button below to restore the formulas that bring in the values from the Hourly District Input tab.",null,null,null,null,null,null,null,null,null,null,null,null,null,null,null,null,null,null,null,null,null,null,null,null,null,null,null,null,null,null,null,null,null,null,null,null,null,null,null,null,null,null,null,null,null,null,null,null,null,null,null,null,null,null,null," "]
[null,null,{"$error":"#DIV/0!"}]
[null,null,{"$error":"#DIV/0!"},null,"        Has hourly data been entered on the Hourly Input tab?"]
[null,null,{"$error":"#DIV/0!"},null,"        Will all end use demand be captured in the below table?"]
[null,null,{"$error":"#DIV/0!"}]
[null,null,{"$error":"#DIV/0!"},null,"End Use","Demand Units","Baseline Coincident Peak District Hot Water Demand",null,null,null,null,{"$f":"\"ASHRAE 90.1 \" & Lists_Modeling_Protocol_Year &\" Adjusted Baseline Coincident Peak District Hot Water Demand\"","v":{"$error":"#VALUE!"}},null,null,null,null,"Proposed Coincident Peak District Hot Water Demand",null,null,null,null,"District Hot Water Demand Savings",null,null,null,null,null,null,null,null,null,"Use the schedule for electricity",null,null,null,null,null,null,"Baseline Coincident Peak District Hot Water Demand",null,null,null,null,{"$f":"\"ASHRAE 90.1 \" & Lists_Modeling_Protocol_Year &\" Adjusted Baseline Coincident Peak District Hot Water Demand\"","v":{"$error":"#VALUE!"}},null,null,null,null,"Proposed Coincident Peak District Hot Water Demand",null,null,null,null,"District Hot Water Demand Savings"]
[null,null,{"$error":"#DIV/0!"},null,null,null,{"$f":"IF(OR(AG163=\"\",AG164=\"\",AG165=\"\",AG166=\"\",AG167=\"\"),\"\",AG163&\"-\"&AG164&\" Hours \"&AG165&\"-\"&AG166&\", \"&AG167)","v":"06/01-06/30 Hours 1-24, All Days"},{"$f":"IF(OR(AH163=\"\",AH164=\"\",AH165=\"\",AH166=\"\",AH167=\"\"),\"\",AH163&\"-\"&AH164&\" Hours \"&AH165&\"-\"&AH166&\", \"&AH167)","v":"07/01-07/31 Hours 1-24, All Days"},{"$f":"IF(OR(AI163=\"\",AI164=\"\",AI165=\"\",AI166=\"\",AI167=\"\"),\"\",AI163&\"-\"&AI164&\" Hours \"&AI165&\"-\"&AI166&\", \"&AI167)","v":"08/01-08/31 Hours 1-24, All Days"},{"$f":"IF(OR(AJ163=\"\",AJ164=\"\",AJ165=\"\",AJ166=\"\",AJ167=\"\"),\"\",AJ163&\"-\"&AJ164&\" Hours \"&AJ165&\"-\"&AJ166&\", \"&AJ167)","v":"12/01-12/31 Hours 1-24, All Days"},{"$f":"IF(OR(AK163=\"\",AK164=\"\",AK165=\"\",AK166=\"\",AK167=\"\"),\"\",AK163&\"-\"&AK164&\" Hours \"&AK165&\"-\"&AK166&\", \"&AK167)","v":"01/01-01/31 Hours 1-24, All Days"},{"$f":"IF(OR(AG163=\"\",AG164=\"\",AG165=\"\",AG166=\"\",AG167=\"\"),\"\",AG163&\"-\"&AG164&\" Hours \"&AG165&\"-\"&AG166&\", \"&AG167)","v":"06/01-06/30 Hours 1-24, All Days"},{"$f":"IF(OR(AH163=\"\",AH164=\"\",AH165=\"\",AH166=\"\",AH167=\"\"),\"\",AH163&\"-\"&AH164&\" Hours \"&AH165&\"-\"&AH166&\", \"&AH167)","v":"07/01-07/31 Hours 1-24, All Days"},{"$f":"IF(OR(AI163=\"\",AI164=\"\",AI165=\"\",AI166=\"\",AI167=\"\"),\"\",AI163&\"-\"&AI164&\" Hours \"&AI165&\"-\"&AI166&\", \"&AI167)","v":"08/01-08/31 Hours 1-24, All Days"},{"$f":"IF(OR(AJ163=\"\",AJ164=\"\",AJ165=\"\",AJ166=\"\",AJ167=\"\"),\"\",AJ163&\"-\"&AJ164&\" Hours \"&AJ165&\"-\"&AJ166&\", \"&AJ167)","v":"12/01-12/31 Hours 1-24, All Days"},{"$f":"IF(OR(AK163=\"\",AK164=\"\",AK165=\"\",AK166=\"\",AK167=\"\"),\"\",AK163&\"-\"&AK164&\" Hours \"&AK165&\"-\"&AK166&\", \"&AK167)","v":"01/01-01/31 Hours 1-24, All Days"},{"$f":"IF(OR(AG163=\"\",AG164=\"\",AG165=\"\",AG166=\"\",AG167=\"\"),\"\",AG163&\"-\"&AG164&\" Hours \"&AG165&\"-\"&AG166&\", \"&AG167)","v":"06/01-06/30 Hours 1-24, All Days"},{"$f":"IF(OR(AH163=\"\",AH164=\"\",AH165=\"\",AH166=\"\",AH167=\"\"),\"\",AH163&\"-\"&AH164&\" Hours \"&AH165&\"-\"&AH166&\", \"&AH167)","v":"07/01-07/31 Hours 1-24, All Days"},{"$f":"IF(OR(AI163=\"\",AI164=\"\",AI165=\"\",AI166=\"\",AI167=\"\"),\"\",AI163&\"-\"&AI164&\" Hours \"&AI165&\"-\"&AI166&\", \"&AI167)","v":"08/01-08/31 Hours 1-24, All Days"},{"$f":"IF(OR(AJ163=\"\",AJ164=\"\",AJ165=\"\",AJ166=\"\",AJ167=\"\"),\"\",AJ163&\"-\"&AJ164&\" Hours \"&AJ165&\"-\"&AJ166&\", \"&AJ167)","v":"12/01-12/31 Hours 1-24, All Days"},{"$f":"IF(OR(AK163=\"\",AK164=\"\",AK165=\"\",AK166=\"\",AK167=\"\"),\"\",AK163&\"-\"&AK164&\" Hours \"&AK165&\"-\"&AK166&\", \"&AK167)","v":"01/01-01/31 Hours 1-24, All Days"},{"$f":"IF(OR(AG163=\"\",AG164=\"\",AG165=\"\",AG166=\"\",AG167=\"\"),\"\",AG163&\"-\"&AG164&\" Hours \"&AG165&\"-\"&AG166&\", \"&AG167)","v":"06/01-06/30 Hours 1-24, All Days"},{"$f":"IF(OR(AH163=\"\",AH164=\"\",AH165=\"\",AH166=\"\",AH167=\"\"),\"\",AH163&\"-\"&AH164&\" Hours \"&AH165&\"-\"&AH166&\", \"&AH167)","v":"07/01-07/31 Hours 1-24, All Days"},{"$f":"IF(OR(AI163=\"\",AI164=\"\",AI165=\"\",AI166=\"\",AI167=\"\"),\"\",AI163&\"-\"&AI164&\" Hours \"&AI165&\"-\"&AI166&\", \"&AI167)","v":"08/01-08/31 Hours 1-24, All Days"},{"$f":"IF(OR(AJ163=\"\",AJ164=\"\",AJ165=\"\",AJ166=\"\",AJ167=\"\"),\"\",AJ163&\"-\"&AJ164&\" Hours \"&AJ165&\"-\"&AJ166&\", \"&AJ167)","v":"12/01-12/31 Hours 1-24, All Days"},{"$f":"IF(OR(AK163=\"\",AK164=\"\",AK165=\"\",AK166=\"\",AK167=\"\"),\"\",AK163&\"-\"&AK164&\" Hours \"&AK165&\"-\"&AK166&\", \"&AK167)","v":"01/01-01/31 Hours 1-24, All Days"},null,null,"Weighted Avg SEEUPFs",null,2,"Start date",{"$f":"IF(INDEX(Demand_Savings_Customization_ElecTable,$AE163,'Demand Savings Customization'!G$23)=\"\",\"\",TEXT(INDEX(Demand_Savings_Customization_ElecTable,$AE163,'Demand Savings Customization'!G$23),\"MM/DD\"))","v":"06/01"},{"$f":"IF(INDEX(Demand_Savings_Customization_ElecTable,$AE163,'Demand Savings Customization'!H$23)=\"\",\"\",TEXT(INDEX(Demand_Savings_Customization_ElecTable,$AE163,'Demand Savings Customization'!H$23),\"MM/DD\"))","v":"07/01"},{"$f":"IF(INDEX(Demand_Savings_Customization_ElecTable,$AE163,'Demand Savings Customization'!I$23)=\"\",\"\",TEXT(INDEX(Demand_Savings_Customization_ElecTable,$AE163,'Demand Savings Customization'!I$23),\"MM/DD\"))","v":"08/01"},{"$f":"IF(INDEX(Demand_Savings_Customization_ElecTable,$AE163,'Demand Savings Customization'!J$23)=\"\",\"\",TEXT(INDEX(Demand_Savings_Customization_ElecTable,$AE163,'Demand Savings Customization'!J$23),\"MM/DD\"))","v":"12/01"},{"$f":"IF(INDEX(Demand_Savings_Customization_ElecTable,$AE163,'Demand Savings Customization'!K$23)=\"\",\"\",TEXT(INDEX(Demand_Savings_Customization_ElecTable,$AE163,'Demand Savings Customization'!K$23),\"MM/DD\"))","v":"01/01"},null,"Range 1","Range 2","Range 3","Range 4","Range 5","Range 1","Range 2","Range 3","Range 4","Range 5","Range 1","Range 2","Range 3","Range 4","Range 5","Range 1","Range 2","Range 3","Range 4","Range 5"]
[null,null,{"$error":"#DIV/0!"},null,"Interior lighting","Btuh",{"$f":"IF(G$163=\"\",\"\",IF($I$159=\"Yes\",'Hourly District Input'!DX50,\"\"))","v":""},{"$f":"IF(H$163=\"\",\"\",IF($I$159=\"Yes\",'Hourly District Input'!DY50,\"\"))","v":""},{"$f":"IF(I$163=\"\",\"\",IF($I$159=\"Yes\",'Hourly District Input'!DZ50,\"\"))","v":""},{"$f":"IF(J$163=\"\",\"\",IF($I$159=\"Yes\",'Hourly District Input'!EA50,\"\"))","v":""},{"$f":"IF(K$163=\"\",\"\",IF($I$159=\"Yes\",'Hourly District Input'!EB50,\"\"))","v":""},{"$f":"IFERROR(IF(L$163=\"\",\"\",G164*$AC164),\"\")","v":""},{"$f":"IFERROR(IF(M$163=\"\",\"\",H164*$AC164),\"\")","v":""},{"$f":"IFERROR(IF(N$163=\"\",\"\",I164*$AC164),\"\")","v":""},{"$f":"IFERROR(IF(O$163=\"\",\"\",J164*$AC164),\"\")","v":""},{"$f":"IFERROR(IF(P$163=\"\",\"\",K164*$AC164),\"\")","v":""},{"$f":"IF(Q$163=\"\",\"\",IF($I$159=\"Yes\",'Hourly District Input'!EC50,\"\"))","v":""},{"$f":"IF(R$163=\"\",\"\",IF($I$159=\"Yes\",'Hourly District Input'!ED50,\"\"))","v":""},{"$f":"IF(S$163=\"\",\"\",IF($I$159=\"Yes\",'Hourly District Input'!EE50,\"\"))","v":""},{"$f":"IF(T$163=\"\",\"\",IF($I$159=\"Yes\",'Hourly District Input'!EF50,\"\"))","v":""},{"$f":"IF(U$163=\"\",\"\",IF($I$159=\"Yes\",'Hourly District Input'!EG50,\"\"))","v":""},{"$f":"IFERROR(L164-Q164,\"\")","v":""},{"$f":"IFERROR(M164-R164,\"\")","v":""},{"$f":"IFERROR(N164-S164,\"\")","v":""},{"$f":"IFERROR(O164-T164,\"\")","v":""},{"$f":"IFERROR(P164-U164,\"\")","v":""},null,1,{"$f":"INDEX(Perf_byEndUse_SEEUPF_Summary_Table,AB164+1,1)","v":0},null,3,"End date",{"$f":"TEXT(INDEX(Demand_Savings_Customization_ElecTable,$AE164,'Demand Savings Customization'!G$23),\"MM/DD\")","v":"06/30"},{"$f":"TEXT(INDEX(Demand_Savings_Customization_ElecTable,$AE164,'Demand Savings Customization'!H$23),\"MM/DD\")","v":"07/31"},{"$f":"TEXT(INDEX(Demand_Savings_Customization_ElecTable,$AE164,'Demand Savings Customization'!I$23),\"MM/DD\")","v":"08/31"},{"$f":"TEXT(INDEX(Demand_Savings_Customization_ElecTable,$AE164,'Demand Savings Customization'!J$23),\"MM/DD\")","v":"12/31"},{"$f":"TEXT(INDEX(Demand_Savings_Customization_ElecTable,$AE164,'Demand Savings Customization'!K$23),\"MM/DD\")","v":"01/31"},null,{"$f":"IF(G$163=\"\",\"\",IF($I$159=\"Yes\",'Hourly District Input'!DX50,\"\"))","v":""},{"$f":"IF(H$163=\"\",\"\",IF($I$159=\"Yes\",'Hourly District Input'!DY50,\"\"))","v":""},{"$f":"IF(I$163=\"\",\"\",IF($I$159=\"Yes\",'Hourly District Input'!DZ50,\"\"))","v":""},{"$f":"IF(J$163=\"\",\"\",IF($I$159=\"Yes\",'Hourly District Input'!EA50,\"\"))","v":""},{"$f":"IF(K$163=\"\",\"\",IF($I$159=\"Yes\",'Hourly District Input'!EB50,\"\"))","v":""},{"$f":"IFERROR(IF(L$163=\"\",\"\",G164*$AC164),\"\")","v":""},{"$f":"IFERROR(IF(M$163=\"\",\"\",H164*$AC164),\"\")","v":""},"","",{"$f":"IFERROR(IF(P$163=\"\",\"\",K164*$AC164),\"\")","v":""},{"$f":"IF(Q$163=\"\",\"\",IF($I$159=\"Yes\",'Hourly District Input'!EC50,\"\"))","v":""},{"$f":"IF(R$163=\"\",\"\",IF($I$159=\"Yes\",'Hourly District Input'!ED50,\"\"))","v":""},{"$f":"IF(S$163=\"\",\"\",IF($I$159=\"Yes\",'Hourly District Input'!EE50,\"\"))","v":""},{"$f":"IF(T$163=\"\",\"\",IF($I$159=\"Yes\",'Hourly District Input'!EF50,\"\"))","v":""},{"$f":"IF(U$163=\"\",\"\",IF($I$159=\"Yes\",'Hourly District Input'!EG50,\"\"))","v":""},{"$f":"IFERROR(L164-Q164,\"\")","v":""},{"$f":"IFERROR(M164-R164,\"\")","v":""},{"$f":"IFERROR(N164-S164,\"\")","v":""},{"$f":"IFERROR(O164-T164,\"\")","v":""},{"$f":"IFERROR(P164-U164,\"\")","v":""}]
[null,null,{"$error":"#DIV/0!"},null,"Interior lighting (unregulated)","Btuh",{"$f":"IF(G$163=\"\",\"\",IF($I$159=\"Yes\",'Hourly District Input'!DX51,\"\"))","v":""},{"$f":"IF(H$163=\"\",\"\",IF($I$159=\"Yes\",'Hourly District Input'!DY51,\"\"))","v":""},{"$f":"IF(I$163=\"\",\"\",IF($I$159=\"Yes\",'Hourly District Input'!DZ51,\"\"))","v":""},{"$f":"IF(J$163=\"\",\"\",IF($I$159=\"Yes\",'Hourly District Input'!EA51,\"\"))","v":""},{"$f":"IF(K$163=\"\",\"\",IF($I$159=\"Yes\",'Hourly District Input'!EB51,\"\"))","v":""},"","","","","",{"$f":"IF(Q$163=\"\",\"\",IF($I$159=\"Yes\",'Hourly District Input'!EC51,\"\"))","v":""},{"$f":"IF(R$163=\"\",\"\",IF($I$159=\"Yes\",'Hourly District Input'!ED51,\"\"))","v":""},{"$f":"IF(S$163=\"\",\"\",IF($I$159=\"Yes\",'Hourly District Input'!EE51,\"\"))","v":""},{"$f":"IF(T$163=\"\",\"\",IF($I$159=\"Yes\",'Hourly District Input'!EF51,\"\"))","v":""},{"$f":"IF(U$163=\"\",\"\",IF($I$159=\"Yes\",'Hourly District Input'!EG51,\"\"))","v":""},{"$f":"IFERROR(L165-Q165,\"\")","v":""},"","","","",null,2,{"$f":"INDEX(Perf_byEndUse_SEEUPF_Summary_Table,AB165+1,1)","v":0},null,4,"Start time",{"$f":"INDEX(Demand_Savings_Customization_ElecTable,$AE165,'Demand Savings Customization'!G$23)","v":1},{"$f":"INDEX(Demand_Savings_Customization_ElecTable,$AE165,'Demand Savings Customization'!H$23)","v":1},{"$f":"INDEX(Demand_Savings_Customization_ElecTable,$AE165,'Demand Savings Customization'!I$23)","v":1},{"$f":"INDEX(Demand_Savings_Customization_ElecTable,$AE165,'Demand Savings Customization'!J$23)","v":1},{"$f":"INDEX(Demand_Savings_Customization_ElecTable,$AE165,'Demand Savings Customization'!K$23)","v":1},null,{"$f":"IF(G$163=\"\",\"\",IF($I$159=\"Yes\",'Hourly District Input'!DX51,\"\"))","v":""},{"$f":"IF(H$163=\"\",\"\",IF($I$159=\"Yes\",'Hourly District Input'!DY51,\"\"))","v":""},{"$f":"IF(I$163=\"\",\"\",IF($I$159=\"Yes\",'Hourly District Input'!DZ51,\"\"))","v":""},{"$f":"IF(J$163=\"\",\"\",IF($I$159=\"Yes\",'Hourly District Input'!EA51,\"\"))","v":""},{"$f":"IF(K$163=\"\",\"\",IF($I$159=\"Yes\",'Hourly District Input'!EB51,\"\"))","v":""},"","","","","",{"$f":"IF(Q$163=\"\",\"\",IF($I$159=\"Yes\",'Hourly District Input'!EC51,\"\"))","v":""},{"$f":"IF(R$163=\"\",\"\",IF($I$159=\"Yes\",'Hourly District Input'!ED51,\"\"))","v":""},{"$f":"IF(S$163=\"\",\"\",IF($I$159=\"Yes\",'Hourly District Input'!EE51,\"\"))","v":""},{"$f":"IF(T$163=\"\",\"\",IF($I$159=\"Yes\",'Hourly District Input'!EF51,\"\"))","v":""},{"$f":"IF(U$163=\"\",\"\",IF($I$159=\"Yes\",'Hourly District Input'!EG51,\"\"))","v":""},{"$f":"IFERROR(L165-Q165,\"\")","v":""},"","","",""]
[null,null,{"$error":"#DIV/0!"},null,"Exterior lighting","Btuh",{"$f":"IF(G$163=\"\",\"\",IF($I$159=\"Yes\",'Hourly District Input'!DX52,\"\"))","v":""},{"$f":"IF(H$163=\"\",\"\",IF($I$159=\"Yes\",'Hourly District Input'!DY52,\"\"))","v":""},{"$f":"IF(I$163=\"\",\"\",IF($I$159=\"Yes\",'Hourly District Input'!DZ52,\"\"))","v":""},{"$f":"IF(J$163=\"\",\"\",IF($I$159=\"Yes\",'Hourly District Input'!EA52,\"\"))","v":""},{"$f":"IF(K$163=\"\",\"\",IF($I$159=\"Yes\",'Hourly District Input'!EB52,\"\"))","v":""},"","","","","",{"$f":"IF(Q$163=\"\",\"\",IF($I$159=\"Yes\",'Hourly District Input'!EC52,\"\"))","v":""},{"$f":"IF(R$163=\"\",\"\",IF($I$159=\"Yes\",'Hourly District Input'!ED52,\"\"))","v":""},{"$f":"IF(S$163=\"\",\"\",IF($I$159=\"Yes\",'Hourly District Input'!EE52,\"\"))","v":""},{"$f":"IF(T$163=\"\",\"\",IF($I$159=\"Yes\",'Hourly District Input'!EF52,\"\"))","v":""},{"$f":"IF(U$163=\"\",\"\",IF($I$159=\"Yes\",'Hourly District Input'!EG52,\"\"))","v":""},"","","","","",null,3,{"$f":"INDEX(Perf_byEndUse_SEEUPF_Summary_Table,AB166+1,1)","v":0},null,5,"End time",{"$f":"INDEX(Demand_Savings_Customization_ElecTable,$AE166,'Demand Savings Customization'!G$23)","v":24},{"$f":"INDEX(Demand_Savings_Customization_ElecTable,$AE166,'Demand Savings Customization'!H$23)","v":24},{"$f":"INDEX(Demand_Savings_Customization_ElecTable,$AE166,'Demand Savings Customization'!I$23)","v":24},{"$f":"INDEX(Demand_Savings_Customization_ElecTable,$AE166,'Demand Savings Customization'!J$23)","v":24},{"$f":"INDEX(Demand_Savings_Customization_ElecTable,$AE166,'Demand Savings Customization'!K$23)","v":24},null,{"$f":"IF(G$163=\"\",\"\",IF($I$159=\"Yes\",'Hourly District Input'!DX52,\"\"))","v":""},{"$f":"IF(H$163=\"\",\"\",IF($I$159=\"Yes\",'Hourly District Input'!DY52,\"\"))","v":""},{"$f":"IF(I$163=\"\",\"\",IF($I$159=\"Yes\",'Hourly District Input'!DZ52,\"\"))","v":""},{"$f":"IF(J$163=\"\",\"\",IF($I$159=\"Yes\",'Hourly District Input'!EA52,\"\"))","v":""},{"$f":"IF(K$163=\"\",\"\",IF($I$159=\"Yes\",'Hourly District Input'!EB52,\"\"))","v":""},"","","","","",{"$f":"IF(Q$163=\"\",\"\",IF($I$159=\"Yes\",'Hourly District Input'!EC52,\"\"))","v":""},{"$f":"IF(R$163=\"\",\"\",IF($I$159=\"Yes\",'Hourly District Input'!ED52,\"\"))","v":""},{"$f":"IF(S$163=\"\",\"\",IF($I$159=\"Yes\",'Hourly District Input'!EE52,\"\"))","v":""},{"$f":"IF(T$163=\"\",\"\",IF($I$159=\"Yes\",'Hourly District Input'!EF52,\"\"))","v":""},{"$f":"IF(U$163=\"\",\"\",IF($I$159=\"Yes\",'Hourly District Input'!EG52,\"\"))","v":""},"","","","",""]
[null,null,{"$error":"#DIV/0!"},null,"Space heating","Btuh",{"$f":"IF(G$163=\"\",\"\",IF($I$159=\"Yes\",'Hourly District Input'!DX53,\"\"))","v":""},{"$f":"IF(H$163=\"\",\"\",IF($I$159=\"Yes\",'Hourly District Input'!DY53,\"\"))","v":""},{"$f":"IF(I$163=\"\",\"\",IF($I$159=\"Yes\",'Hourly District Input'!DZ53,\"\"))","v":""},{"$f":"IF(J$163=\"\",\"\",IF($I$159=\"Yes\",'Hourly District Input'!EA53,\"\"))","v":""},{"$f":"IF(K$163=\"\",\"\",IF($I$159=\"Yes\",'Hourly District Input'!EB53,\"\"))","v":""},"","","","","",{"$f":"IF(Q$163=\"\",\"\",IF($I$159=\"Yes\",'Hourly District Input'!EC53,\"\"))","v":""},{"$f":"IF(R$163=\"\",\"\",IF($I$159=\"Yes\",'Hourly District Input'!ED53,\"\"))","v":""},{"$f":"IF(S$163=\"\",\"\",IF($I$159=\"Yes\",'Hourly District Input'!EE53,\"\"))","v":""},{"$f":"IF(T$163=\"\",\"\",IF($I$159=\"Yes\",'Hourly District Input'!EF53,\"\"))","v":""},{"$f":"IF(U$163=\"\",\"\",IF($I$159=\"Yes\",'Hourly District Input'!EG53,\"\"))","v":""},"","","","","",null,4,{"$f":"INDEX(Perf_byEndUse_SEEUPF_Summary_Table,AB167+1,1)","v":0},null,6,"Day type",{"$f":"INDEX(Demand_Savings_Customization_ElecTable,$AE167,'Demand Savings Customization'!G$23)","v":"All Days"},{"$f":"INDEX(Demand_Savings_Customization_ElecTable,$AE167,'Demand Savings Customization'!H$23)","v":"All Days"},{"$f":"INDEX(Demand_Savings_Customization_ElecTable,$AE167,'Demand Savings Customization'!I$23)","v":"All Days"},{"$f":"INDEX(Demand_Savings_Customization_ElecTable,$AE167,'Demand Savings Customization'!J$23)","v":"All Days"},{"$f":"INDEX(Demand_Savings_Customization_ElecTable,$AE167,'Demand Savings Customization'!K$23)","v":"All Days"},null,{"$f":"IF(G$163=\"\",\"\",IF($I$159=\"Yes\",'Hourly District Input'!DX53,\"\"))","v":""},{"$f":"IF(H$163=\"\",\"\",IF($I$159=\"Yes\",'Hourly District Input'!DY53,\"\"))","v":""},{"$f":"IF(I$163=\"\",\"\",IF($I$159=\"Yes\",'Hourly District Input'!DZ53,\"\"))","v":""},{"$f":"IF(J$163=\"\",\"\",IF($I$159=\"Yes\",'Hourly District Input'!EA53,\"\"))","v":""},{"$f":"IF(K$163=\"\",\"\",IF($I$159=\"Yes\",'Hourly District Input'!EB53,\"\"))","v":""},"","","","","",{"$f":"IF(Q$163=\"\",\"\",IF($I$159=\"Yes\",'Hourly District Input'!EC53,\"\"))","v":""},{"$f":"IF(R$163=\"\",\"\",IF($I$159=\"Yes\",'Hourly District Input'!ED53,\"\"))","v":""},{"$f":"IF(S$163=\"\",\"\",IF($I$159=\"Yes\",'Hourly District Input'!EE53,\"\"))","v":""},{"$f":"IF(T$163=\"\",\"\",IF($I$159=\"Yes\",'Hourly District Input'!EF53,\"\"))","v":""},{"$f":"IF(U$163=\"\",\"\",IF($I$159=\"Yes\",'Hourly District Input'!EG53,\"\"))","v":""},"","","","",""]
[null,null,{"$error":"#DIV/0!"},null,"Heat pump supplemental heater","Btuh",{"$f":"IF(G$163=\"\",\"\",IF($I$159=\"Yes\",'Hourly District Input'!DX54,\"\"))","v":""},{"$f":"IF(H$163=\"\",\"\",IF($I$159=\"Yes\",'Hourly District Input'!DY54,\"\"))","v":""},{"$f":"IF(I$163=\"\",\"\",IF($I$159=\"Yes\",'Hourly District Input'!DZ54,\"\"))","v":""},{"$f":"IF(J$163=\"\",\"\",IF($I$159=\"Yes\",'Hourly District Input'!EA54,\"\"))","v":""},{"$f":"IF(K$163=\"\",\"\",IF($I$159=\"Yes\",'Hourly District Input'!EB54,\"\"))","v":""},"","","","","",{"$f":"IF(Q$163=\"\",\"\",IF($I$159=\"Yes\",'Hourly District Input'!EC54,\"\"))","v":""},{"$f":"IF(R$163=\"\",\"\",IF($I$159=\"Yes\",'Hourly District Input'!ED54,\"\"))","v":""},{"$f":"IF(S$163=\"\",\"\",IF($I$159=\"Yes\",'Hourly District Input'!EE54,\"\"))","v":""},{"$f":"IF(T$163=\"\",\"\",IF($I$159=\"Yes\",'Hourly District Input'!EF54,\"\"))","v":""},{"$f":"IF(U$163=\"\",\"\",IF($I$159=\"Yes\",'Hourly District Input'!EG54,\"\"))","v":""},"","","","","",null,5,{"$f":"INDEX(Perf_byEndUse_SEEUPF_Summary_Table,AB168+1,1)","v":0},null,7,"Demand type",{"$f":"INDEX(Demand_Savings_Customization_ElecTable,$AE168,'Demand Savings Customization'!G$23)","v":"Electric"},{"$f":"INDEX(Demand_Savings_Customization_ElecTable,$AE168,'Demand Savings Customization'!H$23)","v":"Electric"},{"$f":"INDEX(Demand_Savings_Customization_ElecTable,$AE168,'Demand Savings Customization'!I$23)","v":"Electric"},{"$f":"INDEX(Demand_Savings_Customization_ElecTable,$AE168,'Demand Savings Customization'!J$23)","v":"Electric"},{"$f":"INDEX(Demand_Savings_Customization_ElecTable,$AE168,'Demand Savings Customization'!K$23)","v":"Electric"},null,{"$f":"IF(G$163=\"\",\"\",IF($I$159=\"Yes\",'Hourly District Input'!DX54,\"\"))","v":""},{"$f":"IF(H$163=\"\",\"\",IF($I$159=\"Yes\",'Hourly District Input'!DY54,\"\"))","v":""},{"$f":"IF(I$163=\"\",\"\",IF($I$159=\"Yes\",'Hourly District Input'!DZ54,\"\"))","v":""},{"$f":"IF(J$163=\"\",\"\",IF($I$159=\"Yes\",'Hourly District Input'!EA54,\"\"))","v":""},{"$f":"IF(K$163=\"\",\"\",IF($I$159=\"Yes\",'Hourly District Input'!EB54,\"\"))","v":""},"","","","","",{"$f":"IF(Q$163=\"\",\"\",IF($I$159=\"Yes\",'Hourly District Input'!EC54,\"\"))","v":""},{"$f":"IF(R$163=\"\",\"\",IF($I$159=\"Yes\",'Hourly District Input'!ED54,\"\"))","v":""},{"$f":"IF(S$163=\"\",\"\",IF($I$159=\"Yes\",'Hourly District Input'!EE54,\"\"))","v":""},{"$f":"IF(T$163=\"\",\"\",IF($I$159=\"Yes\",'Hourly District Input'!EF54,\"\"))","v":""},{"$f":"IF(U$163=\"\",\"\",IF($I$159=\"Yes\",'Hourly District Input'!EG54,\"\"))","v":""},"","","","",""]
[null,null,{"$error":"#DIV/0!"},null,"Space cooling","Btuh",{"$f":"IF(G$163=\"\",\"\",IF($I$159=\"Yes\",'Hourly District Input'!DX55,\"\"))","v":""},{"$f":"IF(H$163=\"\",\"\",IF($I$159=\"Yes\",'Hourly District Input'!DY55,\"\"))","v":""},{"$f":"IF(I$163=\"\",\"\",IF($I$159=\"Yes\",'Hourly District Input'!DZ55,\"\"))","v":""},{"$f":"IF(J$163=\"\",\"\",IF($I$159=\"Yes\",'Hourly District Input'!EA55,\"\"))","v":""},{"$f":"IF(K$163=\"\",\"\",IF($I$159=\"Yes\",'Hourly District Input'!EB55,\"\"))","v":""},"","","","","",{"$f":"IF(Q$163=\"\",\"\",IF($I$159=\"Yes\",'Hourly District Input'!EC55,\"\"))","v":""},{"$f":"IF(R$163=\"\",\"\",IF($I$159=\"Yes\",'Hourly District Input'!ED55,\"\"))","v":""},{"$f":"IF(S$163=\"\",\"\",IF($I$159=\"Yes\",'Hourly District Input'!EE55,\"\"))","v":""},{"$f":"IF(T$163=\"\",\"\",IF($I$159=\"Yes\",'Hourly District Input'!EF55,\"\"))","v":""},{"$f":"IF(U$163=\"\",\"\",IF($I$159=\"Yes\",'Hourly District Input'!EG55,\"\"))","v":""},"","","","","",null,6,{"$f":"INDEX(Perf_byEndUse_SEEUPF_Summary_Table,AB169+1,1)","v":0},null,null,null,null,null,null,null,null,null,{"$f":"IF(G$163=\"\",\"\",IF($I$159=\"Yes\",'Hourly District Input'!DX55,\"\"))","v":""},{"$f":"IF(H$163=\"\",\"\",IF($I$159=\"Yes\",'Hourly District Input'!DY55,\"\"))","v":""},{"$f":"IF(I$163=\"\",\"\",IF($I$159=\"Yes\",'Hourly District Input'!DZ55,\"\"))","v":""},{"$f":"IF(J$163=\"\",\"\",IF($I$159=\"Yes\",'Hourly District Input'!EA55,\"\"))","v":""},{"$f":"IF(K$163=\"\",\"\",IF($I$159=\"Yes\",'Hourly District Input'!EB55,\"\"))","v":""},"","","","","",{"$f":"IF(Q$163=\"\",\"\",IF($I$159=\"Yes\",'Hourly District Input'!EC55,\"\"))","v":""},{"$f":"IF(R$163=\"\",\"\",IF($I$159=\"Yes\",'Hourly District Input'!ED55,\"\"))","v":""},{"$f":"IF(S$163=\"\",\"\",IF($I$159=\"Yes\",'Hourly District Input'!EE55,\"\"))","v":""},{"$f":"IF(T$163=\"\",\"\",IF($I$159=\"Yes\",'Hourly District Input'!EF55,\"\"))","v":""},{"$f":"IF(U$163=\"\",\"\",IF($I$159=\"Yes\",'Hourly District Input'!EG55,\"\"))","v":""},"","","","",""]
[null,null,{"$error":"#DIV/0!"},null,"Pumps","Btuh",{"$f":"IF(G$163=\"\",\"\",IF($I$159=\"Yes\",'Hourly District Input'!DX56,\"\"))","v":""},{"$f":"IF(H$163=\"\",\"\",IF($I$159=\"Yes\",'Hourly District Input'!DY56,\"\"))","v":""},{"$f":"IF(I$163=\"\",\"\",IF($I$159=\"Yes\",'Hourly District Input'!DZ56,\"\"))","v":""},{"$f":"IF(J$163=\"\",\"\",IF($I$159=\"Yes\",'Hourly District Input'!EA56,\"\"))","v":""},{"$f":"IF(K$163=\"\",\"\",IF($I$159=\"Yes\",'Hourly District Input'!EB56,\"\"))","v":""},"","","","","",{"$f":"IF(Q$163=\"\",\"\",IF($I$159=\"Yes\",'Hourly District Input'!EC56,\"\"))","v":""},{"$f":"IF(R$163=\"\",\"\",IF($I$159=\"Yes\",'Hourly District Input'!ED56,\"\"))","v":""},{"$f":"IF(S$163=\"\",\"\",IF($I$159=\"Yes\",'Hourly District Input'!EE56,\"\"))","v":""},{"$f":"IF(T$163=\"\",\"\",IF($I$159=\"Yes\",'Hourly District Input'!EF56,\"\"))","v":""},{"$f":"IF(U$163=\"\",\"\",IF($I$159=\"Yes\",'Hourly District Input'!EG56,\"\"))","v":""},"","","","","",null,7,{"$f":"INDEX(Perf_byEndUse_SEEUPF_Summary_Table,AB170+1,1)","v":0},null,null,"District Hot Water Adj baseline total MMBtu","District Hot Water 2004 baseline total MMBtu","SEEUPF total",null,null,null,null,{"$f":"IF(G$163=\"\",\"\",IF($I$159=\"Yes\",'Hourly District Input'!DX56,\"\"))","v":""},{"$f":"IF(H$163=\"\",\"\",IF($I$159=\"Yes\",'Hourly District Input'!DY56,\"\"))","v":""},{"$f":"IF(I$163=\"\",\"\",IF($I$159=\"Yes\",'Hourly District Input'!DZ56,\"\"))","v":""},{"$f":"IF(J$163=\"\",\"\",IF($I$159=\"Yes\",'Hourly District Input'!EA56,\"\"))","v":""},{"$f":"IF(K$163=\"\",\"\",IF($I$159=\"Yes\",'Hourly District Input'!EB56,\"\"))","v":""},"","","","","",{"$f":"IF(Q$163=\"\",\"\",IF($I$159=\"Yes\",'Hourly District Input'!EC56,\"\"))","v":""},{"$f":"IF(R$163=\"\",\"\",IF($I$159=\"Yes\",'Hourly District Input'!ED56,\"\"))","v":""},{"$f":"IF(S$163=\"\",\"\",IF($I$159=\"Yes\",'Hourly District Input'!EE56,\"\"))","v":""},{"$f":"IF(T$163=\"\",\"\",IF($I$159=\"Yes\",'Hourly District Input'!EF56,\"\"))","v":""},{"$f":"IF(U$163=\"\",\"\",IF($I$159=\"Yes\",'Hourly District Input'!EG56,\"\"))","v":""},"","","","",""]
[null,null,{"$error":"#DIV/0!"},null,"Heat rejection","Btuh",{"$f":"IF(G$163=\"\",\"\",IF($I$159=\"Yes\",'Hourly District Input'!DX57,\"\"))","v":""},{"$f":"IF(H$163=\"\",\"\",IF($I$159=\"Yes\",'Hourly District Input'!DY57,\"\"))","v":""},{"$f":"IF(I$163=\"\",\"\",IF($I$159=\"Yes\",'Hourly District Input'!DZ57,\"\"))","v":""},{"$f":"IF(J$163=\"\",\"\",IF($I$159=\"Yes\",'Hourly District Input'!EA57,\"\"))","v":""},{"$f":"IF(K$163=\"\",\"\",IF($I$159=\"Yes\",'Hourly District Input'!EB57,\"\"))","v":""},"","","","","",{"$f":"IF(Q$163=\"\",\"\",IF($I$159=\"Yes\",'Hourly District Input'!EC57,\"\"))","v":""},{"$f":"IF(R$163=\"\",\"\",IF($I$159=\"Yes\",'Hourly District Input'!ED57,\"\"))","v":""},{"$f":"IF(S$163=\"\",\"\",IF($I$159=\"Yes\",'Hourly District Input'!EE57,\"\"))","v":""},{"$f":"IF(T$163=\"\",\"\",IF($I$159=\"Yes\",'Hourly District Input'!EF57,\"\"))","v":""},{"$f":"IF(U$163=\"\",\"\",IF($I$159=\"Yes\",'Hourly District Input'!EG57,\"\"))","v":""},"","","","","",null,8,{"$f":"INDEX(Perf_byEndUse_SEEUPF_Summary_Table,AB171+1,1)","v":0},null,null,{"$f":"INDEX(PerfbyEndUse_SavingsbyFuel_Table,MATCH(\"District Hot Water\",INDEX(PerfbyEndUse_SavingsbyFuel_Table,,'Performance by End Use & Fuel'!$E$212),0),'Performance by End Use & Fuel'!$R$212)","v":{"$error":"#N/A"}},{"$f":"INDEX(PerfbyEndUse_SavingsbyFuel_Table,MATCH(\"District Hot Water\",INDEX(PerfbyEndUse_SavingsbyFuel_Table,,'Performance by End Use & Fuel'!$E$212),0),'Performance by End Use & Fuel'!$P$212)","v":{"$error":"#N/A"}},{"$f":"AF171/AG171","v":{"$error":"#N/A"}},null,null,null,null,{"$f":"IF(G$163=\"\",\"\",IF($I$159=\"Yes\",'Hourly District Input'!DX57,\"\"))","v":""},{"$f":"IF(H$163=\"\",\"\",IF($I$159=\"Yes\",'Hourly District Input'!DY57,\"\"))","v":""},{"$f":"IF(I$163=\"\",\"\",IF($I$159=\"Yes\",'Hourly District Input'!DZ57,\"\"))","v":""},{"$f":"IF(J$163=\"\",\"\",IF($I$159=\"Yes\",'Hourly District Input'!EA57,\"\"))","v":""},{"$f":"IF(K$163=\"\",\"\",IF($I$159=\"Yes\",'Hourly District Input'!EB57,\"\"))","v":""},"","","","","",{"$f":"IF(Q$163=\"\",\"\",IF($I$159=\"Yes\",'Hourly District Input'!EC57,\"\"))","v":""},{"$f":"IF(R$163=\"\",\"\",IF($I$159=\"Yes\",'Hourly District Input'!ED57,\"\"))","v":""},{"$f":"IF(S$163=\"\",\"\",IF($I$159=\"Yes\",'Hourly District Input'!EE57,\"\"))","v":""},{"$f":"IF(T$163=\"\",\"\",IF($I$159=\"Yes\",'Hourly District Input'!EF57,\"\"))","v":""},{"$f":"IF(U$163=\"\",\"\",IF($I$159=\"Yes\",'Hourly District Input'!EG57,\"\"))","v":""},"","","","",""]
[null,null,{"$error":"#DIV/0!"},null,"Fans - interior ventilation","Btuh",{"$f":"IF(G$163=\"\",\"\",IF($I$159=\"Yes\",'Hourly District Input'!DX58,\"\"))","v":""},{"$f":"IF(H$163=\"\",\"\",IF($I$159=\"Yes\",'Hourly District Input'!DY58,\"\"))","v":""},{"$f":"IF(I$163=\"\",\"\",IF($I$159=\"Yes\",'Hourly District Input'!DZ58,\"\"))","v":""},{"$f":"IF(J$163=\"\",\"\",IF($I$159=\"Yes\",'Hourly District Input'!EA58,\"\"))","v":""},{"$f":"IF(K$163=\"\",\"\",IF($I$159=\"Yes\",'Hourly District Input'!EB58,\"\"))","v":""},"","","","","",{"$f":"IF(Q$163=\"\",\"\",IF($I$159=\"Yes\",'Hourly District Input'!EC58,\"\"))","v":""},{"$f":"IF(R$163=\"\",\"\",IF($I$159=\"Yes\",'Hourly District Input'!ED58,\"\"))","v":""},{"$f":"IF(S$163=\"\",\"\",IF($I$159=\"Yes\",'Hourly District Input'!EE58,\"\"))","v":""},{"$f":"IF(T$163=\"\",\"\",IF($I$159=\"Yes\",'Hourly District Input'!EF58,\"\"))","v":""},{"$f":"IF(U$163=\"\",\"\",IF($I$159=\"Yes\",'Hourly District Input'!EG58,\"\"))","v":""},"","","","","",null,9,{"$f":"INDEX(Perf_byEndUse_SEEUPF_Summary_Table,AB172+1,1)","v":0},null,null,null,null,null,null,null,null,null,{"$f":"IF(G$163=\"\",\"\",IF($I$159=\"Yes\",'Hourly District Input'!DX58,\"\"))","v":""},{"$f":"IF(H$163=\"\",\"\",IF($I$159=\"Yes\",'Hourly District Input'!DY58,\"\"))","v":""},{"$f":"IF(I$163=\"\",\"\",IF($I$159=\"Yes\",'Hourly District Input'!DZ58,\"\"))","v":""},{"$f":"IF(J$163=\"\",\"\",IF($I$159=\"Yes\",'Hourly District Input'!EA58,\"\"))","v":""},{"$f":"IF(K$163=\"\",\"\",IF($I$159=\"Yes\",'Hourly District Input'!EB58,\"\"))","v":""},"","","","","",{"$f":"IF(Q$163=\"\",\"\",IF($I$159=\"Yes\",'Hourly District Input'!EC58,\"\"))","v":""},{"$f":"IF(R$163=\"\",\"\",IF($I$159=\"Yes\",'Hourly District Input'!ED58,\"\"))","v":""},{"$f":"IF(S$163=\"\",\"\",IF($I$159=\"Yes\",'Hourly District Input'!EE58,\"\"))","v":""},{"$f":"IF(T$163=\"\",\"\",IF($I$159=\"Yes\",'Hourly District Input'!EF58,\"\"))","v":""},{"$f":"IF(U$163=\"\",\"\",IF($I$159=\"Yes\",'Hourly District Input'!EG58,\"\"))","v":""},"","","","",""]
[null,null,{"$error":"#DIV/0!"},null,"Fans - parking garage","Btuh",{"$f":"IF(G$163=\"\",\"\",IF($I$159=\"Yes\",'Hourly District Input'!DX59,\"\"))","v":""},{"$f":"IF(H$163=\"\",\"\",IF($I$159=\"Yes\",'Hourly District Input'!DY59,\"\"))","v":""},{"$f":"IF(I$163=\"\",\"\",IF($I$159=\"Yes\",'Hourly District Input'!DZ59,\"\"))","v":""},{"$f":"IF(J$163=\"\",\"\",IF($I$159=\"Yes\",'Hourly District Input'!EA59,\"\"))","v":""},{"$f":"IF(K$163=\"\",\"\",IF($I$159=\"Yes\",'Hourly District Input'!EB59,\"\"))","v":""},"","","","","",{"$f":"IF(Q$163=\"\",\"\",IF($I$159=\"Yes\",'Hourly District Input'!EC59,\"\"))","v":""},{"$f":"IF(R$163=\"\",\"\",IF($I$159=\"Yes\",'Hourly District Input'!ED59,\"\"))","v":""},{"$f":"IF(S$163=\"\",\"\",IF($I$159=\"Yes\",'Hourly District Input'!EE59,\"\"))","v":""},{"$f":"IF(T$163=\"\",\"\",IF($I$159=\"Yes\",'Hourly District Input'!EF59,\"\"))","v":""},{"$f":"IF(U$163=\"\",\"\",IF($I$159=\"Yes\",'Hourly District Input'!EG59,\"\"))","v":""},"","","","","",null,10,{"$f":"INDEX(Perf_byEndUse_SEEUPF_Summary_Table,AB173+1,1)","v":0},null,null,null,null,null,null,null,null,null,{"$f":"IF(G$163=\"\",\"\",IF($I$159=\"Yes\",'Hourly District Input'!DX59,\"\"))","v":""},{"$f":"IF(H$163=\"\",\"\",IF($I$159=\"Yes\",'Hourly District Input'!DY59,\"\"))","v":""},{"$f":"IF(I$163=\"\",\"\",IF($I$159=\"Yes\",'Hourly District Input'!DZ59,\"\"))","v":""},{"$f":"IF(J$163=\"\",\"\",IF($I$159=\"Yes\",'Hourly District Input'!EA59,\"\"))","v":""},{"$f":"IF(K$163=\"\",\"\",IF($I$159=\"Yes\",'Hourly District Input'!EB59,\"\"))","v":""},"","","","","",{"$f":"IF(Q$163=\"\",\"\",IF($I$159=\"Yes\",'Hourly District Input'!EC59,\"\"))","v":""},{"$f":"IF(R$163=\"\",\"\",IF($I$159=\"Yes\",'Hourly District Input'!ED59,\"\"))","v":""},{"$f":"IF(S$163=\"\",\"\",IF($I$159=\"Yes\",'Hourly District Input'!EE59,\"\"))","v":""},{"$f":"IF(T$163=\"\",\"\",IF($I$159=\"Yes\",'Hourly District Input'!EF59,\"\"))","v":""},{"$f":"IF(U$163=\"\",\"\",IF($I$159=\"Yes\",'Hourly District Input'!EG59,\"\"))","v":""},"","","","",""]
[null,null,{"$error":"#DIV/0!"},null,"Service water heating","Btuh",{"$f":"IF(G$163=\"\",\"\",IF($I$159=\"Yes\",'Hourly District Input'!DX60,\"\"))","v":""},{"$f":"IF(H$163=\"\",\"\",IF($I$159=\"Yes\",'Hourly District Input'!DY60,\"\"))","v":""},{"$f":"IF(I$163=\"\",\"\",IF($I$159=\"Yes\",'Hourly District Input'!DZ60,\"\"))","v":""},{"$f":"IF(J$163=\"\",\"\",IF($I$159=\"Yes\",'Hourly District Input'!EA60,\"\"))","v":""},{"$f":"IF(K$163=\"\",\"\",IF($I$159=\"Yes\",'Hourly District Input'!EB60,\"\"))","v":""},"","","","","",{"$f":"IF(Q$163=\"\",\"\",IF($I$159=\"Yes\",'Hourly District Input'!EC60,\"\"))","v":""},{"$f":"IF(R$163=\"\",\"\",IF($I$159=\"Yes\",'Hourly District Input'!ED60,\"\"))","v":""},{"$f":"IF(S$163=\"\",\"\",IF($I$159=\"Yes\",'Hourly District Input'!EE60,\"\"))","v":""},{"$f":"IF(T$163=\"\",\"\",IF($I$159=\"Yes\",'Hourly District Input'!EF60,\"\"))","v":""},{"$f":"IF(U$163=\"\",\"\",IF($I$159=\"Yes\",'Hourly District Input'!EG60,\"\"))","v":""},"","","","","",null,11,{"$f":"INDEX(Perf_byEndUse_SEEUPF_Summary_Table,AB174+1,1)","v":0},null,null,null,null,null,null,null,null,null,{"$f":"IF(G$163=\"\",\"\",IF($I$159=\"Yes\",'Hourly District Input'!DX60,\"\"))","v":""},{"$f":"IF(H$163=\"\",\"\",IF($I$159=\"Yes\",'Hourly District Input'!DY60,\"\"))","v":""},{"$f":"IF(I$163=\"\",\"\",IF($I$159=\"Yes\",'Hourly District Input'!DZ60,\"\"))","v":""},{"$f":"IF(J$163=\"\",\"\",IF($I$159=\"Yes\",'Hourly District Input'!EA60,\"\"))","v":""},{"$f":"IF(K$163=\"\",\"\",IF($I$159=\"Yes\",'Hourly District Input'!EB60,\"\"))","v":""},"","","","","",{"$f":"IF(Q$163=\"\",\"\",IF($I$159=\"Yes\",'Hourly District Input'!EC60,\"\"))","v":""},{"$f":"IF(R$163=\"\",\"\",IF($I$159=\"Yes\",'Hourly District Input'!ED60,\"\"))","v":""},{"$f":"IF(S$163=\"\",\"\",IF($I$159=\"Yes\",'Hourly District Input'!EE60,\"\"))","v":""},{"$f":"IF(T$163=\"\",\"\",IF($I$159=\"Yes\",'Hourly District Input'!EF60,\"\"))","v":""},{"$f":"IF(U$163=\"\",\"\",IF($I$159=\"Yes\",'Hourly District Input'!EG60,\"\"))","v":""},"","","","",""]
[null,null,{"$error":"#DIV/0!"},null,"Misc equipment","Btuh",{"$f":"IF(G$163=\"\",\"\",IF($I$159=\"Yes\",'Hourly District Input'!DX61,\"\"))","v":""},{"$f":"IF(H$163=\"\",\"\",IF($I$159=\"Yes\",'Hourly District Input'!DY61,\"\"))","v":""},{"$f":"IF(I$163=\"\",\"\",IF($I$159=\"Yes\",'Hourly District Input'!DZ61,\"\"))","v":""},{"$f":"IF(J$163=\"\",\"\",IF($I$159=\"Yes\",'Hourly District Input'!EA61,\"\"))","v":""},{"$f":"IF(K$163=\"\",\"\",IF($I$159=\"Yes\",'Hourly District Input'!EB61,\"\"))","v":""},"","","","","",{"$f":"IF(Q$163=\"\",\"\",IF($I$159=\"Yes\",'Hourly District Input'!EC61,\"\"))","v":""},{"$f":"IF(R$163=\"\",\"\",IF($I$159=\"Yes\",'Hourly District Input'!ED61,\"\"))","v":""},{"$f":"IF(S$163=\"\",\"\",IF($I$159=\"Yes\",'Hourly District Input'!EE61,\"\"))","v":""},{"$f":"IF(T$163=\"\",\"\",IF($I$159=\"Yes\",'Hourly District Input'!EF61,\"\"))","v":""},{"$f":"IF(U$163=\"\",\"\",IF($I$159=\"Yes\",'Hourly District Input'!EG61,\"\"))","v":""},"","","","","",null,12,{"$f":"INDEX(Perf_byEndUse_SEEUPF_Summary_Table,AB175+1,1)","v":0},null,null,null,null,null,null,null,null,null,{"$f":"IF(G$163=\"\",\"\",IF($I$159=\"Yes\",'Hourly District Input'!DX61,\"\"))","v":""},{"$f":"IF(H$163=\"\",\"\",IF($I$159=\"Yes\",'Hourly District Input'!DY61,\"\"))","v":""},{"$f":"IF(I$163=\"\",\"\",IF($I$159=\"Yes\",'Hourly District Input'!DZ61,\"\"))","v":""},{"$f":"IF(J$163=\"\",\"\",IF($I$159=\"Yes\",'Hourly District Input'!EA61,\"\"))","v":""},{"$f":"IF(K$163=\"\",\"\",IF($I$159=\"Yes\",'Hourly District Input'!EB61,\"\"))","v":""},"","","","","",{"$f":"IF(Q$163=\"\",\"\",IF($I$159=\"Yes\",'Hourly District Input'!EC61,\"\"))","v":""},{"$f":"IF(R$163=\"\",\"\",IF($I$159=\"Yes\",'Hourly District Input'!ED61,\"\"))","v":""},{"$f":"IF(S$163=\"\",\"\",IF($I$159=\"Yes\",'Hourly District Input'!EE61,\"\"))","v":""},{"$f":"IF(T$163=\"\",\"\",IF($I$159=\"Yes\",'Hourly District Input'!EF61,\"\"))","v":""},{"$f":"IF(U$163=\"\",\"\",IF($I$159=\"Yes\",'Hourly District Input'!EG61,\"\"))","v":""},"","","","",""]
[null,null,{"$error":"#DIV/0!"},null,"Industrial process","Btuh",{"$f":"IF(G$163=\"\",\"\",IF($I$159=\"Yes\",'Hourly District Input'!DX62,\"\"))","v":""},{"$f":"IF(H$163=\"\",\"\",IF($I$159=\"Yes\",'Hourly District Input'!DY62,\"\"))","v":""},{"$f":"IF(I$163=\"\",\"\",IF($I$159=\"Yes\",'Hourly District Input'!DZ62,\"\"))","v":""},{"$f":"IF(J$163=\"\",\"\",IF($I$159=\"Yes\",'Hourly District Input'!EA62,\"\"))","v":""},{"$f":"IF(K$163=\"\",\"\",IF($I$159=\"Yes\",'Hourly District Input'!EB62,\"\"))","v":""},"","","","","",{"$f":"IF(Q$163=\"\",\"\",IF($I$159=\"Yes\",'Hourly District Input'!EC62,\"\"))","v":""},{"$f":"IF(R$163=\"\",\"\",IF($I$159=\"Yes\",'Hourly District Input'!ED62,\"\"))","v":""},{"$f":"IF(S$163=\"\",\"\",IF($I$159=\"Yes\",'Hourly District Input'!EE62,\"\"))","v":""},{"$f":"IF(T$163=\"\",\"\",IF($I$159=\"Yes\",'Hourly District Input'!EF62,\"\"))","v":""},{"$f":"IF(U$163=\"\",\"\",IF($I$159=\"Yes\",'Hourly District Input'!EG62,\"\"))","v":""},"","","","","",null,13,{"$f":"INDEX(Perf_byEndUse_SEEUPF_Summary_Table,AB176+1,1)","v":0},null,null,null,null,null,null,null,null,null,{"$f":"IF(G$163=\"\",\"\",IF($I$159=\"Yes\",'Hourly District Input'!DX62,\"\"))","v":""},{"$f":"IF(H$163=\"\",\"\",IF($I$159=\"Yes\",'Hourly District Input'!DY62,\"\"))","v":""},{"$f":"IF(I$163=\"\",\"\",IF($I$159=\"Yes\",'Hourly District Input'!DZ62,\"\"))","v":""},{"$f":"IF(J$163=\"\",\"\",IF($I$159=\"Yes\",'Hourly District Input'!EA62,\"\"))","v":""},{"$f":"IF(K$163=\"\",\"\",IF($I$159=\"Yes\",'Hourly District Input'!EB62,\"\"))","v":""},"","","","","",{"$f":"IF(Q$163=\"\",\"\",IF($I$159=\"Yes\",'Hourly District Input'!EC62,\"\"))","v":""},{"$f":"IF(R$163=\"\",\"\",IF($I$159=\"Yes\",'Hourly District Input'!ED62,\"\"))","v":""},{"$f":"IF(S$163=\"\",\"\",IF($I$159=\"Yes\",'Hourly District Input'!EE62,\"\"))","v":""},{"$f":"IF(T$163=\"\",\"\",IF($I$159=\"Yes\",'Hourly District Input'!EF62,\"\"))","v":""},{"$f":"IF(U$163=\"\",\"\",IF($I$159=\"Yes\",'Hourly District Input'!EG62,\"\"))","v":""},"","","","",""]
[null,null,{"$error":"#DIV/0!"},null,"Refrigeration equipment (regulated)","Btuh",{"$f":"IF(G$163=\"\",\"\",IF($I$159=\"Yes\",'Hourly District Input'!DX63,\"\"))","v":""},{"$f":"IF(H$163=\"\",\"\",IF($I$159=\"Yes\",'Hourly District Input'!DY63,\"\"))","v":""},{"$f":"IF(I$163=\"\",\"\",IF($I$159=\"Yes\",'Hourly District Input'!DZ63,\"\"))","v":""},{"$f":"IF(J$163=\"\",\"\",IF($I$159=\"Yes\",'Hourly District Input'!EA63,\"\"))","v":""},{"$f":"IF(K$163=\"\",\"\",IF($I$159=\"Yes\",'Hourly District Input'!EB63,\"\"))","v":""},"","","","","",{"$f":"IF(Q$163=\"\",\"\",IF($I$159=\"Yes\",'Hourly District Input'!EC63,\"\"))","v":""},{"$f":"IF(R$163=\"\",\"\",IF($I$159=\"Yes\",'Hourly District Input'!ED63,\"\"))","v":""},{"$f":"IF(S$163=\"\",\"\",IF($I$159=\"Yes\",'Hourly District Input'!EE63,\"\"))","v":""},{"$f":"IF(T$163=\"\",\"\",IF($I$159=\"Yes\",'Hourly District Input'!EF63,\"\"))","v":""},{"$f":"IF(U$163=\"\",\"\",IF($I$159=\"Yes\",'Hourly District Input'!EG63,\"\"))","v":""},"","","","","",null,14,{"$f":"INDEX(Perf_byEndUse_SEEUPF_Summary_Table,AB177+1,1)","v":0},null,null,null,null,null,null,null,null,null,{"$f":"IF(G$163=\"\",\"\",IF($I$159=\"Yes\",'Hourly District Input'!DX63,\"\"))","v":""},{"$f":"IF(H$163=\"\",\"\",IF($I$159=\"Yes\",'Hourly District Input'!DY63,\"\"))","v":""},{"$f":"IF(I$163=\"\",\"\",IF($I$159=\"Yes\",'Hourly District Input'!DZ63,\"\"))","v":""},{"$f":"IF(J$163=\"\",\"\",IF($I$159=\"Yes\",'Hourly District Input'!EA63,\"\"))","v":""},{"$f":"IF(K$163=\"\",\"\",IF($I$159=\"Yes\",'Hourly District Input'!EB63,\"\"))","v":""},"","","","","",{"$f":"IF(Q$163=\"\",\"\",IF($I$159=\"Yes\",'Hourly District Input'!EC63,\"\"))","v":""},{"$f":"IF(R$163=\"\",\"\",IF($I$159=\"Yes\",'Hourly District Input'!ED63,\"\"))","v":""},{"$f":"IF(S$163=\"\",\"\",IF($I$159=\"Yes\",'Hourly District Input'!EE63,\"\"))","v":""},{"$f":"IF(T$163=\"\",\"\",IF($I$159=\"Yes\",'Hourly District Input'!EF63,\"\"))","v":""},{"$f":"IF(U$163=\"\",\"\",IF($I$159=\"Yes\",'Hourly District Input'!EG63,\"\"))","v":""},"","","","",""]
[null,null,{"$error":"#DIV/0!"},null,"Refrigeration equipment (unregulated)","Btuh",{"$f":"IF(G$163=\"\",\"\",IF($I$159=\"Yes\",'Hourly District Input'!DX64,\"\"))","v":""},{"$f":"IF(H$163=\"\",\"\",IF($I$159=\"Yes\",'Hourly District Input'!DY64,\"\"))","v":""},{"$f":"IF(I$163=\"\",\"\",IF($I$159=\"Yes\",'Hourly District Input'!DZ64,\"\"))","v":""},{"$f":"IF(J$163=\"\",\"\",IF($I$159=\"Yes\",'Hourly District Input'!EA64,\"\"))","v":""},{"$f":"IF(K$163=\"\",\"\",IF($I$159=\"Yes\",'Hourly District Input'!EB64,\"\"))","v":""},"","","","","",{"$f":"IF(Q$163=\"\",\"\",IF($I$159=\"Yes\",'Hourly District Input'!EC64,\"\"))","v":""},{"$f":"IF(R$163=\"\",\"\",IF($I$159=\"Yes\",'Hourly District Input'!ED64,\"\"))","v":""},{"$f":"IF(S$163=\"\",\"\",IF($I$159=\"Yes\",'Hourly District Input'!EE64,\"\"))","v":""},{"$f":"IF(T$163=\"\",\"\",IF($I$159=\"Yes\",'Hourly District Input'!EF64,\"\"))","v":""},{"$f":"IF(U$163=\"\",\"\",IF($I$159=\"Yes\",'Hourly District Input'!EG64,\"\"))","v":""},"","","","","",null,15,{"$f":"INDEX(Perf_byEndUse_SEEUPF_Summary_Table,AB178+1,1)","v":0},null,null,null,null,null,null,null,null,null,{"$f":"IF(G$163=\"\",\"\",IF($I$159=\"Yes\",'Hourly District Input'!DX64,\"\"))","v":""},{"$f":"IF(H$163=\"\",\"\",IF($I$159=\"Yes\",'Hourly District Input'!DY64,\"\"))","v":""},{"$f":"IF(I$163=\"\",\"\",IF($I$159=\"Yes\",'Hourly District Input'!DZ64,\"\"))","v":""},{"$f":"IF(J$163=\"\",\"\",IF($I$159=\"Yes\",'Hourly District Input'!EA64,\"\"))","v":""},{"$f":"IF(K$163=\"\",\"\",IF($I$159=\"Yes\",'Hourly District Input'!EB64,\"\"))","v":""},"","","","","",{"$f":"IF(Q$163=\"\",\"\",IF($I$159=\"Yes\",'Hourly District Input'!EC64,\"\"))","v":""},{"$f":"IF(R$163=\"\",\"\",IF($I$159=\"Yes\",'Hourly District Input'!ED64,\"\"))","v":""},{"$f":"IF(S$163=\"\",\"\",IF($I$159=\"Yes\",'Hourly District Input'!EE64,\"\"))","v":""},{"$f":"IF(T$163=\"\",\"\",IF($I$159=\"Yes\",'Hourly District Input'!EF64,\"\"))","v":""},{"$f":"IF(U$163=\"\",\"\",IF($I$159=\"Yes\",'Hourly District Input'!EG64,\"\"))","v":""},"","","","",""]
[null,null,{"$error":"#DIV/0!"},null,"Elevators and escalators","Btuh",{"$f":"IF(G$163=\"\",\"\",IF($I$159=\"Yes\",'Hourly District Input'!DX65,\"\"))","v":""},{"$f":"IF(H$163=\"\",\"\",IF($I$159=\"Yes\",'Hourly District Input'!DY65,\"\"))","v":""},{"$f":"IF(I$163=\"\",\"\",IF($I$159=\"Yes\",'Hourly District Input'!DZ65,\"\"))","v":""},{"$f":"IF(J$163=\"\",\"\",IF($I$159=\"Yes\",'Hourly District Input'!EA65,\"\"))","v":""},{"$f":"IF(K$163=\"\",\"\",IF($I$159=\"Yes\",'Hourly District Input'!EB65,\"\"))","v":""},"","","","","",{"$f":"IF(Q$163=\"\",\"\",IF($I$159=\"Yes\",'Hourly District Input'!EC65,\"\"))","v":""},{"$f":"IF(R$163=\"\",\"\",IF($I$159=\"Yes\",'Hourly District Input'!ED65,\"\"))","v":""},{"$f":"IF(S$163=\"\",\"\",IF($I$159=\"Yes\",'Hourly District Input'!EE65,\"\"))","v":""},{"$f":"IF(T$163=\"\",\"\",IF($I$159=\"Yes\",'Hourly District Input'!EF65,\"\"))","v":""},{"$f":"IF(U$163=\"\",\"\",IF($I$159=\"Yes\",'Hourly District Input'!EG65,\"\"))","v":""},"","","","","",null,16,{"$f":"INDEX(Perf_byEndUse_SEEUPF_Summary_Table,AB179+1,1)","v":0},null,null,null,null,null,null,null,null,null,{"$f":"IF(G$163=\"\",\"\",IF($I$159=\"Yes\",'Hourly District Input'!DX65,\"\"))","v":""},{"$f":"IF(H$163=\"\",\"\",IF($I$159=\"Yes\",'Hourly District Input'!DY65,\"\"))","v":""},{"$f":"IF(I$163=\"\",\"\",IF($I$159=\"Yes\",'Hourly District Input'!DZ65,\"\"))","v":""},{"$f":"IF(J$163=\"\",\"\",IF($I$159=\"Yes\",'Hourly District Input'!EA65,\"\"))","v":""},{"$f":"IF(K$163=\"\",\"\",IF($I$159=\"Yes\",'Hourly District Input'!EB65,\"\"))","v":""},"","","","","",{"$f":"IF(Q$163=\"\",\"\",IF($I$159=\"Yes\",'Hourly District Input'!EC65,\"\"))","v":""},{"$f":"IF(R$163=\"\",\"\",IF($I$159=\"Yes\",'Hourly District Input'!ED65,\"\"))","v":""},{"$f":"IF(S$163=\"\",\"\",IF($I$159=\"Yes\",'Hourly District Input'!EE65,\"\"))","v":""},{"$f":"IF(T$163=\"\",\"\",IF($I$159=\"Yes\",'Hourly District Input'!EF65,\"\"))","v":""},{"$f":"IF(U$163=\"\",\"\",IF($I$159=\"Yes\",'Hourly District Input'!EG65,\"\"))","v":""},"","","","",""]
[null,null,{"$error":"#DIV/0!"},null,"Other regulated","Btuh",{"$f":"IF(G$163=\"\",\"\",IF($I$159=\"Yes\",'Hourly District Input'!DX66,\"\"))","v":""},{"$f":"IF(H$163=\"\",\"\",IF($I$159=\"Yes\",'Hourly District Input'!DY66,\"\"))","v":""},{"$f":"IF(I$163=\"\",\"\",IF($I$159=\"Yes\",'Hourly District Input'!DZ66,\"\"))","v":""},{"$f":"IF(J$163=\"\",\"\",IF($I$159=\"Yes\",'Hourly District Input'!EA66,\"\"))","v":""},{"$f":"IF(K$163=\"\",\"\",IF($I$159=\"Yes\",'Hourly District Input'!EB66,\"\"))","v":""},"","","","","",{"$f":"IF(Q$163=\"\",\"\",IF($I$159=\"Yes\",'Hourly District Input'!EC66,\"\"))","v":""},{"$f":"IF(R$163=\"\",\"\",IF($I$159=\"Yes\",'Hourly District Input'!ED66,\"\"))","v":""},{"$f":"IF(S$163=\"\",\"\",IF($I$159=\"Yes\",'Hourly District Input'!EE66,\"\"))","v":""},{"$f":"IF(T$163=\"\",\"\",IF($I$159=\"Yes\",'Hourly District Input'!EF66,\"\"))","v":""},{"$f":"IF(U$163=\"\",\"\",IF($I$159=\"Yes\",'Hourly District Input'!EG66,\"\"))","v":""},"","","","","",null,17,{"$f":"INDEX(Perf_byEndUse_SEEUPF_Summary_Table,AB180+1,1)","v":0},null,null,null,null,null,null,null,null,null,{"$f":"IF(G$163=\"\",\"\",IF($I$159=\"Yes\",'Hourly District Input'!DX66,\"\"))","v":""},{"$f":"IF(H$163=\"\",\"\",IF($I$159=\"Yes\",'Hourly District Input'!DY66,\"\"))","v":""},{"$f":"IF(I$163=\"\",\"\",IF($I$159=\"Yes\",'Hourly District Input'!DZ66,\"\"))","v":""},{"$f":"IF(J$163=\"\",\"\",IF($I$159=\"Yes\",'Hourly District Input'!EA66,\"\"))","v":""},{"$f":"IF(K$163=\"\",\"\",IF($I$159=\"Yes\",'Hourly District Input'!EB66,\"\"))","v":""},"",{"$f":"IFERROR(IF(M$163=\"\",\"\",H180*$AC180),\"\")","v":""},"","","",{"$f":"IF(Q$163=\"\",\"\",IF($I$159=\"Yes\",'Hourly District Input'!EC66,\"\"))","v":""},{"$f":"IF(R$163=\"\",\"\",IF($I$159=\"Yes\",'Hourly District Input'!ED66,\"\"))","v":""},{"$f":"IF(S$163=\"\",\"\",IF($I$159=\"Yes\",'Hourly District Input'!EE66,\"\"))","v":""},{"$f":"IF(T$163=\"\",\"\",IF($I$159=\"Yes\",'Hourly District Input'!EF66,\"\"))","v":""},{"$f":"IF(U$163=\"\",\"\",IF($I$159=\"Yes\",'Hourly District Input'!EG66,\"\"))","v":""},"","","","",""]
[null,null,{"$error":"#DIV/0!"},null,"Other unregulated","Btuh",{"$f":"IF(G$163=\"\",\"\",IF($I$159=\"Yes\",'Hourly District Input'!DX67,\"\"))","v":""},{"$f":"IF(H$163=\"\",\"\",IF($I$159=\"Yes\",'Hourly District Input'!DY67,\"\"))","v":""},{"$f":"IF(I$163=\"\",\"\",IF($I$159=\"Yes\",'Hourly District Input'!DZ67,\"\"))","v":""},{"$f":"IF(J$163=\"\",\"\",IF($I$159=\"Yes\",'Hourly District Input'!EA67,\"\"))","v":""},{"$f":"IF(K$163=\"\",\"\",IF($I$159=\"Yes\",'Hourly District Input'!EB67,\"\"))","v":""},"","","","","",{"$f":"IF(Q$163=\"\",\"\",IF($I$159=\"Yes\",'Hourly District Input'!EC67,\"\"))","v":""},{"$f":"IF(R$163=\"\",\"\",IF($I$159=\"Yes\",'Hourly District Input'!ED67,\"\"))","v":""},{"$f":"IF(S$163=\"\",\"\",IF($I$159=\"Yes\",'Hourly District Input'!EE67,\"\"))","v":""},{"$f":"IF(T$163=\"\",\"\",IF($I$159=\"Yes\",'Hourly District Input'!EF67,\"\"))","v":""},{"$f":"IF(U$163=\"\",\"\",IF($I$159=\"Yes\",'Hourly District Input'!EG67,\"\"))","v":""},"","","","","",null,18,{"$f":"INDEX(Perf_byEndUse_SEEUPF_Summary_Table,AB181+1,1)","v":0},null,null,null,null,null,null,null,null,null,{"$f":"IF(G$163=\"\",\"\",IF($I$159=\"Yes\",'Hourly District Input'!DX67,\"\"))","v":""},{"$f":"IF(H$163=\"\",\"\",IF($I$159=\"Yes\",'Hourly District Input'!DY67,\"\"))","v":""},{"$f":"IF(I$163=\"\",\"\",IF($I$159=\"Yes\",'Hourly District Input'!DZ67,\"\"))","v":""},{"$f":"IF(J$163=\"\",\"\",IF($I$159=\"Yes\",'Hourly District Input'!EA67,\"\"))","v":""},{"$f":"IF(K$163=\"\",\"\",IF($I$159=\"Yes\",'Hourly District Input'!EB67,\"\"))","v":""},"","","","","",{"$f":"IF(Q$163=\"\",\"\",IF($I$159=\"Yes\",'Hourly District Input'!EC67,\"\"))","v":""},{"$f":"IF(R$163=\"\",\"\",IF($I$159=\"Yes\",'Hourly District Input'!ED67,\"\"))","v":""},{"$f":"IF(S$163=\"\",\"\",IF($I$159=\"Yes\",'Hourly District Input'!EE67,\"\"))","v":""},{"$f":"IF(T$163=\"\",\"\",IF($I$159=\"Yes\",'Hourly District Input'!EF67,\"\"))","v":""},{"$f":"IF(U$163=\"\",\"\",IF($I$159=\"Yes\",'Hourly District Input'!EG67,\"\"))","v":""},"","","","",""]
[null,null,{"$error":"#DIV/0!"},null,"Whole building","Btuh",{"$f":"IF(G$163=\"\",\"-\",IF(AND($I$160=\"No\",$I$159=\"No\"),\"\",IF($I$160=\"Yes\",SUM(G164:G181),IF($I$159=\"Yes\",'Hourly District Input'!DX68,\"\"))))","v":""},{"$f":"IF(H$163=\"\",\"-\",IF(AND($I$160=\"No\",$I$159=\"No\"),\"\",IF($I$160=\"Yes\",SUM(H164:H181),IF($I$159=\"Yes\",'Hourly District Input'!DY68,\"\"))))","v":""},{"$f":"IF(I$163=\"\",\"-\",IF(AND($I$160=\"No\",$I$159=\"No\"),\"\",IF($I$160=\"Yes\",SUM(I164:I181),IF($I$159=\"Yes\",'Hourly District Input'!DZ68,\"\"))))","v":""},{"$f":"IF(J$163=\"\",\"-\",IF(AND($I$160=\"No\",$I$159=\"No\"),\"\",IF($I$160=\"Yes\",SUM(J164:J181),IF($I$159=\"Yes\",'Hourly District Input'!EA68,\"\"))))","v":""},{"$f":"IF(K$163=\"\",\"-\",IF(AND($I$160=\"No\",$I$159=\"No\"),\"\",IF($I$160=\"Yes\",SUM(K164:K181),IF($I$159=\"Yes\",'Hourly District Input'!EB68,\"\"))))","v":""},{"$f":"IFERROR(IF(L$163=\"\",\"-\",IF($I$160=\"Yes\",SUM(L164:L181),G182*$AH$171)),\"\")","v":""},{"$f":"IFERROR(IF(M$163=\"\",\"-\",IF($I$160=\"Yes\",SUM(M164:M181),H182*$AH$171)),\"\")","v":""},"","","",{"$f":"IF(Q$163=\"\",\"-\",IF(AND($I$160=\"No\",$I$159=\"No\"),\"\",IF($I$160=\"Yes\",SUM(Q164:Q181),IF($I$159=\"Yes\",'Hourly District Input'!EC68,\"\"))))","v":""},{"$f":"IF(R$163=\"\",\"-\",IF(AND($I$160=\"No\",$I$159=\"No\"),\"\",IF($I$160=\"Yes\",SUM(R164:R181),IF($I$159=\"Yes\",'Hourly District Input'!ED68,\"\"))))","v":""},{"$f":"IF(S$163=\"\",\"-\",IF(AND($I$160=\"No\",$I$159=\"No\"),\"\",IF($I$160=\"Yes\",SUM(S164:S181),IF($I$159=\"Yes\",'Hourly District Input'!EE68,\"\"))))","v":""},{"$f":"IF(T$163=\"\",\"-\",IF(AND($I$160=\"No\",$I$159=\"No\"),\"\",IF($I$160=\"Yes\",SUM(T164:T181),IF($I$159=\"Yes\",'Hourly District Input'!EF68,\"\"))))","v":""},{"$f":"IF(U$163=\"\",\"-\",IF(AND($I$160=\"No\",$I$159=\"No\"),\"\",IF($I$160=\"Yes\",SUM(U164:U181),IF($I$159=\"Yes\",'Hourly District Input'!EG68,\"\"))))","v":""},{"$f":"IFERROR(IF(V$163=\"\",\"-\",IF($I$160=\"Yes\",SUM(V164:V181),L182-Q182)),\"\")","v":""},{"$f":"IFERROR(IF(W$163=\"\",\"-\",IF($I$160=\"Yes\",SUM(W164:W181),M182-R182)),\"\")","v":""},"","","",null,null,null,null,null,null,null,null,null,null,null,null,{"$f":"IF(G$163=\"\",\"-\",IF(AND($I$160=\"No\",$I$159=\"No\"),\"\",IF($I$160=\"Yes\",SUM(G164:G181),IF($I$159=\"Yes\",'Hourly District Input'!DX68,\"\"))))","v":""},{"$f":"IF(H$163=\"\",\"-\",IF(AND($I$160=\"No\",$I$159=\"No\"),\"\",IF($I$160=\"Yes\",SUM(H164:H181),IF($I$159=\"Yes\",'Hourly District Input'!DY68,\"\"))))","v":""},{"$f":"IF(I$163=\"\",\"-\",IF(AND($I$160=\"No\",$I$159=\"No\"),\"\",IF($I$160=\"Yes\",SUM(I164:I181),IF($I$159=\"Yes\",'Hourly District Input'!DZ68,\"\"))))","v":""},{"$f":"IF(J$163=\"\",\"-\",IF(AND($I$160=\"No\",$I$159=\"No\"),\"\",IF($I$160=\"Yes\",SUM(J164:J181),IF($I$159=\"Yes\",'Hourly District Input'!EA68,\"\"))))","v":""},{"$f":"IF(K$163=\"\",\"-\",IF(AND($I$160=\"No\",$I$159=\"No\"),\"\",IF($I$160=\"Yes\",SUM(K164:K181),IF($I$159=\"Yes\",'Hourly District Input'!EB68,\"\"))))","v":""},{"$f":"IFERROR(IF(L$163=\"\",\"-\",IF($I$160=\"Yes\",SUM(L164:L181),G182*$AH$171)),\"\")","v":""},{"$f":"IFERROR(IF(M$163=\"\",\"-\",IF($I$160=\"Yes\",SUM(M164:M181),H182*$AH$171)),\"\")","v":""},"","","",{"$f":"IF(Q$163=\"\",\"-\",IF(AND($I$160=\"No\",$I$159=\"No\"),\"\",IF($I$160=\"Yes\",SUM(Q164:Q181),IF($I$159=\"Yes\",'Hourly District Input'!EC68,\"\"))))","v":""},{"$f":"IF(R$163=\"\",\"-\",IF(AND($I$160=\"No\",$I$159=\"No\"),\"\",IF($I$160=\"Yes\",SUM(R164:R181),IF($I$159=\"Yes\",'Hourly District Input'!ED68,\"\"))))","v":""},{"$f":"IF(S$163=\"\",\"-\",IF(AND($I$160=\"No\",$I$159=\"No\"),\"\",IF($I$160=\"Yes\",SUM(S164:S181),IF($I$159=\"Yes\",'Hourly District Input'!EE68,\"\"))))","v":""},{"$f":"IF(T$163=\"\",\"-\",IF(AND($I$160=\"No\",$I$159=\"No\"),\"\",IF($I$160=\"Yes\",SUM(T164:T181),IF($I$159=\"Yes\",'Hourly District Input'!EF68,\"\"))))","v":""},{"$f":"IF(U$163=\"\",\"-\",IF(AND($I$160=\"No\",$I$159=\"No\"),\"\",IF($I$160=\"Yes\",SUM(U164:U181),IF($I$159=\"Yes\",'Hourly District Input'!EG68,\"\"))))","v":""},{"$f":"IFERROR(IF(V$163=\"\",\"-\",IF($I$160=\"Yes\",SUM(V164:V181),L182-Q182)),\"\")","v":""},{"$f":"IFERROR(IF(W$163=\"\",\"-\",IF($I$160=\"Yes\",SUM(W164:W181),M182-R182)),\"\")","v":""},"","",""]
[null,null,{"$f":"$C$11","v":{"$error":"#DIV/0!"}}]
[null,null,{"$f":"$C$12","v":{"$error":"#DIV/0!"}},null,"Table 5: District Steam Demand Savings by End Use (Btu/hr)"]
[null,null,{"$f":"$C$12","v":{"$error":"#DIV/0!"}},null,"Instructions\n1. Populate the Hourly District Input tab. The table below will autopopulate based upon the entries on that tab.  Manually enter/revise data in the table below after responding to the questions below via the dropdown listboxes as needed.  \nNote: whole building demand and demand savings are more accurately captured when all end uses' demand has been accounted for in the table below. If not all end uses are captured in the table below, whole-building demand savings will be estimated using the data from Table 2 on the Compliance Calculations tab in the Compliance Form. Inaccurately entering baseline energy in Table 2 on the Compliance Calculations tab in the Compliance Form will affect the accuracy of the whole-building demand savings reported in the table below.\n2. If needed, use the \"Restore formulas\" button below to restore the formulas that bring in the values from the Hourly District Input tab.",null,null,null,null,null,null,null,null,null,null,null,null,null,null,null,null,null,null,null,null,null,null,null,null,null,null,null,null,null,null,null,null,null,null,null,null,null,null,null,null,null,null,null,null,null,null,null,null,null,null,null,null,null,null,null," "]
[null,null,{"$error":"#DIV/0!"}]
[null,null,{"$error":"#DIV/0!"},null,"        Has hourly data been entered on the Hourly Input tab?"]
[null,null,{"$error":"#DIV/0!"},null,"        Will all end use demand be captured in the below table?"]
[null,null,{"$error":"#DIV/0!"}]
[null,null,{"$error":"#DIV/0!"},null,"End Use","Demand Units","Baseline Coincident Peak District Steam Demand",null,null,null,null,{"$f":"\"ASHRAE 90.1 \" & Lists_Modeling_Protocol_Year &\" Adjusted Baseline Coincident Peak District Steam Demand\"","v":{"$error":"#VALUE!"}},null,null,null,null,"Proposed Coincident Peak District Steam Demand",null,null,null,null,"District Steam Demand Savings",null,null,null,null,null,null,null,null,null,"Use the schedule for electricity",null,null,null,null,null,null,"Baseline Coincident Peak District Steam Demand",null,null,null,null,{"$f":"\"ASHRAE 90.1 \" & Lists_Modeling_Protocol_Year &\" Adjusted Baseline Coincident Peak District Steam Demand\"","v":{"$error":"#VALUE!"}},null,null,null,null,"Proposed Coincident Peak District Steam Demand",null,null,null,null,"District Steam Demand Savings"]
[null,null,{"$error":"#DIV/0!"},null,null,null,{"$f":"IF(OR(AG191=\"\",AG192=\"\",AG193=\"\",AG194=\"\",AG195=\"\"),\"\",AG191&\"-\"&AG192&\" Hours \"&AG193&\"-\"&AG194&\", \"&AG195)","v":"06/01-06/30 Hours 1-24, All Days"},{"$f":"IF(OR(AH191=\"\",AH192=\"\",AH193=\"\",AH194=\"\",AH195=\"\"),\"\",AH191&\"-\"&AH192&\" Hours \"&AH193&\"-\"&AH194&\", \"&AH195)","v":"07/01-07/31 Hours 1-24, All Days"},{"$f":"IF(OR(AI191=\"\",AI192=\"\",AI193=\"\",AI194=\"\",AI195=\"\"),\"\",AI191&\"-\"&AI192&\" Hours \"&AI193&\"-\"&AI194&\", \"&AI195)","v":"08/01-08/31 Hours 1-24, All Days"},{"$f":"IF(OR(AJ191=\"\",AJ192=\"\",AJ193=\"\",AJ194=\"\",AJ195=\"\"),\"\",AJ191&\"-\"&AJ192&\" Hours \"&AJ193&\"-\"&AJ194&\", \"&AJ195)","v":"12/01-12/31 Hours 1-24, All Days"},{"$f":"IF(OR(AK191=\"\",AK192=\"\",AK193=\"\",AK194=\"\",AK195=\"\"),\"\",AK191&\"-\"&AK192&\" Hours \"&AK193&\"-\"&AK194&\", \"&AK195)","v":"01/01-01/31 Hours 1-24, All Days"},{"$f":"IF(OR(AG191=\"\",AG192=\"\",AG193=\"\",AG194=\"\",AG195=\"\"),\"\",AG191&\"-\"&AG192&\" Hours \"&AG193&\"-\"&AG194&\", \"&AG195)","v":"06/01-06/30 Hours 1-24, All Days"},{"$f":"IF(OR(AH191=\"\",AH192=\"\",AH193=\"\",AH194=\"\",AH195=\"\"),\"\",AH191&\"-\"&AH192&\" Hours \"&AH193&\"-\"&AH194&\", \"&AH195)","v":"07/01-07/31 Hours 1-24, All Days"},{"$f":"IF(OR(AI191=\"\",AI192=\"\",AI193=\"\",AI194=\"\",AI195=\"\"),\"\",AI191&\"-\"&AI192&\" Hours \"&AI193&\"-\"&AI194&\", \"&AI195)","v":"08/01-08/31 Hours 1-24, All Days"},{"$f":"IF(OR(AJ191=\"\",AJ192=\"\",AJ193=\"\",AJ194=\"\",AJ195=\"\"),\"\",AJ191&\"-\"&AJ192&\" Hours \"&AJ193&\"-\"&AJ194&\", \"&AJ195)","v":"12/01-12/31 Hours 1-24, All Days"},{"$f":"IF(OR(AK191=\"\",AK192=\"\",AK193=\"\",AK194=\"\",AK195=\"\"),\"\",AK191&\"-\"&AK192&\" Hours \"&AK193&\"-\"&AK194&\", \"&AK195)","v":"01/01-01/31 Hours 1-24, All Days"},{"$f":"IF(OR(AG191=\"\",AG192=\"\",AG193=\"\",AG194=\"\",AG195=\"\"),\"\",AG191&\"-\"&AG192&\" Hours \"&AG193&\"-\"&AG194&\", \"&AG195)","v":"06/01-06/30 Hours 1-24, All Days"},{"$f":"IF(OR(AH191=\"\",AH192=\"\",AH193=\"\",AH194=\"\",AH195=\"\"),\"\",AH191&\"-\"&AH192&\" Hours \"&AH193&\"-\"&AH194&\", \"&AH195)","v":"07/01-07/31 Hours 1-24, All Days"},{"$f":"IF(OR(AI191=\"\",AI192=\"\",AI193=\"\",AI194=\"\",AI195=\"\"),\"\",AI191&\"-\"&AI192&\" Hours \"&AI193&\"-\"&AI194&\", \"&AI195)","v":"08/01-08/31 Hours 1-24, All Days"},{"$f":"IF(OR(AJ191=\"\",AJ192=\"\",AJ193=\"\",AJ194=\"\",AJ195=\"\"),\"\",AJ191&\"-\"&AJ192&\" Hours \"&AJ193&\"-\"&AJ194&\", \"&AJ195)","v":"12/01-12/31 Hours 1-24, All Days"},{"$f":"IF(OR(AK191=\"\",AK192=\"\",AK193=\"\",AK194=\"\",AK195=\"\"),\"\",AK191&\"-\"&AK192&\" Hours \"&AK193&\"-\"&AK194&\", \"&AK195)","v":"01/01-01/31 Hours 1-24, All Days"},{"$f":"IF(OR(AG191=\"\",AG192=\"\",AG193=\"\",AG194=\"\",AG195=\"\"),\"\",AG191&\"-\"&AG192&\" Hours \"&AG193&\"-\"&AG194&\", \"&AG195)","v":"06/01-06/30 Hours 1-24, All Days"},{"$f":"IF(OR(AH191=\"\",AH192=\"\",AH193=\"\",AH194=\"\",AH195=\"\"),\"\",AH191&\"-\"&AH192&\" Hours \"&AH193&\"-\"&AH194&\", \"&AH195)","v":"07/01-07/31 Hours 1-24, All Days"},{"$f":"IF(OR(AI191=\"\",AI192=\"\",AI193=\"\",AI194=\"\",AI195=\"\"),\"\",AI191&\"-\"&AI192&\" Hours \"&AI193&\"-\"&AI194&\", \"&AI195)","v":"08/01-08/31 Hours 1-24, All Days"},{"$f":"IF(OR(AJ191=\"\",AJ192=\"\",AJ193=\"\",AJ194=\"\",AJ195=\"\"),\"\",AJ191&\"-\"&AJ192&\" Hours \"&AJ193&\"-\"&AJ194&\", \"&AJ195)","v":"12/01-12/31 Hours 1-24, All Days"},{"$f":"IF(OR(AK191=\"\",AK192=\"\",AK193=\"\",AK194=\"\",AK195=\"\"),\"\",AK191&\"-\"&AK192&\" Hours \"&AK193&\"-\"&AK194&\", \"&AK195)","v":"01/01-01/31 Hours 1-24, All Days"},null,null,"Weighted Avg SEEUPFs",null,2,"Start date",{"$f":"IF(INDEX(Demand_Savings_Customization_ElecTable,$AE191,'Demand Savings Customization'!G$23)=\"\",\"\",TEXT(INDEX(Demand_Savings_Customization_ElecTable,$AE191,'Demand Savings Customization'!G$23),\"MM/DD\"))","v":"06/01"},{"$f":"IF(INDEX(Demand_Savings_Customization_ElecTable,$AE191,'Demand Savings Customization'!H$23)=\"\",\"\",TEXT(INDEX(Demand_Savings_Customization_ElecTable,$AE191,'Demand Savings Customization'!H$23),\"MM/DD\"))","v":"07/01"},{"$f":"IF(INDEX(Demand_Savings_Customization_ElecTable,$AE191,'Demand Savings Customization'!I$23)=\"\",\"\",TEXT(INDEX(Demand_Savings_Customization_ElecTable,$AE191,'Demand Savings Customization'!I$23),\"MM/DD\"))","v":"08/01"},{"$f":"IF(INDEX(Demand_Savings_Customization_ElecTable,$AE191,'Demand Savings Customization'!J$23)=\"\",\"\",TEXT(INDEX(Demand_Savings_Customization_ElecTable,$AE191,'Demand Savings Customization'!J$23),\"MM/DD\"))","v":"12/01"},{"$f":"IF(INDEX(Demand_Savings_Customization_ElecTable,$AE191,'Demand Savings Customization'!K$23)=\"\",\"\",TEXT(INDEX(Demand_Savings_Customization_ElecTable,$AE191,'Demand Savings Customization'!K$23),\"MM/DD\"))","v":"01/01"},null,"Range 1","Range 2","Range 3","Range 4","Range 5","Range 1","Range 2","Range 3","Range 4","Range 5","Range 1","Range 2","Range 3","Range 4","Range 5","Range 1","Range 2","Range 3","Range 4","Range 5"]
[null,null,{"$error":"#DIV/0!"},null,"Interior lighting","Btuh",{"$f":"IF(G$191=\"\",\"\",IF($I$187=\"Yes\",'Hourly District Input'!DX80,\"\"))","v":""},{"$f":"IF(H$191=\"\",\"\",IF($I$187=\"Yes\",'Hourly District Input'!DY80,\"\"))","v":""},{"$f":"IF(I$191=\"\",\"\",IF($I$187=\"Yes\",'Hourly District Input'!DZ80,\"\"))","v":""},{"$f":"IF(J$191=\"\",\"\",IF($I$187=\"Yes\",'Hourly District Input'!EA80,\"\"))","v":""},{"$f":"IF(K$191=\"\",\"\",IF($I$187=\"Yes\",'Hourly District Input'!EB80,\"\"))","v":""},{"$f":"IFERROR(IF(L$191=\"\",\"\",G192*$AC192),\"\")","v":""},{"$f":"IFERROR(IF(M$191=\"\",\"\",H192*$AC192),\"\")","v":""},"","","",{"$f":"IF(Q$191=\"\",\"\",IF($I$187=\"Yes\",'Hourly District Input'!EC80,\"\"))","v":""},{"$f":"IF(R$191=\"\",\"\",IF($I$187=\"Yes\",'Hourly District Input'!ED80,\"\"))","v":""},{"$f":"IF(S$191=\"\",\"\",IF($I$187=\"Yes\",'Hourly District Input'!EE80,\"\"))","v":""},{"$f":"IF(T$191=\"\",\"\",IF($I$187=\"Yes\",'Hourly District Input'!EF80,\"\"))","v":""},{"$f":"IF(U$191=\"\",\"\",IF($I$187=\"Yes\",'Hourly District Input'!EG80,\"\"))","v":""},{"$f":"IFERROR(L192-Q192,\"\")","v":""},{"$f":"IFERROR(M192-R192,\"\")","v":""},{"$f":"IFERROR(N192-S192,\"\")","v":""},{"$f":"IFERROR(O192-T192,\"\")","v":""},{"$f":"IFERROR(P192-U192,\"\")","v":""},null,1,{"$f":"INDEX(Perf_byEndUse_SEEUPF_Summary_Table,AB192+1,1)","v":0},null,3,"End date",{"$f":"TEXT(INDEX(Demand_Savings_Customization_ElecTable,$AE192,'Demand Savings Customization'!G$23),\"MM/DD\")","v":"06/30"},{"$f":"TEXT(INDEX(Demand_Savings_Customization_ElecTable,$AE192,'Demand Savings Customization'!H$23),\"MM/DD\")","v":"07/31"},{"$f":"TEXT(INDEX(Demand_Savings_Customization_ElecTable,$AE192,'Demand Savings Customization'!I$23),\"MM/DD\")","v":"08/31"},{"$f":"TEXT(INDEX(Demand_Savings_Customization_ElecTable,$AE192,'Demand Savings Customization'!J$23),\"MM/DD\")","v":"12/31"},{"$f":"TEXT(INDEX(Demand_Savings_Customization_ElecTable,$AE192,'Demand Savings Customization'!K$23),\"MM/DD\")","v":"01/31"},null,{"$f":"IF(G$191=\"\",\"\",IF($I$187=\"Yes\",'Hourly District Input'!DX80,\"\"))","v":""},{"$f":"IF(H$191=\"\",\"\",IF($I$187=\"Yes\",'Hourly District Input'!DY80,\"\"))","v":""},{"$f":"IF(I$191=\"\",\"\",IF($I$187=\"Yes\",'Hourly District Input'!DZ80,\"\"))","v":""},{"$f":"IF(J$191=\"\",\"\",IF($I$187=\"Yes\",'Hourly District Input'!EA80,\"\"))","v":""},{"$f":"IF(K$191=\"\",\"\",IF($I$187=\"Yes\",'Hourly District Input'!EB80,\"\"))","v":""},{"$f":"IFERROR(IF(L$191=\"\",\"\",G192*$AC192),\"\")","v":""},{"$f":"IFERROR(IF(M$191=\"\",\"\",H192*$AC192),\"\")","v":""},{"$f":"IFERROR(IF(N$191=\"\",\"\",I192*$AC192),\"\")","v":""},{"$f":"IFERROR(IF(O$191=\"\",\"\",J192*$AC192),\"\")","v":""},{"$f":"IFERROR(IF(P$191=\"\",\"\",K192*$AC192),\"\")","v":""},{"$f":"IF(Q$191=\"\",\"\",IF($I$187=\"Yes\",'Hourly District Input'!EC80,\"\"))","v":""},{"$f":"IF(R$191=\"\",\"\",IF($I$187=\"Yes\",'Hourly District Input'!ED80,\"\"))","v":""},{"$f":"IF(S$191=\"\",\"\",IF($I$187=\"Yes\",'Hourly District Input'!EE80,\"\"))","v":""},{"$f":"IF(T$191=\"\",\"\",IF($I$187=\"Yes\",'Hourly District Input'!EF80,\"\"))","v":""},{"$f":"IF(U$191=\"\",\"\",IF($I$187=\"Yes\",'Hourly District Input'!EG80,\"\"))","v":""},{"$f":"IFERROR(L192-Q192,\"\")","v":""},{"$f":"IFERROR(M192-R192,\"\")","v":""},{"$f":"IFERROR(N192-S192,\"\")","v":""},{"$f":"IFERROR(O192-T192,\"\")","v":""},{"$f":"IFERROR(P192-U192,\"\")","v":""}]
[null,null,{"$error":"#DIV/0!"},null,"Interior lighting (unregulated)","Btuh",{"$f":"IF(G$191=\"\",\"\",IF($I$187=\"Yes\",'Hourly District Input'!DX81,\"\"))","v":""},{"$f":"IF(H$191=\"\",\"\",IF($I$187=\"Yes\",'Hourly District Input'!DY81,\"\"))","v":""},{"$f":"IF(I$191=\"\",\"\",IF($I$187=\"Yes\",'Hourly District Input'!DZ81,\"\"))","v":""},{"$f":"IF(J$191=\"\",\"\",IF($I$187=\"Yes\",'Hourly District Input'!EA81,\"\"))","v":""},{"$f":"IF(K$191=\"\",\"\",IF($I$187=\"Yes\",'Hourly District Input'!EB81,\"\"))","v":""},"","","","","",{"$f":"IF(Q$191=\"\",\"\",IF($I$187=\"Yes\",'Hourly District Input'!EC81,\"\"))","v":""},{"$f":"IF(R$191=\"\",\"\",IF($I$187=\"Yes\",'Hourly District Input'!ED81,\"\"))","v":""},{"$f":"IF(S$191=\"\",\"\",IF($I$187=\"Yes\",'Hourly District Input'!EE81,\"\"))","v":""},{"$f":"IF(T$191=\"\",\"\",IF($I$187=\"Yes\",'Hourly District Input'!EF81,\"\"))","v":""},{"$f":"IF(U$191=\"\",\"\",IF($I$187=\"Yes\",'Hourly District Input'!EG81,\"\"))","v":""},{"$f":"IFERROR(L193-Q193,\"\")","v":""},"","","","",null,2,{"$f":"INDEX(Perf_byEndUse_SEEUPF_Summary_Table,AB193+1,1)","v":0},null,4,"Start time",{"$f":"INDEX(Demand_Savings_Customization_ElecTable,$AE193,'Demand Savings Customization'!G$23)","v":1},{"$f":"INDEX(Demand_Savings_Customization_ElecTable,$AE193,'Demand Savings Customization'!H$23)","v":1},{"$f":"INDEX(Demand_Savings_Customization_ElecTable,$AE193,'Demand Savings Customization'!I$23)","v":1},{"$f":"INDEX(Demand_Savings_Customization_ElecTable,$AE193,'Demand Savings Customization'!J$23)","v":1},{"$f":"INDEX(Demand_Savings_Customization_ElecTable,$AE193,'Demand Savings Customization'!K$23)","v":1},null,{"$f":"IF(G$191=\"\",\"\",IF($I$187=\"Yes\",'Hourly District Input'!DX81,\"\"))","v":""},{"$f":"IF(H$191=\"\",\"\",IF($I$187=\"Yes\",'Hourly District Input'!DY81,\"\"))","v":""},{"$f":"IF(I$191=\"\",\"\",IF($I$187=\"Yes\",'Hourly District Input'!DZ81,\"\"))","v":""},{"$f":"IF(J$191=\"\",\"\",IF($I$187=\"Yes\",'Hourly District Input'!EA81,\"\"))","v":""},{"$f":"IF(K$191=\"\",\"\",IF($I$187=\"Yes\",'Hourly District Input'!EB81,\"\"))","v":""},"","","","","",{"$f":"IF(Q$191=\"\",\"\",IF($I$187=\"Yes\",'Hourly District Input'!EC81,\"\"))","v":""},{"$f":"IF(R$191=\"\",\"\",IF($I$187=\"Yes\",'Hourly District Input'!ED81,\"\"))","v":""},{"$f":"IF(S$191=\"\",\"\",IF($I$187=\"Yes\",'Hourly District Input'!EE81,\"\"))","v":""},{"$f":"IF(T$191=\"\",\"\",IF($I$187=\"Yes\",'Hourly District Input'!EF81,\"\"))","v":""},{"$f":"IF(U$191=\"\",\"\",IF($I$187=\"Yes\",'Hourly District Input'!EG81,\"\"))","v":""},{"$f":"IFERROR(L193-Q193,\"\")","v":""},"","","",""]
[null,null,{"$error":"#DIV/0!"},null,"Exterior lighting","Btuh",{"$f":"IF(G$191=\"\",\"\",IF($I$187=\"Yes\",'Hourly District Input'!DX82,\"\"))","v":""},{"$f":"IF(H$191=\"\",\"\",IF($I$187=\"Yes\",'Hourly District Input'!DY82,\"\"))","v":""},{"$f":"IF(I$191=\"\",\"\",IF($I$187=\"Yes\",'Hourly District Input'!DZ82,\"\"))","v":""},{"$f":"IF(J$191=\"\",\"\",IF($I$187=\"Yes\",'Hourly District Input'!EA82,\"\"))","v":""},{"$f":"IF(K$191=\"\",\"\",IF($I$187=\"Yes\",'Hourly District Input'!EB82,\"\"))","v":""},"","","","","",{"$f":"IF(Q$191=\"\",\"\",IF($I$187=\"Yes\",'Hourly District Input'!EC82,\"\"))","v":""},{"$f":"IF(R$191=\"\",\"\",IF($I$187=\"Yes\",'Hourly District Input'!ED82,\"\"))","v":""},{"$f":"IF(S$191=\"\",\"\",IF($I$187=\"Yes\",'Hourly District Input'!EE82,\"\"))","v":""},{"$f":"IF(T$191=\"\",\"\",IF($I$187=\"Yes\",'Hourly District Input'!EF82,\"\"))","v":""},{"$f":"IF(U$191=\"\",\"\",IF($I$187=\"Yes\",'Hourly District Input'!EG82,\"\"))","v":""},"","","","","",null,3,{"$f":"INDEX(Perf_byEndUse_SEEUPF_Summary_Table,AB194+1,1)","v":0},null,5,"End time",{"$f":"INDEX(Demand_Savings_Customization_ElecTable,$AE194,'Demand Savings Customization'!G$23)","v":24},{"$f":"INDEX(Demand_Savings_Customization_ElecTable,$AE194,'Demand Savings Customization'!H$23)","v":24},{"$f":"INDEX(Demand_Savings_Customization_ElecTable,$AE194,'Demand Savings Customization'!I$23)","v":24},{"$f":"INDEX(Demand_Savings_Customization_ElecTable,$AE194,'Demand Savings Customization'!J$23)","v":24},{"$f":"INDEX(Demand_Savings_Customization_ElecTable,$AE194,'Demand Savings Customization'!K$23)","v":24},null,{"$f":"IF(G$191=\"\",\"\",IF($I$187=\"Yes\",'Hourly District Input'!DX82,\"\"))","v":""},{"$f":"IF(H$191=\"\",\"\",IF($I$187=\"Yes\",'Hourly District Input'!DY82,\"\"))","v":""},{"$f":"IF(I$191=\"\",\"\",IF($I$187=\"Yes\",'Hourly District Input'!DZ82,\"\"))","v":""},{"$f":"IF(J$191=\"\",\"\",IF($I$187=\"Yes\",'Hourly District Input'!EA82,\"\"))","v":""},{"$f":"IF(K$191=\"\",\"\",IF($I$187=\"Yes\",'Hourly District Input'!EB82,\"\"))","v":""},"","","","","",{"$f":"IF(Q$191=\"\",\"\",IF($I$187=\"Yes\",'Hourly District Input'!EC82,\"\"))","v":""},{"$f":"IF(R$191=\"\",\"\",IF($I$187=\"Yes\",'Hourly District Input'!ED82,\"\"))","v":""},{"$f":"IF(S$191=\"\",\"\",IF($I$187=\"Yes\",'Hourly District Input'!EE82,\"\"))","v":""},{"$f":"IF(T$191=\"\",\"\",IF($I$187=\"Yes\",'Hourly District Input'!EF82,\"\"))","v":""},{"$f":"IF(U$191=\"\",\"\",IF($I$187=\"Yes\",'Hourly District Input'!EG82,\"\"))","v":""},"","","","",""]
[null,null,{"$error":"#DIV/0!"},null,"Space heating","Btuh",{"$f":"IF(G$191=\"\",\"\",IF($I$187=\"Yes\",'Hourly District Input'!DX83,\"\"))","v":""},{"$f":"IF(H$191=\"\",\"\",IF($I$187=\"Yes\",'Hourly District Input'!DY83,\"\"))","v":""},{"$f":"IF(I$191=\"\",\"\",IF($I$187=\"Yes\",'Hourly District Input'!DZ83,\"\"))","v":""},{"$f":"IF(J$191=\"\",\"\",IF($I$187=\"Yes\",'Hourly District Input'!EA83,\"\"))","v":""},{"$f":"IF(K$191=\"\",\"\",IF($I$187=\"Yes\",'Hourly District Input'!EB83,\"\"))","v":""},"","","","","",{"$f":"IF(Q$191=\"\",\"\",IF($I$187=\"Yes\",'Hourly District Input'!EC83,\"\"))","v":""},{"$f":"IF(R$191=\"\",\"\",IF($I$187=\"Yes\",'Hourly District Input'!ED83,\"\"))","v":""},{"$f":"IF(S$191=\"\",\"\",IF($I$187=\"Yes\",'Hourly District Input'!EE83,\"\"))","v":""},{"$f":"IF(T$191=\"\",\"\",IF($I$187=\"Yes\",'Hourly District Input'!EF83,\"\"))","v":""},{"$f":"IF(U$191=\"\",\"\",IF($I$187=\"Yes\",'Hourly District Input'!EG83,\"\"))","v":""},"","","","","",null,4,{"$f":"INDEX(Perf_byEndUse_SEEUPF_Summary_Table,AB195+1,1)","v":0},null,6,"Day type",{"$f":"INDEX(Demand_Savings_Customization_ElecTable,$AE195,'Demand Savings Customization'!G$23)","v":"All Days"},{"$f":"INDEX(Demand_Savings_Customization_ElecTable,$AE195,'Demand Savings Customization'!H$23)","v":"All Days"},{"$f":"INDEX(Demand_Savings_Customization_ElecTable,$AE195,'Demand Savings Customization'!I$23)","v":"All Days"},{"$f":"INDEX(Demand_Savings_Customization_ElecTable,$AE195,'Demand Savings Customization'!J$23)","v":"All Days"},{"$f":"INDEX(Demand_Savings_Customization_ElecTable,$AE195,'Demand Savings Customization'!K$23)","v":"All Days"},null,{"$f":"IF(G$191=\"\",\"\",IF($I$187=\"Yes\",'Hourly District Input'!DX83,\"\"))","v":""},{"$f":"IF(H$191=\"\",\"\",IF($I$187=\"Yes\",'Hourly District Input'!DY83,\"\"))","v":""},{"$f":"IF(I$191=\"\",\"\",IF($I$187=\"Yes\",'Hourly District Input'!DZ83,\"\"))","v":""},{"$f":"IF(J$191=\"\",\"\",IF($I$187=\"Yes\",'Hourly District Input'!EA83,\"\"))","v":""},{"$f":"IF(K$191=\"\",\"\",IF($I$187=\"Yes\",'Hourly District Input'!EB83,\"\"))","v":""},"","","","","",{"$f":"IF(Q$191=\"\",\"\",IF($I$187=\"Yes\",'Hourly District Input'!EC83,\"\"))","v":""},{"$f":"IF(R$191=\"\",\"\",IF($I$187=\"Yes\",'Hourly District Input'!ED83,\"\"))","v":""},{"$f":"IF(S$191=\"\",\"\",IF($I$187=\"Yes\",'Hourly District Input'!EE83,\"\"))","v":""},{"$f":"IF(T$191=\"\",\"\",IF($I$187=\"Yes\",'Hourly District Input'!EF83,\"\"))","v":""},{"$f":"IF(U$191=\"\",\"\",IF($I$187=\"Yes\",'Hourly District Input'!EG83,\"\"))","v":""},"","","","",""]
[null,null,{"$error":"#DIV/0!"},null,"Heat pump supplemental heater","Btuh",{"$f":"IF(G$191=\"\",\"\",IF($I$187=\"Yes\",'Hourly District Input'!DX84,\"\"))","v":""},{"$f":"IF(H$191=\"\",\"\",IF($I$187=\"Yes\",'Hourly District Input'!DY84,\"\"))","v":""},{"$f":"IF(I$191=\"\",\"\",IF($I$187=\"Yes\",'Hourly District Input'!DZ84,\"\"))","v":""},{"$f":"IF(J$191=\"\",\"\",IF($I$187=\"Yes\",'Hourly District Input'!EA84,\"\"))","v":""},{"$f":"IF(K$191=\"\",\"\",IF($I$187=\"Yes\",'Hourly District Input'!EB84,\"\"))","v":""},"","","","","",{"$f":"IF(Q$191=\"\",\"\",IF($I$187=\"Yes\",'Hourly District Input'!EC84,\"\"))","v":""},{"$f":"IF(R$191=\"\",\"\",IF($I$187=\"Yes\",'Hourly District Input'!ED84,\"\"))","v":""},{"$f":"IF(S$191=\"\",\"\",IF($I$187=\"Yes\",'Hourly District Input'!EE84,\"\"))","v":""},{"$f":"IF(T$191=\"\",\"\",IF($I$187=\"Yes\",'Hourly District Input'!EF84,\"\"))","v":""},{"$f":"IF(U$191=\"\",\"\",IF($I$187=\"Yes\",'Hourly District Input'!EG84,\"\"))","v":""},"","","","","",null,5,{"$f":"INDEX(Perf_byEndUse_SEEUPF_Summary_Table,AB196+1,1)","v":0},null,7,"Demand type",{"$f":"INDEX(Demand_Savings_Customization_ElecTable,$AE196,'Demand Savings Customization'!G$23)","v":"Electric"},{"$f":"INDEX(Demand_Savings_Customization_ElecTable,$AE196,'Demand Savings Customization'!H$23)","v":"Electric"},{"$f":"INDEX(Demand_Savings_Customization_ElecTable,$AE196,'Demand Savings Customization'!I$23)","v":"Electric"},{"$f":"INDEX(Demand_Savings_Customization_ElecTable,$AE196,'Demand Savings Customization'!J$23)","v":"Electric"},{"$f":"INDEX(Demand_Savings_Customization_ElecTable,$AE196,'Demand Savings Customization'!K$23)","v":"Electric"},null,{"$f":"IF(G$191=\"\",\"\",IF($I$187=\"Yes\",'Hourly District Input'!DX84,\"\"))","v":""},{"$f":"IF(H$191=\"\",\"\",IF($I$187=\"Yes\",'Hourly District Input'!DY84,\"\"))","v":""},{"$f":"IF(I$191=\"\",\"\",IF($I$187=\"Yes\",'Hourly District Input'!DZ84,\"\"))","v":""},{"$f":"IF(J$191=\"\",\"\",IF($I$187=\"Yes\",'Hourly District Input'!EA84,\"\"))","v":""},{"$f":"IF(K$191=\"\",\"\",IF($I$187=\"Yes\",'Hourly District Input'!EB84,\"\"))","v":""},"","","","","",{"$f":"IF(Q$191=\"\",\"\",IF($I$187=\"Yes\",'Hourly District Input'!EC84,\"\"))","v":""},{"$f":"IF(R$191=\"\",\"\",IF($I$187=\"Yes\",'Hourly District Input'!ED84,\"\"))","v":""},{"$f":"IF(S$191=\"\",\"\",IF($I$187=\"Yes\",'Hourly District Input'!EE84,\"\"))","v":""},{"$f":"IF(T$191=\"\",\"\",IF($I$187=\"Yes\",'Hourly District Input'!EF84,\"\"))","v":""},{"$f":"IF(U$191=\"\",\"\",IF($I$187=\"Yes\",'Hourly District Input'!EG84,\"\"))","v":""},"","","","",""]
[null,null,{"$error":"#DIV/0!"},null,"Space cooling","Btuh",{"$f":"IF(G$191=\"\",\"\",IF($I$187=\"Yes\",'Hourly District Input'!DX85,\"\"))","v":""},{"$f":"IF(H$191=\"\",\"\",IF($I$187=\"Yes\",'Hourly District Input'!DY85,\"\"))","v":""},{"$f":"IF(I$191=\"\",\"\",IF($I$187=\"Yes\",'Hourly District Input'!DZ85,\"\"))","v":""},{"$f":"IF(J$191=\"\",\"\",IF($I$187=\"Yes\",'Hourly District Input'!EA85,\"\"))","v":""},{"$f":"IF(K$191=\"\",\"\",IF($I$187=\"Yes\",'Hourly District Input'!EB85,\"\"))","v":""},"","","","","",{"$f":"IF(Q$191=\"\",\"\",IF($I$187=\"Yes\",'Hourly District Input'!EC85,\"\"))","v":""},{"$f":"IF(R$191=\"\",\"\",IF($I$187=\"Yes\",'Hourly District Input'!ED85,\"\"))","v":""},{"$f":"IF(S$191=\"\",\"\",IF($I$187=\"Yes\",'Hourly District Input'!EE85,\"\"))","v":""},{"$f":"IF(T$191=\"\",\"\",IF($I$187=\"Yes\",'Hourly District Input'!EF85,\"\"))","v":""},{"$f":"IF(U$191=\"\",\"\",IF($I$187=\"Yes\",'Hourly District Input'!EG85,\"\"))","v":""},"","","","","",null,6,{"$f":"INDEX(Perf_byEndUse_SEEUPF_Summary_Table,AB197+1,1)","v":0},null,null,null,null,null,null,null,null,null,{"$f":"IF(G$191=\"\",\"\",IF($I$187=\"Yes\",'Hourly District Input'!DX85,\"\"))","v":""},{"$f":"IF(H$191=\"\",\"\",IF($I$187=\"Yes\",'Hourly District Input'!DY85,\"\"))","v":""},{"$f":"IF(I$191=\"\",\"\",IF($I$187=\"Yes\",'Hourly District Input'!DZ85,\"\"))","v":""},{"$f":"IF(J$191=\"\",\"\",IF($I$187=\"Yes\",'Hourly District Input'!EA85,\"\"))","v":""},{"$f":"IF(K$191=\"\",\"\",IF($I$187=\"Yes\",'Hourly District Input'!EB85,\"\"))","v":""},"","","","","",{"$f":"IF(Q$191=\"\",\"\",IF($I$187=\"Yes\",'Hourly District Input'!EC85,\"\"))","v":""},{"$f":"IF(R$191=\"\",\"\",IF($I$187=\"Yes\",'Hourly District Input'!ED85,\"\"))","v":""},{"$f":"IF(S$191=\"\",\"\",IF($I$187=\"Yes\",'Hourly District Input'!EE85,\"\"))","v":""},{"$f":"IF(T$191=\"\",\"\",IF($I$187=\"Yes\",'Hourly District Input'!EF85,\"\"))","v":""},{"$f":"IF(U$191=\"\",\"\",IF($I$187=\"Yes\",'Hourly District Input'!EG85,\"\"))","v":""},"","","","",""]
[null,null,{"$error":"#DIV/0!"},null,"Pumps","Btuh",{"$f":"IF(G$191=\"\",\"\",IF($I$187=\"Yes\",'Hourly District Input'!DX86,\"\"))","v":""},{"$f":"IF(H$191=\"\",\"\",IF($I$187=\"Yes\",'Hourly District Input'!DY86,\"\"))","v":""},{"$f":"IF(I$191=\"\",\"\",IF($I$187=\"Yes\",'Hourly District Input'!DZ86,\"\"))","v":""},{"$f":"IF(J$191=\"\",\"\",IF($I$187=\"Yes\",'Hourly District Input'!EA86,\"\"))","v":""},{"$f":"IF(K$191=\"\",\"\",IF($I$187=\"Yes\",'Hourly District Input'!EB86,\"\"))","v":""},"","","","","",{"$f":"IF(Q$191=\"\",\"\",IF($I$187=\"Yes\",'Hourly District Input'!EC86,\"\"))","v":""},{"$f":"IF(R$191=\"\",\"\",IF($I$187=\"Yes\",'Hourly District Input'!ED86,\"\"))","v":""},{"$f":"IF(S$191=\"\",\"\",IF($I$187=\"Yes\",'Hourly District Input'!EE86,\"\"))","v":""},{"$f":"IF(T$191=\"\",\"\",IF($I$187=\"Yes\",'Hourly District Input'!EF86,\"\"))","v":""},{"$f":"IF(U$191=\"\",\"\",IF($I$187=\"Yes\",'Hourly District Input'!EG86,\"\"))","v":""},"","","","","",null,7,{"$f":"INDEX(Perf_byEndUse_SEEUPF_Summary_Table,AB198+1,1)","v":0},null,null,"District Steam Adj baseline total MMBtu","District Steam 2004 baseline total MMBtu","SEEUPF total",null,null,null,null,{"$f":"IF(G$191=\"\",\"\",IF($I$187=\"Yes\",'Hourly District Input'!DX86,\"\"))","v":""},{"$f":"IF(H$191=\"\",\"\",IF($I$187=\"Yes\",'Hourly District Input'!DY86,\"\"))","v":""},{"$f":"IF(I$191=\"\",\"\",IF($I$187=\"Yes\",'Hourly District Input'!DZ86,\"\"))","v":""},{"$f":"IF(J$191=\"\",\"\",IF($I$187=\"Yes\",'Hourly District Input'!EA86,\"\"))","v":""},{"$f":"IF(K$191=\"\",\"\",IF($I$187=\"Yes\",'Hourly District Input'!EB86,\"\"))","v":""},"","","","","",{"$f":"IF(Q$191=\"\",\"\",IF($I$187=\"Yes\",'Hourly District Input'!EC86,\"\"))","v":""},{"$f":"IF(R$191=\"\",\"\",IF($I$187=\"Yes\",'Hourly District Input'!ED86,\"\"))","v":""},{"$f":"IF(S$191=\"\",\"\",IF($I$187=\"Yes\",'Hourly District Input'!EE86,\"\"))","v":""},{"$f":"IF(T$191=\"\",\"\",IF($I$187=\"Yes\",'Hourly District Input'!EF86,\"\"))","v":""},{"$f":"IF(U$191=\"\",\"\",IF($I$187=\"Yes\",'Hourly District Input'!EG86,\"\"))","v":""},"","","","",""]
[null,null,{"$error":"#DIV/0!"},null,"Heat rejection","Btuh",{"$f":"IF(G$191=\"\",\"\",IF($I$187=\"Yes\",'Hourly District Input'!DX87,\"\"))","v":""},{"$f":"IF(H$191=\"\",\"\",IF($I$187=\"Yes\",'Hourly District Input'!DY87,\"\"))","v":""},{"$f":"IF(I$191=\"\",\"\",IF($I$187=\"Yes\",'Hourly District Input'!DZ87,\"\"))","v":""},{"$f":"IF(J$191=\"\",\"\",IF($I$187=\"Yes\",'Hourly District Input'!EA87,\"\"))","v":""},{"$f":"IF(K$191=\"\",\"\",IF($I$187=\"Yes\",'Hourly District Input'!EB87,\"\"))","v":""},"","","","","",{"$f":"IF(Q$191=\"\",\"\",IF($I$187=\"Yes\",'Hourly District Input'!EC87,\"\"))","v":""},{"$f":"IF(R$191=\"\",\"\",IF($I$187=\"Yes\",'Hourly District Input'!ED87,\"\"))","v":""},{"$f":"IF(S$191=\"\",\"\",IF($I$187=\"Yes\",'Hourly District Input'!EE87,\"\"))","v":""},{"$f":"IF(T$191=\"\",\"\",IF($I$187=\"Yes\",'Hourly District Input'!EF87,\"\"))","v":""},{"$f":"IF(U$191=\"\",\"\",IF($I$187=\"Yes\",'Hourly District Input'!EG87,\"\"))","v":""},"","","","","",null,8,{"$f":"INDEX(Perf_byEndUse_SEEUPF_Summary_Table,AB199+1,1)","v":0},null,null,{"$f":"INDEX(PerfbyEndUse_SavingsbyFuel_Table,MATCH(\"District Steam\",INDEX(PerfbyEndUse_SavingsbyFuel_Table,,'Performance by End Use & Fuel'!$E$212),0),'Performance by End Use & Fuel'!$R$212)","v":{"$error":"#N/A"}},{"$f":"INDEX(PerfbyEndUse_SavingsbyFuel_Table,MATCH(\"District Steam\",INDEX(PerfbyEndUse_SavingsbyFuel_Table,,'Performance by End Use & Fuel'!$E$212),0),'Performance by End Use & Fuel'!$P$212)","v":{"$error":"#N/A"}},{"$f":"AF199/AG199","v":{"$error":"#N/A"}},null,null,null,null,{"$f":"IF(G$191=\"\",\"\",IF($I$187=\"Yes\",'Hourly District Input'!DX87,\"\"))","v":""},{"$f":"IF(H$191=\"\",\"\",IF($I$187=\"Yes\",'Hourly District Input'!DY87,\"\"))","v":""},{"$f":"IF(I$191=\"\",\"\",IF($I$187=\"Yes\",'Hourly District Input'!DZ87,\"\"))","v":""},{"$f":"IF(J$191=\"\",\"\",IF($I$187=\"Yes\",'Hourly District Input'!EA87,\"\"))","v":""},{"$f":"IF(K$191=\"\",\"\",IF($I$187=\"Yes\",'Hourly District Input'!EB87,\"\"))","v":""},"","","","","",{"$f":"IF(Q$191=\"\",\"\",IF($I$187=\"Yes\",'Hourly District Input'!EC87,\"\"))","v":""},{"$f":"IF(R$191=\"\",\"\",IF($I$187=\"Yes\",'Hourly District Input'!ED87,\"\"))","v":""},{"$f":"IF(S$191=\"\",\"\",IF($I$187=\"Yes\",'Hourly District Input'!EE87,\"\"))","v":""},{"$f":"IF(T$191=\"\",\"\",IF($I$187=\"Yes\",'Hourly District Input'!EF87,\"\"))","v":""},{"$f":"IF(U$191=\"\",\"\",IF($I$187=\"Yes\",'Hourly District Input'!EG87,\"\"))","v":""},"","","","",""]
[null,null,{"$error":"#DIV/0!"},null,"Fans - interior ventilation","Btuh",{"$f":"IF(G$191=\"\",\"\",IF($I$187=\"Yes\",'Hourly District Input'!DX88,\"\"))","v":""},{"$f":"IF(H$191=\"\",\"\",IF($I$187=\"Yes\",'Hourly District Input'!DY88,\"\"))","v":""},{"$f":"IF(I$191=\"\",\"\",IF($I$187=\"Yes\",'Hourly District Input'!DZ88,\"\"))","v":""},{"$f":"IF(J$191=\"\",\"\",IF($I$187=\"Yes\",'Hourly District Input'!EA88,\"\"))","v":""},{"$f":"IF(K$191=\"\",\"\",IF($I$187=\"Yes\",'Hourly District Input'!EB88,\"\"))","v":""},"","","","","",{"$f":"IF(Q$191=\"\",\"\",IF($I$187=\"Yes\",'Hourly District Input'!EC88,\"\"))","v":""},{"$f":"IF(R$191=\"\",\"\",IF($I$187=\"Yes\",'Hourly District Input'!ED88,\"\"))","v":""},{"$f":"IF(S$191=\"\",\"\",IF($I$187=\"Yes\",'Hourly District Input'!EE88,\"\"))","v":""},{"$f":"IF(T$191=\"\",\"\",IF($I$187=\"Yes\",'Hourly District Input'!EF88,\"\"))","v":""},{"$f":"IF(U$191=\"\",\"\",IF($I$187=\"Yes\",'Hourly District Input'!EG88,\"\"))","v":""},{"$f":"IFERROR(L200-Q200,\"\")","v":""},"","","","",null,9,{"$f":"INDEX(Perf_byEndUse_SEEUPF_Summary_Table,AB200+1,1)","v":0},null,null,null,null,null,null,null,null,null,{"$f":"IF(G$191=\"\",\"\",IF($I$187=\"Yes\",'Hourly District Input'!DX88,\"\"))","v":""},{"$f":"IF(H$191=\"\",\"\",IF($I$187=\"Yes\",'Hourly District Input'!DY88,\"\"))","v":""},{"$f":"IF(I$191=\"\",\"\",IF($I$187=\"Yes\",'Hourly District Input'!DZ88,\"\"))","v":""},{"$f":"IF(J$191=\"\",\"\",IF($I$187=\"Yes\",'Hourly District Input'!EA88,\"\"))","v":""},{"$f":"IF(K$191=\"\",\"\",IF($I$187=\"Yes\",'Hourly District Input'!EB88,\"\"))","v":""},"","","","","",{"$f":"IF(Q$191=\"\",\"\",IF($I$187=\"Yes\",'Hourly District Input'!EC88,\"\"))","v":""},{"$f":"IF(R$191=\"\",\"\",IF($I$187=\"Yes\",'Hourly District Input'!ED88,\"\"))","v":""},{"$f":"IF(S$191=\"\",\"\",IF($I$187=\"Yes\",'Hourly District Input'!EE88,\"\"))","v":""},{"$f":"IF(T$191=\"\",\"\",IF($I$187=\"Yes\",'Hourly District Input'!EF88,\"\"))","v":""},{"$f":"IF(U$191=\"\",\"\",IF($I$187=\"Yes\",'Hourly District Input'!EG88,\"\"))","v":""},"","","","",""]
[null,null,{"$error":"#DIV/0!"},null,"Fans - parking garage","Btuh",{"$f":"IF(G$191=\"\",\"\",IF($I$187=\"Yes\",'Hourly District Input'!DX89,\"\"))","v":""},{"$f":"IF(H$191=\"\",\"\",IF($I$187=\"Yes\",'Hourly District Input'!DY89,\"\"))","v":""},{"$f":"IF(I$191=\"\",\"\",IF($I$187=\"Yes\",'Hourly District Input'!DZ89,\"\"))","v":""},{"$f":"IF(J$191=\"\",\"\",IF($I$187=\"Yes\",'Hourly District Input'!EA89,\"\"))","v":""},{"$f":"IF(K$191=\"\",\"\",IF($I$187=\"Yes\",'Hourly District Input'!EB89,\"\"))","v":""},"","","","","",{"$f":"IF(Q$191=\"\",\"\",IF($I$187=\"Yes\",'Hourly District Input'!EC89,\"\"))","v":""},{"$f":"IF(R$191=\"\",\"\",IF($I$187=\"Yes\",'Hourly District Input'!ED89,\"\"))","v":""},{"$f":"IF(S$191=\"\",\"\",IF($I$187=\"Yes\",'Hourly District Input'!EE89,\"\"))","v":""},{"$f":"IF(T$191=\"\",\"\",IF($I$187=\"Yes\",'Hourly District Input'!EF89,\"\"))","v":""},{"$f":"IF(U$191=\"\",\"\",IF($I$187=\"Yes\",'Hourly District Input'!EG89,\"\"))","v":""},"","","","","",null,10,{"$f":"INDEX(Perf_byEndUse_SEEUPF_Summary_Table,AB201+1,1)","v":0},null,null,null,null,null,null,null,null,null,{"$f":"IF(G$191=\"\",\"\",IF($I$187=\"Yes\",'Hourly District Input'!DX89,\"\"))","v":""},{"$f":"IF(H$191=\"\",\"\",IF($I$187=\"Yes\",'Hourly District Input'!DY89,\"\"))","v":""},{"$f":"IF(I$191=\"\",\"\",IF($I$187=\"Yes\",'Hourly District Input'!DZ89,\"\"))","v":""},{"$f":"IF(J$191=\"\",\"\",IF($I$187=\"Yes\",'Hourly District Input'!EA89,\"\"))","v":""},{"$f":"IF(K$191=\"\",\"\",IF($I$187=\"Yes\",'Hourly District Input'!EB89,\"\"))","v":""},"","","","","",{"$f":"IF(Q$191=\"\",\"\",IF($I$187=\"Yes\",'Hourly District Input'!EC89,\"\"))","v":""},{"$f":"IF(R$191=\"\",\"\",IF($I$187=\"Yes\",'Hourly District Input'!ED89,\"\"))","v":""},{"$f":"IF(S$191=\"\",\"\",IF($I$187=\"Yes\",'Hourly District Input'!EE89,\"\"))","v":""},{"$f":"IF(T$191=\"\",\"\",IF($I$187=\"Yes\",'Hourly District Input'!EF89,\"\"))","v":""},{"$f":"IF(U$191=\"\",\"\",IF($I$187=\"Yes\",'Hourly District Input'!EG89,\"\"))","v":""},"","","","",""]
[null,null,{"$error":"#DIV/0!"},null,"Service water heating","Btuh",{"$f":"IF(G$191=\"\",\"\",IF($I$187=\"Yes\",'Hourly District Input'!DX90,\"\"))","v":""},{"$f":"IF(H$191=\"\",\"\",IF($I$187=\"Yes\",'Hourly District Input'!DY90,\"\"))","v":""},{"$f":"IF(I$191=\"\",\"\",IF($I$187=\"Yes\",'Hourly District Input'!DZ90,\"\"))","v":""},{"$f":"IF(J$191=\"\",\"\",IF($I$187=\"Yes\",'Hourly District Input'!EA90,\"\"))","v":""},{"$f":"IF(K$191=\"\",\"\",IF($I$187=\"Yes\",'Hourly District Input'!EB90,\"\"))","v":""},"","","","","",{"$f":"IF(Q$191=\"\",\"\",IF($I$187=\"Yes\",'Hourly District Input'!EC90,\"\"))","v":""},{"$f":"IF(R$191=\"\",\"\",IF($I$187=\"Yes\",'Hourly District Input'!ED90,\"\"))","v":""},{"$f":"IF(S$191=\"\",\"\",IF($I$187=\"Yes\",'Hourly District Input'!EE90,\"\"))","v":""},{"$f":"IF(T$191=\"\",\"\",IF($I$187=\"Yes\",'Hourly District Input'!EF90,\"\"))","v":""},{"$f":"IF(U$191=\"\",\"\",IF($I$187=\"Yes\",'Hourly District Input'!EG90,\"\"))","v":""},"","","","","",null,11,{"$f":"INDEX(Perf_byEndUse_SEEUPF_Summary_Table,AB202+1,1)","v":0},null,null,null,null,null,null,null,null,null,{"$f":"IF(G$191=\"\",\"\",IF($I$187=\"Yes\",'Hourly District Input'!DX90,\"\"))","v":""},{"$f":"IF(H$191=\"\",\"\",IF($I$187=\"Yes\",'Hourly District Input'!DY90,\"\"))","v":""},{"$f":"IF(I$191=\"\",\"\",IF($I$187=\"Yes\",'Hourly District Input'!DZ90,\"\"))","v":""},{"$f":"IF(J$191=\"\",\"\",IF($I$187=\"Yes\",'Hourly District Input'!EA90,\"\"))","v":""},{"$f":"IF(K$191=\"\",\"\",IF($I$187=\"Yes\",'Hourly District Input'!EB90,\"\"))","v":""},"","","","","",{"$f":"IF(Q$191=\"\",\"\",IF($I$187=\"Yes\",'Hourly District Input'!EC90,\"\"))","v":""},{"$f":"IF(R$191=\"\",\"\",IF($I$187=\"Yes\",'Hourly District Input'!ED90,\"\"))","v":""},{"$f":"IF(S$191=\"\",\"\",IF($I$187=\"Yes\",'Hourly District Input'!EE90,\"\"))","v":""},{"$f":"IF(T$191=\"\",\"\",IF($I$187=\"Yes\",'Hourly District Input'!EF90,\"\"))","v":""},{"$f":"IF(U$191=\"\",\"\",IF($I$187=\"Yes\",'Hourly District Input'!EG90,\"\"))","v":""},"","","","",""]
[null,null,{"$error":"#DIV/0!"},null,"Misc equipment","Btuh",{"$f":"IF(G$191=\"\",\"\",IF($I$187=\"Yes\",'Hourly District Input'!DX91,\"\"))","v":""},{"$f":"IF(H$191=\"\",\"\",IF($I$187=\"Yes\",'Hourly District Input'!DY91,\"\"))","v":""},{"$f":"IF(I$191=\"\",\"\",IF($I$187=\"Yes\",'Hourly District Input'!DZ91,\"\"))","v":""},{"$f":"IF(J$191=\"\",\"\",IF($I$187=\"Yes\",'Hourly District Input'!EA91,\"\"))","v":""},{"$f":"IF(K$191=\"\",\"\",IF($I$187=\"Yes\",'Hourly District Input'!EB91,\"\"))","v":""},"","","","","",{"$f":"IF(Q$191=\"\",\"\",IF($I$187=\"Yes\",'Hourly District Input'!EC91,\"\"))","v":""},{"$f":"IF(R$191=\"\",\"\",IF($I$187=\"Yes\",'Hourly District Input'!ED91,\"\"))","v":""},{"$f":"IF(S$191=\"\",\"\",IF($I$187=\"Yes\",'Hourly District Input'!EE91,\"\"))","v":""},{"$f":"IF(T$191=\"\",\"\",IF($I$187=\"Yes\",'Hourly District Input'!EF91,\"\"))","v":""},{"$f":"IF(U$191=\"\",\"\",IF($I$187=\"Yes\",'Hourly District Input'!EG91,\"\"))","v":""},"","",{"$f":"IFERROR(N203-S203,\"\")","v":""},"","",null,12,{"$f":"INDEX(Perf_byEndUse_SEEUPF_Summary_Table,AB203+1,1)","v":0},null,null,null,null,null,null,null,null,null,{"$f":"IF(G$191=\"\",\"\",IF($I$187=\"Yes\",'Hourly District Input'!DX91,\"\"))","v":""},{"$f":"IF(H$191=\"\",\"\",IF($I$187=\"Yes\",'Hourly District Input'!DY91,\"\"))","v":""},{"$f":"IF(I$191=\"\",\"\",IF($I$187=\"Yes\",'Hourly District Input'!DZ91,\"\"))","v":""},{"$f":"IF(J$191=\"\",\"\",IF($I$187=\"Yes\",'Hourly District Input'!EA91,\"\"))","v":""},{"$f":"IF(K$191=\"\",\"\",IF($I$187=\"Yes\",'Hourly District Input'!EB91,\"\"))","v":""},"","","","","",{"$f":"IF(Q$191=\"\",\"\",IF($I$187=\"Yes\",'Hourly District Input'!EC91,\"\"))","v":""},{"$f":"IF(R$191=\"\",\"\",IF($I$187=\"Yes\",'Hourly District Input'!ED91,\"\"))","v":""},{"$f":"IF(S$191=\"\",\"\",IF($I$187=\"Yes\",'Hourly District Input'!EE91,\"\"))","v":""},{"$f":"IF(T$191=\"\",\"\",IF($I$187=\"Yes\",'Hourly District Input'!EF91,\"\"))","v":""},{"$f":"IF(U$191=\"\",\"\",IF($I$187=\"Yes\",'Hourly District Input'!EG91,\"\"))","v":""},"","","","",""]
[null,null,{"$error":"#DIV/0!"},null,"Industrial process","Btuh",{"$f":"IF(G$191=\"\",\"\",IF($I$187=\"Yes\",'Hourly District Input'!DX92,\"\"))","v":""},{"$f":"IF(H$191=\"\",\"\",IF($I$187=\"Yes\",'Hourly District Input'!DY92,\"\"))","v":""},{"$f":"IF(I$191=\"\",\"\",IF($I$187=\"Yes\",'Hourly District Input'!DZ92,\"\"))","v":""},{"$f":"IF(J$191=\"\",\"\",IF($I$187=\"Yes\",'Hourly District Input'!EA92,\"\"))","v":""},{"$f":"IF(K$191=\"\",\"\",IF($I$187=\"Yes\",'Hourly District Input'!EB92,\"\"))","v":""},"","","","","",{"$f":"IF(Q$191=\"\",\"\",IF($I$187=\"Yes\",'Hourly District Input'!EC92,\"\"))","v":""},{"$f":"IF(R$191=\"\",\"\",IF($I$187=\"Yes\",'Hourly District Input'!ED92,\"\"))","v":""},{"$f":"IF(S$191=\"\",\"\",IF($I$187=\"Yes\",'Hourly District Input'!EE92,\"\"))","v":""},{"$f":"IF(T$191=\"\",\"\",IF($I$187=\"Yes\",'Hourly District Input'!EF92,\"\"))","v":""},{"$f":"IF(U$191=\"\",\"\",IF($I$187=\"Yes\",'Hourly District Input'!EG92,\"\"))","v":""},"","","","","",null,13,{"$f":"INDEX(Perf_byEndUse_SEEUPF_Summary_Table,AB204+1,1)","v":0},null,null,null,null,null,null,null,null,null,{"$f":"IF(G$191=\"\",\"\",IF($I$187=\"Yes\",'Hourly District Input'!DX92,\"\"))","v":""},{"$f":"IF(H$191=\"\",\"\",IF($I$187=\"Yes\",'Hourly District Input'!DY92,\"\"))","v":""},{"$f":"IF(I$191=\"\",\"\",IF($I$187=\"Yes\",'Hourly District Input'!DZ92,\"\"))","v":""},{"$f":"IF(J$191=\"\",\"\",IF($I$187=\"Yes\",'Hourly District Input'!EA92,\"\"))","v":""},{"$f":"IF(K$191=\"\",\"\",IF($I$187=\"Yes\",'Hourly District Input'!EB92,\"\"))","v":""},"","","","","",{"$f":"IF(Q$191=\"\",\"\",IF($I$187=\"Yes\",'Hourly District Input'!EC92,\"\"))","v":""},{"$f":"IF(R$191=\"\",\"\",IF($I$187=\"Yes\",'Hourly District Input'!ED92,\"\"))","v":""},{"$f":"IF(S$191=\"\",\"\",IF($I$187=\"Yes\",'Hourly District Input'!EE92,\"\"))","v":""},{"$f":"IF(T$191=\"\",\"\",IF($I$187=\"Yes\",'Hourly District Input'!EF92,\"\"))","v":""},{"$f":"IF(U$191=\"\",\"\",IF($I$187=\"Yes\",'Hourly District Input'!EG92,\"\"))","v":""},"","","","",""]
[null,null,{"$error":"#DIV/0!"},null,"Refrigeration equipment (regulated)","Btuh",{"$f":"IF(G$191=\"\",\"\",IF($I$187=\"Yes\",'Hourly District Input'!DX93,\"\"))","v":""},{"$f":"IF(H$191=\"\",\"\",IF($I$187=\"Yes\",'Hourly District Input'!DY93,\"\"))","v":""},{"$f":"IF(I$191=\"\",\"\",IF($I$187=\"Yes\",'Hourly District Input'!DZ93,\"\"))","v":""},{"$f":"IF(J$191=\"\",\"\",IF($I$187=\"Yes\",'Hourly District Input'!EA93,\"\"))","v":""},{"$f":"IF(K$191=\"\",\"\",IF($I$187=\"Yes\",'Hourly District Input'!EB93,\"\"))","v":""},"","","","","",{"$f":"IF(Q$191=\"\",\"\",IF($I$187=\"Yes\",'Hourly District Input'!EC93,\"\"))","v":""},{"$f":"IF(R$191=\"\",\"\",IF($I$187=\"Yes\",'Hourly District Input'!ED93,\"\"))","v":""},{"$f":"IF(S$191=\"\",\"\",IF($I$187=\"Yes\",'Hourly District Input'!EE93,\"\"))","v":""},{"$f":"IF(T$191=\"\",\"\",IF($I$187=\"Yes\",'Hourly District Input'!EF93,\"\"))","v":""},{"$f":"IF(U$191=\"\",\"\",IF($I$187=\"Yes\",'Hourly District Input'!EG93,\"\"))","v":""},"","","","","",null,14,{"$f":"INDEX(Perf_byEndUse_SEEUPF_Summary_Table,AB205+1,1)","v":0},null,null,null,null,null,null,null,null,null,{"$f":"IF(G$191=\"\",\"\",IF($I$187=\"Yes\",'Hourly District Input'!DX93,\"\"))","v":""},{"$f":"IF(H$191=\"\",\"\",IF($I$187=\"Yes\",'Hourly District Input'!DY93,\"\"))","v":""},{"$f":"IF(I$191=\"\",\"\",IF($I$187=\"Yes\",'Hourly District Input'!DZ93,\"\"))","v":""},{"$f":"IF(J$191=\"\",\"\",IF($I$187=\"Yes\",'Hourly District Input'!EA93,\"\"))","v":""},{"$f":"IF(K$191=\"\",\"\",IF($I$187=\"Yes\",'Hourly District Input'!EB93,\"\"))","v":""},"","","","","",{"$f":"IF(Q$191=\"\",\"\",IF($I$187=\"Yes\",'Hourly District Input'!EC93,\"\"))","v":""},{"$f":"IF(R$191=\"\",\"\",IF($I$187=\"Yes\",'Hourly District Input'!ED93,\"\"))","v":""},{"$f":"IF(S$191=\"\",\"\",IF($I$187=\"Yes\",'Hourly District Input'!EE93,\"\"))","v":""},{"$f":"IF(T$191=\"\",\"\",IF($I$187=\"Yes\",'Hourly District Input'!EF93,\"\"))","v":""},{"$f":"IF(U$191=\"\",\"\",IF($I$187=\"Yes\",'Hourly District Input'!EG93,\"\"))","v":""},"","","","",""]
[null,null,{"$error":"#DIV/0!"},null,"Refrigeration equipment (unregulated)","Btuh",{"$f":"IF(G$191=\"\",\"\",IF($I$187=\"Yes\",'Hourly District Input'!DX94,\"\"))","v":""},{"$f":"IF(H$191=\"\",\"\",IF($I$187=\"Yes\",'Hourly District Input'!DY94,\"\"))","v":""},{"$f":"IF(I$191=\"\",\"\",IF($I$187=\"Yes\",'Hourly District Input'!DZ94,\"\"))","v":""},{"$f":"IF(J$191=\"\",\"\",IF($I$187=\"Yes\",'Hourly District Input'!EA94,\"\"))","v":""},{"$f":"IF(K$191=\"\",\"\",IF($I$187=\"Yes\",'Hourly District Input'!EB94,\"\"))","v":""},"","","","","",{"$f":"IF(Q$191=\"\",\"\",IF($I$187=\"Yes\",'Hourly District Input'!EC94,\"\"))","v":""},{"$f":"IF(R$191=\"\",\"\",IF($I$187=\"Yes\",'Hourly District Input'!ED94,\"\"))","v":""},{"$f":"IF(S$191=\"\",\"\",IF($I$187=\"Yes\",'Hourly District Input'!EE94,\"\"))","v":""},{"$f":"IF(T$191=\"\",\"\",IF($I$187=\"Yes\",'Hourly District Input'!EF94,\"\"))","v":""},{"$f":"IF(U$191=\"\",\"\",IF($I$187=\"Yes\",'Hourly District Input'!EG94,\"\"))","v":""},"","","","","",null,15,{"$f":"INDEX(Perf_byEndUse_SEEUPF_Summary_Table,AB206+1,1)","v":0},null,null,null,null,null,null,null,null,null,{"$f":"IF(G$191=\"\",\"\",IF($I$187=\"Yes\",'Hourly District Input'!DX94,\"\"))","v":""},{"$f":"IF(H$191=\"\",\"\",IF($I$187=\"Yes\",'Hourly District Input'!DY94,\"\"))","v":""},{"$f":"IF(I$191=\"\",\"\",IF($I$187=\"Yes\",'Hourly District Input'!DZ94,\"\"))","v":""},{"$f":"IF(J$191=\"\",\"\",IF($I$187=\"Yes\",'Hourly District Input'!EA94,\"\"))","v":""},{"$f":"IF(K$191=\"\",\"\",IF($I$187=\"Yes\",'Hourly District Input'!EB94,\"\"))","v":""},"","","","","",{"$f":"IF(Q$191=\"\",\"\",IF($I$187=\"Yes\",'Hourly District Input'!EC94,\"\"))","v":""},{"$f":"IF(R$191=\"\",\"\",IF($I$187=\"Yes\",'Hourly District Input'!ED94,\"\"))","v":""},{"$f":"IF(S$191=\"\",\"\",IF($I$187=\"Yes\",'Hourly District Input'!EE94,\"\"))","v":""},{"$f":"IF(T$191=\"\",\"\",IF($I$187=\"Yes\",'Hourly District Input'!EF94,\"\"))","v":""},{"$f":"IF(U$191=\"\",\"\",IF($I$187=\"Yes\",'Hourly District Input'!EG94,\"\"))","v":""},"","","","",""]
[null,null,{"$error":"#DIV/0!"},null,"Elevators and escalators","Btuh",{"$f":"IF(G$191=\"\",\"\",IF($I$187=\"Yes\",'Hourly District Input'!DX95,\"\"))","v":""},{"$f":"IF(H$191=\"\",\"\",IF($I$187=\"Yes\",'Hourly District Input'!DY95,\"\"))","v":""},{"$f":"IF(I$191=\"\",\"\",IF($I$187=\"Yes\",'Hourly District Input'!DZ95,\"\"))","v":""},{"$f":"IF(J$191=\"\",\"\",IF($I$187=\"Yes\",'Hourly District Input'!EA95,\"\"))","v":""},{"$f":"IF(K$191=\"\",\"\",IF($I$187=\"Yes\",'Hourly District Input'!EB95,\"\"))","v":""},"","","","","",{"$f":"IF(Q$191=\"\",\"\",IF($I$187=\"Yes\",'Hourly District Input'!EC95,\"\"))","v":""},{"$f":"IF(R$191=\"\",\"\",IF($I$187=\"Yes\",'Hourly District Input'!ED95,\"\"))","v":""},{"$f":"IF(S$191=\"\",\"\",IF($I$187=\"Yes\",'Hourly District Input'!EE95,\"\"))","v":""},{"$f":"IF(T$191=\"\",\"\",IF($I$187=\"Yes\",'Hourly District Input'!EF95,\"\"))","v":""},{"$f":"IF(U$191=\"\",\"\",IF($I$187=\"Yes\",'Hourly District Input'!EG95,\"\"))","v":""},"","","","","",null,16,{"$f":"INDEX(Perf_byEndUse_SEEUPF_Summary_Table,AB207+1,1)","v":0},null,null,null,null,null,null,null,null,null,{"$f":"IF(G$191=\"\",\"\",IF($I$187=\"Yes\",'Hourly District Input'!DX95,\"\"))","v":""},{"$f":"IF(H$191=\"\",\"\",IF($I$187=\"Yes\",'Hourly District Input'!DY95,\"\"))","v":""},{"$f":"IF(I$191=\"\",\"\",IF($I$187=\"Yes\",'Hourly District Input'!DZ95,\"\"))","v":""},{"$f":"IF(J$191=\"\",\"\",IF($I$187=\"Yes\",'Hourly District Input'!EA95,\"\"))","v":""},{"$f":"IF(K$191=\"\",\"\",IF($I$187=\"Yes\",'Hourly District Input'!EB95,\"\"))","v":""},"","","","","",{"$f":"IF(Q$191=\"\",\"\",IF($I$187=\"Yes\",'Hourly District Input'!EC95,\"\"))","v":""},{"$f":"IF(R$191=\"\",\"\",IF($I$187=\"Yes\",'Hourly District Input'!ED95,\"\"))","v":""},{"$f":"IF(S$191=\"\",\"\",IF($I$187=\"Yes\",'Hourly District Input'!EE95,\"\"))","v":""},{"$f":"IF(T$191=\"\",\"\",IF($I$187=\"Yes\",'Hourly District Input'!EF95,\"\"))","v":""},{"$f":"IF(U$191=\"\",\"\",IF($I$187=\"Yes\",'Hourly District Input'!EG95,\"\"))","v":""},"","","","",""]
[null,null,{"$error":"#DIV/0!"},null,"Other regulated","Btuh",{"$f":"IF(G$191=\"\",\"\",IF($I$187=\"Yes\",'Hourly District Input'!DX96,\"\"))","v":""},{"$f":"IF(H$191=\"\",\"\",IF($I$187=\"Yes\",'Hourly District Input'!DY96,\"\"))","v":""},{"$f":"IF(I$191=\"\",\"\",IF($I$187=\"Yes\",'Hourly District Input'!DZ96,\"\"))","v":""},{"$f":"IF(J$191=\"\",\"\",IF($I$187=\"Yes\",'Hourly District Input'!EA96,\"\"))","v":""},{"$f":"IF(K$191=\"\",\"\",IF($I$187=\"Yes\",'Hourly District Input'!EB96,\"\"))","v":""},"",{"$f":"IFERROR(IF(M$191=\"\",\"\",H208*$AC208),\"\")","v":""},"","","",{"$f":"IF(Q$191=\"\",\"\",IF($I$187=\"Yes\",'Hourly District Input'!EC96,\"\"))","v":""},{"$f":"IF(R$191=\"\",\"\",IF($I$187=\"Yes\",'Hourly District Input'!ED96,\"\"))","v":""},{"$f":"IF(S$191=\"\",\"\",IF($I$187=\"Yes\",'Hourly District Input'!EE96,\"\"))","v":""},{"$f":"IF(T$191=\"\",\"\",IF($I$187=\"Yes\",'Hourly District Input'!EF96,\"\"))","v":""},{"$f":"IF(U$191=\"\",\"\",IF($I$187=\"Yes\",'Hourly District Input'!EG96,\"\"))","v":""},"","","","","",null,17,{"$f":"INDEX(Perf_byEndUse_SEEUPF_Summary_Table,AB208+1,1)","v":0},null,null,null,null,null,null,null,null,null,{"$f":"IF(G$191=\"\",\"\",IF($I$187=\"Yes\",'Hourly District Input'!DX96,\"\"))","v":""},{"$f":"IF(H$191=\"\",\"\",IF($I$187=\"Yes\",'Hourly District Input'!DY96,\"\"))","v":""},{"$f":"IF(I$191=\"\",\"\",IF($I$187=\"Yes\",'Hourly District Input'!DZ96,\"\"))","v":""},{"$f":"IF(J$191=\"\",\"\",IF($I$187=\"Yes\",'Hourly District Input'!EA96,\"\"))","v":""},{"$f":"IF(K$191=\"\",\"\",IF($I$187=\"Yes\",'Hourly District Input'!EB96,\"\"))","v":""},"","","","","",{"$f":"IF(Q$191=\"\",\"\",IF($I$187=\"Yes\",'Hourly District Input'!EC96,\"\"))","v":""},{"$f":"IF(R$191=\"\",\"\",IF($I$187=\"Yes\",'Hourly District Input'!ED96,\"\"))","v":""},{"$f":"IF(S$191=\"\",\"\",IF($I$187=\"Yes\",'Hourly District Input'!EE96,\"\"))","v":""},{"$f":"IF(T$191=\"\",\"\",IF($I$187=\"Yes\",'Hourly District Input'!EF96,\"\"))","v":""},{"$f":"IF(U$191=\"\",\"\",IF($I$187=\"Yes\",'Hourly District Input'!EG96,\"\"))","v":""},"","","","",""]
[null,null,{"$error":"#DIV/0!"},null,"Other unregulated","Btuh",{"$f":"IF(G$191=\"\",\"\",IF($I$187=\"Yes\",'Hourly District Input'!DX97,\"\"))","v":""},{"$f":"IF(H$191=\"\",\"\",IF($I$187=\"Yes\",'Hourly District Input'!DY97,\"\"))","v":""},{"$f":"IF(I$191=\"\",\"\",IF($I$187=\"Yes\",'Hourly District Input'!DZ97,\"\"))","v":""},{"$f":"IF(J$191=\"\",\"\",IF($I$187=\"Yes\",'Hourly District Input'!EA97,\"\"))","v":""},{"$f":"IF(K$191=\"\",\"\",IF($I$187=\"Yes\",'Hourly District Input'!EB97,\"\"))","v":""},"","","","","",{"$f":"IF(Q$191=\"\",\"\",IF($I$187=\"Yes\",'Hourly District Input'!EC97,\"\"))","v":""},{"$f":"IF(R$191=\"\",\"\",IF($I$187=\"Yes\",'Hourly District Input'!ED97,\"\"))","v":""},{"$f":"IF(S$191=\"\",\"\",IF($I$187=\"Yes\",'Hourly District Input'!EE97,\"\"))","v":""},{"$f":"IF(T$191=\"\",\"\",IF($I$187=\"Yes\",'Hourly District Input'!EF97,\"\"))","v":""},{"$f":"IF(U$191=\"\",\"\",IF($I$187=\"Yes\",'Hourly District Input'!EG97,\"\"))","v":""},"","","","","",null,18,{"$f":"INDEX(Perf_byEndUse_SEEUPF_Summary_Table,AB209+1,1)","v":0},null,null,null,null,null,null,null,null,null,{"$f":"IF(G$191=\"\",\"\",IF($I$187=\"Yes\",'Hourly District Input'!DX97,\"\"))","v":""},{"$f":"IF(H$191=\"\",\"\",IF($I$187=\"Yes\",'Hourly District Input'!DY97,\"\"))","v":""},{"$f":"IF(I$191=\"\",\"\",IF($I$187=\"Yes\",'Hourly District Input'!DZ97,\"\"))","v":""},{"$f":"IF(J$191=\"\",\"\",IF($I$187=\"Yes\",'Hourly District Input'!EA97,\"\"))","v":""},{"$f":"IF(K$191=\"\",\"\",IF($I$187=\"Yes\",'Hourly District Input'!EB97,\"\"))","v":""},"","","","","",{"$f":"IF(Q$191=\"\",\"\",IF($I$187=\"Yes\",'Hourly District Input'!EC97,\"\"))","v":""},{"$f":"IF(R$191=\"\",\"\",IF($I$187=\"Yes\",'Hourly District Input'!ED97,\"\"))","v":""},{"$f":"IF(S$191=\"\",\"\",IF($I$187=\"Yes\",'Hourly District Input'!EE97,\"\"))","v":""},{"$f":"IF(T$191=\"\",\"\",IF($I$187=\"Yes\",'Hourly District Input'!EF97,\"\"))","v":""},{"$f":"IF(U$191=\"\",\"\",IF($I$187=\"Yes\",'Hourly District Input'!EG97,\"\"))","v":""},"","","","",""]
[null,null,{"$error":"#DIV/0!"},null,"Whole building","Btuh",{"$f":"IF(G$191=\"\",\"-\",IF(AND($I$188=\"No\",$I$187=\"No\"),\"\",IF($I$188=\"Yes\",SUM(G192:G209),IF($I$187=\"Yes\",'Hourly District Input'!DX98,\"\"))))","v":""},{"$f":"IF(H$191=\"\",\"-\",IF(AND($I$188=\"No\",$I$187=\"No\"),\"\",IF($I$188=\"Yes\",SUM(H192:H209),IF($I$187=\"Yes\",'Hourly District Input'!DY98,\"\"))))","v":""},{"$f":"IF(I$191=\"\",\"-\",IF(AND($I$188=\"No\",$I$187=\"No\"),\"\",IF($I$188=\"Yes\",SUM(I192:I209),IF($I$187=\"Yes\",'Hourly District Input'!DZ98,\"\"))))","v":""},{"$f":"IF(J$191=\"\",\"-\",IF(AND($I$188=\"No\",$I$187=\"No\"),\"\",IF($I$188=\"Yes\",SUM(J192:J209),IF($I$187=\"Yes\",'Hourly District Input'!EA98,\"\"))))","v":""},{"$f":"IF(K$191=\"\",\"-\",IF(AND($I$188=\"No\",$I$187=\"No\"),\"\",IF($I$188=\"Yes\",SUM(K192:K209),IF($I$187=\"Yes\",'Hourly District Input'!EB98,\"\"))))","v":""},{"$f":"IFERROR(IF(L$191=\"\",\"-\",IF($I$188=\"Yes\",SUM(L192:L209),G210*$AH$199)),\"\")","v":""},{"$f":"IFERROR(IF(M$191=\"\",\"-\",IF($I$188=\"Yes\",SUM(M192:M209),H210*$AH$199)),\"\")","v":""},"","","",{"$f":"IF(Q$191=\"\",\"-\",IF(AND($I$188=\"No\",$I$187=\"No\"),\"\",IF($I$188=\"Yes\",SUM(Q192:Q209),IF($I$187=\"Yes\",'Hourly District Input'!EC98,\"\"))))","v":""},{"$f":"IF(R$191=\"\",\"-\",IF(AND($I$188=\"No\",$I$187=\"No\"),\"\",IF($I$188=\"Yes\",SUM(R192:R209),IF($I$187=\"Yes\",'Hourly District Input'!ED98,\"\"))))","v":""},{"$f":"IF(S$191=\"\",\"-\",IF(AND($I$188=\"No\",$I$187=\"No\"),\"\",IF($I$188=\"Yes\",SUM(S192:S209),IF($I$187=\"Yes\",'Hourly District Input'!EE98,\"\"))))","v":""},{"$f":"IF(T$191=\"\",\"-\",IF(AND($I$188=\"No\",$I$187=\"No\"),\"\",IF($I$188=\"Yes\",SUM(T192:T209),IF($I$187=\"Yes\",'Hourly District Input'!EF98,\"\"))))","v":""},{"$f":"IF(U$191=\"\",\"-\",IF(AND($I$188=\"No\",$I$187=\"No\"),\"\",IF($I$188=\"Yes\",SUM(U192:U209),IF($I$187=\"Yes\",'Hourly District Input'!EG98,\"\"))))","v":""},{"$f":"IFERROR(IF(V$191=\"\",\"-\",IF($I$188=\"Yes\",SUM(V192:V209),L210-Q210)),\"\")","v":""},{"$f":"IFERROR(IF(W$191=\"\",\"-\",IF($I$188=\"Yes\",SUM(W192:W209),M210-R210)),\"\")","v":""},"","","",null,null,null,null,null,null,null,null,null,null,null,null,{"$f":"IF(G$191=\"\",\"-\",IF(AND($I$188=\"No\",$I$187=\"No\"),\"\",IF($I$188=\"Yes\",SUM(G192:G209),IF($I$187=\"Yes\",'Hourly District Input'!DX98,\"\"))))","v":""},{"$f":"IF(H$191=\"\",\"-\",IF(AND($I$188=\"No\",$I$187=\"No\"),\"\",IF($I$188=\"Yes\",SUM(H192:H209),IF($I$187=\"Yes\",'Hourly District Input'!DY98,\"\"))))","v":""},{"$f":"IF(I$191=\"\",\"-\",IF(AND($I$188=\"No\",$I$187=\"No\"),\"\",IF($I$188=\"Yes\",SUM(I192:I209),IF($I$187=\"Yes\",'Hourly District Input'!DZ98,\"\"))))","v":""},{"$f":"IF(J$191=\"\",\"-\",IF(AND($I$188=\"No\",$I$187=\"No\"),\"\",IF($I$188=\"Yes\",SUM(J192:J209),IF($I$187=\"Yes\",'Hourly District Input'!EA98,\"\"))))","v":""},{"$f":"IF(K$191=\"\",\"-\",IF(AND($I$188=\"No\",$I$187=\"No\"),\"\",IF($I$188=\"Yes\",SUM(K192:K209),IF($I$187=\"Yes\",'Hourly District Input'!EB98,\"\"))))","v":""},{"$f":"IFERROR(IF(L$191=\"\",\"-\",IF($I$188=\"Yes\",SUM(L192:L209),G210*$AH$199)),\"\")","v":""},{"$f":"IFERROR(IF(M$191=\"\",\"-\",IF($I$188=\"Yes\",SUM(M192:M209),H210*$AH$199)),\"\")","v":""},"","","",{"$f":"IF(Q$191=\"\",\"-\",IF(AND($I$188=\"No\",$I$187=\"No\"),\"\",IF($I$188=\"Yes\",SUM(Q192:Q209),IF($I$187=\"Yes\",'Hourly District Input'!EC98,\"\"))))","v":""},{"$f":"IF(R$191=\"\",\"-\",IF(AND($I$188=\"No\",$I$187=\"No\"),\"\",IF($I$188=\"Yes\",SUM(R192:R209),IF($I$187=\"Yes\",'Hourly District Input'!ED98,\"\"))))","v":""},{"$f":"IF(S$191=\"\",\"-\",IF(AND($I$188=\"No\",$I$187=\"No\"),\"\",IF($I$188=\"Yes\",SUM(S192:S209),IF($I$187=\"Yes\",'Hourly District Input'!EE98,\"\"))))","v":""},{"$f":"IF(T$191=\"\",\"-\",IF(AND($I$188=\"No\",$I$187=\"No\"),\"\",IF($I$188=\"Yes\",SUM(T192:T209),IF($I$187=\"Yes\",'Hourly District Input'!EF98,\"\"))))","v":""},{"$f":"IF(U$191=\"\",\"-\",IF(AND($I$188=\"No\",$I$187=\"No\"),\"\",IF($I$188=\"Yes\",SUM(U192:U209),IF($I$187=\"Yes\",'Hourly District Input'!EG98,\"\"))))","v":""},{"$f":"IFERROR(IF(V$191=\"\",\"-\",IF($I$188=\"Yes\",SUM(V192:V209),L210-Q210)),\"\")","v":""},{"$f":"IFERROR(IF(W$191=\"\",\"-\",IF($I$188=\"Yes\",SUM(W192:W209),M210-R210)),\"\")","v":""},"","",""]
[null,null,{"$error":"#DIV/0!"}]

{"sheet":"Modeling Plan Charrette","index":15,"n_rows":124,"n_cols":37,"rows_kept":124,"cut":false,"hidden":false,"merged":[[12,4,12,5],[14,4,14,5],[15,4,15,5],[16,4,16,5],[17,4,17,5],[18,4,18,5],[4,4,4,10],[5,4,5,10],[6,4,6,10],[7,4,7,10],[9,4,9,24],[11,4,11,5],[32,4,32,5],[33,4,33,5],[34,4,34,5],[35,4,35,5],[36,4,36,5],[41,4,41,5],[19,4,19,5],[21,4,21,5],[28,4,28,5],[29,4,29,5],[30,4,30,5],[31,4,31,5],[26,4,26,5],[22,4,22,5],[23,4,23,5],[24,4,24,5],[25,4,25,5],[27,4,27,5],[37,4,37,5],[38,4,38,5],[39,4,39,5],[50,4,50,5],[51,4,51,5],[51,6,51,10],[52,4,52,5],[52,6,52,10],[53,4,53,5],[53,6,53,10],[42,4,42,5],[43,4,43,5],[44,4,44,5],[46,4,46,5],[47,4,47,5],[48,4,48,5],[59,5,59,6],[59,7,59,10],[60,5,60,6],[60,7,60,10],[61,5,61,6],[61,7,61,10],[54,4,54,5],[54,6,54,10],[56,4,56,5],[57,4,57,10],[58,4,58,6],[58,7,58,10],[65,5,65,6],[65,7,65,10],[66,5,66,6],[66,7,66,10],[67,5,67,6],[67,7,67,10],[62,5,62,6],[62,7,62,10],[63,5,63,6],[63,7,63,10],[64,5,64,6],[64,7,64,10],[71,5,71,6],[71,7,71,10],[74,5,74,6],[74,7,74,10],[75,5,75,6],[75,7,75,10],[68,5,68,6],[68,7,68,10],[69,5,69,6],[69,7,69,10],[70,5,70,6],[70,7,70,10],[72,5,72,6],[73,5,73,6],[84,7,84,8],[84,9,84,10],[85,7,85,8],[85,9,85,10],[86,7,86,8],[86,9,86,10],[78,4,78,10],[81,4,81,10],[82,7,82,8],[82,9,82,10],[83,7,83,8],[83,9,83,10],[90,7,90,8],[90,9,90,10],[91,7,91,8],[91,9,91,10],[92,7,92,8],[92,9,92,10],[87,7,87,8],[87,9,87,10],[88,7,88,8],[88,9,88,10],[89,7,89,8],[89,9,89,10],[96,7,96,8],[96,9,96,10],[97,7,97,8],[97,9,97,10],[98,7,98,8],[98,9,98,10],[93,7,93,8],[93,9,93,10],[94,7,94,8],[94,9,94,10],[95,7,95,8],[95,9,95,10],[102,7,102,8],[102,9,102,10],[105,4,105,10],[108,4,108,5],[108,6,108,7],[108,8,108,10],[99,7,99,8],[99,9,99,10],[100,7,100,8],[100,9,100,10],[101,7,101,8],[101,9,101,10],[111,4,111,5],[111,6,111,7],[111,8,111,10],[112,4,112,5],[112,6,112,7],[112,8,112,10],[109,4,109,5],[109,6,109,7],[109,8,109,10],[110,4,110,5],[110,6,110,7],[110,8,110,10],[117,4,117,5],[117,6,117,7],[117,8,117,10],[118,4,118,5],[118,6,118,7],[118,8,118,10],[113,4,113,5],[113,6,113,7],[113,8,113,10],[116,4,116,5],[116,6,116,7],[116,8,116,10],[121,4,121,5],[121,6,121,7],[121,8,121,10],[123,4,123,10],[124,4,124,10],[119,4,119,5],[119,6,119,7],[119,8,119,10],[120,4,120,5],[120,6,120,7],[120,8,120,10]]}
[null,null,null,null,"Energy Modeling Charrette"]
[]
[]
[null,null,null,null,"Table of Contents"]
[null,null,null,null,{"$f":"E12","v":"General Information"}]
[null,null,null,null,{"$f":"E57","v":"Project Description & Energy Goals"}]
[null,null,null,null,{"$f":"E81","v":"Identified Eligible EEMs to be Pursued for Incentives"}]
[null,null,null,null,{"$f":"E105","v":"Preliminary HVAC System Mapping"}]
[]
[null,null,null,null,"Instructions\n1. Complete all of the peach fields below. Some fields will auto populate."]
[]
[null,null,null,null,"General Information"]
[null,null,null,null,"Date of Meeting"]
[]
[null,null,null,null,"Project Details"]
[null,null,null,null,"Project Name",null,{"$f":"IFERROR(INDEX(ImportsingleRowdata,2,COLUMN(Import!AJ15)),\"\")","v":0}]
[null,null,null,null,"Project ID",null,{"$f":"IFERROR(INDEX(ImportsingleRowdata,2,COLUMN(Import!AH15)),\"\")","v":0}]
[null,null,null,null,"Project Address",null,{"$f":"IFERROR(INDEX(ImportsingleRowdata,2,COLUMN(Import!AK15)),\"\")","v":0}]
[null,null,null,null,"City, State, ZIP",null,{"$f":"IFERROR(INDEX(ImportsingleRowdata,2,COLUMN(Import!AL15)),\"\")&\", \"&IFERROR(INDEX(ImportsingleRowdata,2,COLUMN(Import!AM15)),\"\")&\", \"&IFERROR(INDEX(ImportsingleRowdata,2,COLUMN(Import!AN15)),\"\")","v":", , "}]
[null,null,null,null,"Customer or Energy Modeler Project # (If Applicable)"]
[]
[null,null,null,null,"Key Project Information"]
[null,null,null,null,"Schematic Design Completion Date"]
[null,null,null,null,"Design Development Completion Date"]
[null,null,null,null,"Construction Document Completion Date"]
[null,null,null,null,"Construction Start Date"]
[null,null,null,null,"Construction Completion Date"]
[null,null,null,null,"Target Site EUI",null,null,null,null,null,null,null,null,null,null,null,null,null,null,null,null,null,null,null,null,null,null,"building areas","above grade floors","below grade floors","NewConstructionConditionedsf ","RenovationConditionedsf ","NewConstructionSemiHeatedUnconditionedsf ","RenovationSemiHeatedUnconditionedsf ","NewConstructionUnenclosedsf ","RenovationUnenclosedsf ","Fuel Sources"]
[null,null,null,null,"Building Type(s)",null,{"$f":"IFERROR(_xlfn.TEXTJOIN(\", \",TRUE,AB29:AB38),\"\")","v":""},null,null,null,null,null,null,null,null,null,null,null,null,null,null,null,null,null,null,null,1,{"$f":"IF(IFERROR(INDEX(ImportBldgAreadata,AA29+1,COLUMN(Import!A1)),\"\")=0,\"\",IFERROR(INDEX(ImportBldgAreadata,AA29+1,COLUMN(Import!A1)),\"\"))","v":""},{"$f":"IFERROR(INDEX(ImportBldgAreadata,AA29+1,COLUMN(Import!H1)),\"\")","v":0},{"$f":"IFERROR(INDEX(ImportBldgAreadata,AA29+1,COLUMN(Import!I1)),\"\")","v":0},{"$f":"IFERROR(INDEX(ImportBldgAreadata,$AA29+1,COLUMN(Import!B2)),\"\")","v":0},{"$f":"IFERROR(INDEX(ImportBldgAreadata,$AA29+1,COLUMN(Import!C2)),\"\")","v":0},{"$f":"IFERROR(INDEX(ImportBldgAreadata,$AA29+1,COLUMN(Import!D2)),\"\")","v":0},{"$f":"IFERROR(INDEX(ImportBldgAreadata,$AA29+1,COLUMN(Import!E2)),\"\")","v":0},{"$f":"IFERROR(INDEX(ImportBldgAreadata,$AA29+1,COLUMN(Import!F2)),\"\")","v":0},{"$f":"IFERROR(INDEX(ImportBldgAreadata,$AA29+1,COLUMN(Import!G2)),\"\")","v":0},{"$f":"IF(IFERROR(INDEX(ImportCostdata,AA29+1,COLUMN(Import!A74)),\"\")=0,\"\",IFERROR(INDEX(ImportCostdata,AA29+1,COLUMN(Import!A74)),\"\"))","v":""}]
[null,null,null,null,"Number Stories Above & Below Grade",null,{"$f":"IFERROR(SUM(AC29:AC38,AD29:AD38),\"\")","v":0},null,null,null,null,null,null,null,null,null,null,null,null,null,null,null,null,null,null,null,2,{"$f":"IF(IFERROR(INDEX(ImportBldgAreadata,AA30+1,COLUMN(Import!A2)),\"\")=0,\"\",IFERROR(INDEX(ImportBldgAreadata,AA30+1,COLUMN(Import!A2)),\"\"))","v":""},{"$f":"IFERROR(INDEX(ImportBldgAreadata,AA30+1,COLUMN(Import!H2)),\"\")","v":0},{"$f":"IFERROR(INDEX(ImportBldgAreadata,AA30+1,COLUMN(Import!I2)),\"\")","v":0},{"$f":"IFERROR(INDEX(ImportBldgAreadata,$AA30+1,COLUMN(Import!B3)),\"\")","v":0},{"$f":"IFERROR(INDEX(ImportBldgAreadata,$AA30+1,COLUMN(Import!C3)),\"\")","v":0},{"$f":"IFERROR(INDEX(ImportBldgAreadata,$AA30+1,COLUMN(Import!D3)),\"\")","v":0},{"$f":"IFERROR(INDEX(ImportBldgAreadata,$AA30+1,COLUMN(Import!E3)),\"\")","v":0},{"$f":"IFERROR(INDEX(ImportBldgAreadata,$AA30+1,COLUMN(Import!F3)),\"\")","v":0},{"$f":"IFERROR(INDEX(ImportBldgAreadata,$AA30+1,COLUMN(Import!G3)),\"\")","v":0},{"$f":"IF(IFERROR(INDEX(ImportCostdata,AA30+1,COLUMN(Import!A75)),\"\")=0,\"\",IFERROR(INDEX(ImportCostdata,AA30+1,COLUMN(Import!A75)),\"\"))","v":""}]
[null,null,null,null,"Building Sq. Ft. (In accordance with the Path 1&2 definition)",null,{"$f":"IFERROR(SUM(AE29:AJ38),\"\")","v":0},null,null,null,null,null,null,null,null,null,null,null,null,null,null,null,null,null,null,null,3,{"$f":"IF(IFERROR(INDEX(ImportBldgAreadata,AA31+1,COLUMN(Import!A3)),\"\")=0,\"\",IFERROR(INDEX(ImportBldgAreadata,AA31+1,COLUMN(Import!A3)),\"\"))","v":""},{"$f":"IFERROR(INDEX(ImportBldgAreadata,AA31+1,COLUMN(Import!H3)),\"\")","v":0},{"$f":"IFERROR(INDEX(ImportBldgAreadata,AA31+1,COLUMN(Import!I3)),\"\")","v":0},{"$f":"IFERROR(INDEX(ImportBldgAreadata,$AA31+1,COLUMN(Import!B4)),\"\")","v":0},{"$f":"IFERROR(INDEX(ImportBldgAreadata,$AA31+1,COLUMN(Import!C4)),\"\")","v":0},{"$f":"IFERROR(INDEX(ImportBldgAreadata,$AA31+1,COLUMN(Import!D4)),\"\")","v":0},{"$f":"IFERROR(INDEX(ImportBldgAreadata,$AA31+1,COLUMN(Import!E4)),\"\")","v":0},{"$f":"IFERROR(INDEX(ImportBldgAreadata,$AA31+1,COLUMN(Import!F4)),\"\")","v":0},{"$f":"IFERROR(INDEX(ImportBldgAreadata,$AA31+1,COLUMN(Import!G4)),\"\")","v":0},{"$f":"IF(IFERROR(INDEX(ImportCostdata,AA31+1,COLUMN(Import!A76)),\"\")=0,\"\",IFERROR(INDEX(ImportCostdata,AA31+1,COLUMN(Import!A76)),\"\"))","v":""}]
[null,null,null,null,"Building Operating Schedule Description",null,null,null,null,null,null,null,null,null,null,null,null,null,null,null,null,null,null,null,null,null,4,{"$f":"IF(IFERROR(INDEX(ImportBldgAreadata,AA32+1,COLUMN(Import!A4)),\"\")=0,\"\",IFERROR(INDEX(ImportBldgAreadata,AA32+1,COLUMN(Import!A4)),\"\"))","v":""},{"$f":"IFERROR(INDEX(ImportBldgAreadata,AA32+1,COLUMN(Import!H4)),\"\")","v":0},{"$f":"IFERROR(INDEX(ImportBldgAreadata,AA32+1,COLUMN(Import!I4)),\"\")","v":0},{"$f":"IFERROR(INDEX(ImportBldgAreadata,$AA32+1,COLUMN(Import!B5)),\"\")","v":0},{"$f":"IFERROR(INDEX(ImportBldgAreadata,$AA32+1,COLUMN(Import!C5)),\"\")","v":0},{"$f":"IFERROR(INDEX(ImportBldgAreadata,$AA32+1,COLUMN(Import!D5)),\"\")","v":0},{"$f":"IFERROR(INDEX(ImportBldgAreadata,$AA32+1,COLUMN(Import!E5)),\"\")","v":0},{"$f":"IFERROR(INDEX(ImportBldgAreadata,$AA32+1,COLUMN(Import!F5)),\"\")","v":0},{"$f":"IFERROR(INDEX(ImportBldgAreadata,$AA32+1,COLUMN(Import!G5)),\"\")","v":0},{"$f":"IF(IFERROR(INDEX(ImportCostdata,AA32+1,COLUMN(Import!A77)),\"\")=0,\"\",IFERROR(INDEX(ImportCostdata,AA32+1,COLUMN(Import!A77)),\"\"))","v":""}]
[null,null,null,null,"Design Stage During Date of Meeting",null,null,null,null,null,null,null,null,null,null,null,null,null,null,null,null,null,null,null,null,null,5,{"$f":"IF(IFERROR(INDEX(ImportBldgAreadata,AA33+1,COLUMN(Import!A5)),\"\")=0,\"\",IFERROR(INDEX(ImportBldgAreadata,AA33+1,COLUMN(Import!A5)),\"\"))","v":""},{"$f":"IFERROR(INDEX(ImportBldgAreadata,AA33+1,COLUMN(Import!H5)),\"\")","v":0},{"$f":"IFERROR(INDEX(ImportBldgAreadata,AA33+1,COLUMN(Import!I5)),\"\")","v":0},{"$f":"IFERROR(INDEX(ImportBldgAreadata,$AA33+1,COLUMN(Import!B6)),\"\")","v":0},{"$f":"IFERROR(INDEX(ImportBldgAreadata,$AA33+1,COLUMN(Import!C6)),\"\")","v":0},{"$f":"IFERROR(INDEX(ImportBldgAreadata,$AA33+1,COLUMN(Import!D6)),\"\")","v":0},{"$f":"IFERROR(INDEX(ImportBldgAreadata,$AA33+1,COLUMN(Import!E6)),\"\")","v":0},{"$f":"IFERROR(INDEX(ImportBldgAreadata,$AA33+1,COLUMN(Import!F6)),\"\")","v":0},{"$f":"IFERROR(INDEX(ImportBldgAreadata,$AA33+1,COLUMN(Import!G6)),\"\")","v":0},{"$f":"IF(IFERROR(INDEX(ImportCostdata,AA33+1,COLUMN(Import!A78)),\"\")=0,\"\",IFERROR(INDEX(ImportCostdata,AA33+1,COLUMN(Import!A78)),\"\"))","v":""}]
[null,null,null,null,"Estimated Construction Schedule",null,null,null,null,null,null,null,null,null,null,null,null,null,null,null,null,null,null,null,null,null,6,{"$f":"IF(IFERROR(INDEX(ImportBldgAreadata,AA34+1,COLUMN(Import!A6)),\"\")=0,\"\",IFERROR(INDEX(ImportBldgAreadata,AA34+1,COLUMN(Import!A6)),\"\"))","v":""},{"$f":"IFERROR(INDEX(ImportBldgAreadata,AA34+1,COLUMN(Import!H6)),\"\")","v":0},{"$f":"IFERROR(INDEX(ImportBldgAreadata,AA34+1,COLUMN(Import!I6)),\"\")","v":0},{"$f":"IFERROR(INDEX(ImportBldgAreadata,$AA34+1,COLUMN(Import!B7)),\"\")","v":0},{"$f":"IFERROR(INDEX(ImportBldgAreadata,$AA34+1,COLUMN(Import!C7)),\"\")","v":0},{"$f":"IFERROR(INDEX(ImportBldgAreadata,$AA34+1,COLUMN(Import!D7)),\"\")","v":0},{"$f":"IFERROR(INDEX(ImportBldgAreadata,$AA34+1,COLUMN(Import!E7)),\"\")","v":0},{"$f":"IFERROR(INDEX(ImportBldgAreadata,$AA34+1,COLUMN(Import!F7)),\"\")","v":0},{"$f":"IFERROR(INDEX(ImportBldgAreadata,$AA34+1,COLUMN(Import!G7)),\"\")","v":0},{"$f":"IF(IFERROR(INDEX(ImportCostdata,AA34+1,COLUMN(Import!A79)),\"\")=0,\"\",IFERROR(INDEX(ImportCostdata,AA34+1,COLUMN(Import!A79)),\"\"))","v":""}]
[null,null,null,null,"Estimated Construction Budget",null,null,null,null,null,null,null,null,null,null,null,null,null,null,null,null,null,null,null,null,null,7,{"$f":"IF(IFERROR(INDEX(ImportBldgAreadata,AA35+1,COLUMN(Import!A7)),\"\")=0,\"\",IFERROR(INDEX(ImportBldgAreadata,AA35+1,COLUMN(Import!A7)),\"\"))","v":""},{"$f":"IFERROR(INDEX(ImportBldgAreadata,AA35+1,COLUMN(Import!H7)),\"\")","v":0},{"$f":"IFERROR(INDEX(ImportBldgAreadata,AA35+1,COLUMN(Import!I7)),\"\")","v":0},{"$f":"IFERROR(INDEX(ImportBldgAreadata,$AA35+1,COLUMN(Import!B8)),\"\")","v":0},{"$f":"IFERROR(INDEX(ImportBldgAreadata,$AA35+1,COLUMN(Import!C8)),\"\")","v":0},{"$f":"IFERROR(INDEX(ImportBldgAreadata,$AA35+1,COLUMN(Import!D8)),\"\")","v":0},{"$f":"IFERROR(INDEX(ImportBldgAreadata,$AA35+1,COLUMN(Import!E8)),\"\")","v":0},{"$f":"IFERROR(INDEX(ImportBldgAreadata,$AA35+1,COLUMN(Import!F8)),\"\")","v":0},{"$f":"IFERROR(INDEX(ImportBldgAreadata,$AA35+1,COLUMN(Import!G8)),\"\")","v":0},{"$f":"IF(IFERROR(INDEX(ImportCostdata,AA35+1,COLUMN(Import!A80)),\"\")=0,\"\",IFERROR(INDEX(ImportCostdata,AA35+1,COLUMN(Import!A80)),\"\"))","v":""}]
[null,null,null,null,"Building District Systems (If Applicable)",null,null,null,null,null,null,null,null,null,null,null,null,null,null,null,null,null,null,null,null,null,8,{"$f":"IF(IFERROR(INDEX(ImportBldgAreadata,AA36+1,COLUMN(Import!A8)),\"\")=0,\"\",IFERROR(INDEX(ImportBldgAreadata,AA36+1,COLUMN(Import!A8)),\"\"))","v":""},{"$f":"IFERROR(INDEX(ImportBldgAreadata,AA36+1,COLUMN(Import!H8)),\"\")","v":0},{"$f":"IFERROR(INDEX(ImportBldgAreadata,AA36+1,COLUMN(Import!I8)),\"\")","v":0},{"$f":"IFERROR(INDEX(ImportBldgAreadata,$AA36+1,COLUMN(Import!B9)),\"\")","v":0},{"$f":"IFERROR(INDEX(ImportBldgAreadata,$AA36+1,COLUMN(Import!C9)),\"\")","v":0},{"$f":"IFERROR(INDEX(ImportBldgAreadata,$AA36+1,COLUMN(Import!D9)),\"\")","v":0},{"$f":"IFERROR(INDEX(ImportBldgAreadata,$AA36+1,COLUMN(Import!E9)),\"\")","v":0},{"$f":"IFERROR(INDEX(ImportBldgAreadata,$AA36+1,COLUMN(Import!F9)),\"\")","v":0},{"$f":"IFERROR(INDEX(ImportBldgAreadata,$AA36+1,COLUMN(Import!G9)),\"\")","v":0},{"$f":"IF(IFERROR(INDEX(ImportCostdata,AA36+1,COLUMN(Import!A81)),\"\")=0,\"\",IFERROR(INDEX(ImportCostdata,AA36+1,COLUMN(Import!A81)),\"\"))","v":""}]
[null,null,null,null,"Building Fuel Source(s)",null,{"$f":"IFERROR(_xlfn.TEXTJOIN(\", \",TRUE,AK29:AK38),\"\")","v":""},null,null,null,null,null,null,null,null,null,null,null,null,null,null,null,null,null,null,null,9,{"$f":"IF(IFERROR(INDEX(ImportBldgAreadata,AA37+1,COLUMN(Import!A9)),\"\")=0,\"\",IFERROR(INDEX(ImportBldgAreadata,AA37+1,COLUMN(Import!A9)),\"\"))","v":""},{"$f":"IFERROR(INDEX(ImportBldgAreadata,AA37+1,COLUMN(Import!H9)),\"\")","v":0},{"$f":"IFERROR(INDEX(ImportBldgAreadata,AA37+1,COLUMN(Import!I9)),\"\")","v":0},{"$f":"IFERROR(INDEX(ImportBldgAreadata,$AA37+1,COLUMN(Import!B10)),\"\")","v":0},{"$f":"IFERROR(INDEX(ImportBldgAreadata,$AA37+1,COLUMN(Import!C10)),\"\")","v":0},{"$f":"IFERROR(INDEX(ImportBldgAreadata,$AA37+1,COLUMN(Import!D10)),\"\")","v":0},{"$f":"IFERROR(INDEX(ImportBldgAreadata,$AA37+1,COLUMN(Import!E10)),\"\")","v":0},{"$f":"IFERROR(INDEX(ImportBldgAreadata,$AA37+1,COLUMN(Import!F10)),\"\")","v":0},{"$f":"IFERROR(INDEX(ImportBldgAreadata,$AA37+1,COLUMN(Import!G10)),\"\")","v":0},{"$f":"IF(IFERROR(INDEX(ImportCostdata,AA37+1,COLUMN(Import!A82)),\"\")=0,\"\",IFERROR(INDEX(ImportCostdata,AA37+1,COLUMN(Import!A82)),\"\"))","v":""}]
[null,null,null,null,"If the project uses district energy, does the owner of the district systems pay into the energy efficiency (EE) fund?",null,null,null,null,null,null,null,null,null,null,null,null,null,null,null,null,null,null,null,null,null,10,{"$f":"IF(IFERROR(INDEX(ImportBldgAreadata,AA38+1,COLUMN(Import!A10)),\"\")=0,\"\",IFERROR(INDEX(ImportBldgAreadata,AA38+1,COLUMN(Import!A10)),\"\"))","v":""},{"$f":"IFERROR(INDEX(ImportBldgAreadata,AA38+1,COLUMN(Import!H10)),\"\")","v":0},{"$f":"IFERROR(INDEX(ImportBldgAreadata,AA38+1,COLUMN(Import!I10)),\"\")","v":0},{"$f":"IFERROR(INDEX(ImportBldgAreadata,$AA38+1,COLUMN(Import!B11)),\"\")","v":0},{"$f":"IFERROR(INDEX(ImportBldgAreadata,$AA38+1,COLUMN(Import!C11)),\"\")","v":0},{"$f":"IFERROR(INDEX(ImportBldgAreadata,$AA38+1,COLUMN(Import!D11)),\"\")","v":0},{"$f":"IFERROR(INDEX(ImportBldgAreadata,$AA38+1,COLUMN(Import!E11)),\"\")","v":0},{"$f":"IFERROR(INDEX(ImportBldgAreadata,$AA38+1,COLUMN(Import!F11)),\"\")","v":0},{"$f":"IFERROR(INDEX(ImportBldgAreadata,$AA38+1,COLUMN(Import!G11)),\"\")","v":0},{"$f":"IF(IFERROR(INDEX(ImportCostdata,AA38+1,COLUMN(Import!A83)),\"\")=0,\"\",IFERROR(INDEX(ImportCostdata,AA38+1,COLUMN(Import!A83)),\"\"))","v":""}]
[null,null,null,null,"Does the project have a Combined Heat and Power (CHP) system?"]
[null,null,null,null,"Will the project use oil, propane, or non-firm gas?",null,null,{"$f":"IF(G40=\"Yes\",\"Please see Section 3.2 of the Energy Modeling Guidelines for the required modeling approach for delivered fuels.\",\"\")","v":""}]
[]
[null,null,null,null,"Project Team"]
[null,null,null,null,"Owner Name",null,{"$f":"AB44","v":""},null,"Modeler Name",null,{"$f":"AC44","v":""},null,null,null,null,null,null,null,null,null,null,null,null,null,null,null,null,"Owner/Agent","Lead Energy Modeler","Designer/Contractor"]
[null,null,null,null,"Owner Email",null,{"$f":"AB45","v":""},null,"Modeler Email",null,{"$f":"AC45","v":""},null,null,null,null,null,null,null,null,null,null,null,null,null,null,null,"Name",{"$f":"IFERROR(INDEX(ImportContactdata,MATCH(AB$43,INDEX(ImportContactdata,,COLUMN(Import!$A$52)),0),COLUMN(Import!$C$52)) & \" \" & INDEX(ImportContactdata,MATCH(AB$43,INDEX(ImportContactdata,,COLUMN(Import!$A$52)),0),COLUMN(Import!$B$52)),\"\")","v":""},{"$f":"IFERROR(INDEX(ImportContactdata,MATCH(AC$43,INDEX(ImportContactdata,,COLUMN(Import!$A$52)),0),COLUMN(Import!$C$52)) & \" \" & INDEX(ImportContactdata,MATCH(AC$43,INDEX(ImportContactdata,,COLUMN(Import!$A$52)),0),COLUMN(Import!$B$52)),\"\")","v":""},{"$f":"IFERROR(INDEX(ImportContactdata,MATCH(AD$43,INDEX(ImportContactdata,,COLUMN(Import!$A$52)),0),COLUMN(Import!$C$52)) & \" \" & INDEX(ImportContactdata,MATCH(AD$43,INDEX(ImportContactdata,,COLUMN(Import!$A$52)),0),COLUMN(Import!$B$52)),\"\")","v":""}]
[null,null,null,null,"Owner Phone",null,{"$f":"AB46","v":""},null,"Modeler Phone",null,{"$f":"AC46","v":""},null,null,null,null,null,null,null,null,null,null,null,null,null,null,null,"Email",{"$f":"IFERROR(INDEX(ImportContactdata,MATCH(AB$43,INDEX(ImportContactdata,,COLUMN(Import!$A$52)),0),COLUMN(Import!$F$52)),\"\")","v":""},{"$f":"IFERROR(INDEX(ImportContactdata,MATCH(AC$43,INDEX(ImportContactdata,,COLUMN(Import!$A$52)),0),COLUMN(Import!$F$52)),\"\")","v":""},{"$f":"IFERROR(INDEX(ImportContactdata,MATCH(AD$43,INDEX(ImportContactdata,,COLUMN(Import!$A$52)),0),COLUMN(Import!$F$52)),\"\")","v":""}]
[null,null,null,null,null,null,null,null,null,null,null,null,null,null,null,null,null,null,null,null,null,null,null,null,null,null,"Phone",{"$f":"IFERROR(INDEX(ImportContactdata,MATCH(AB$43,INDEX(ImportContactdata,,COLUMN(Import!$A$52)),0),COLUMN(Import!$G$52)),\"\")","v":""},{"$f":"IFERROR(INDEX(ImportContactdata,MATCH(AC$43,INDEX(ImportContactdata,,COLUMN(Import!$A$52)),0),COLUMN(Import!$G$52)),\"\")","v":""},{"$f":"IFERROR(INDEX(ImportContactdata,MATCH(AD$43,INDEX(ImportContactdata,,COLUMN(Import!$A$52)),0),COLUMN(Import!$G$52)),\"\")","v":""}]
[null,null,null,null,"Architect Name",null,null,null,"MEP Name",null,{"$f":"AD44","v":""}]
[null,null,null,null,"Architect Email",null,null,null,"MEP Email",null,{"$f":"AD45","v":""}]
[null,null,null,null,"Architect Phone",null,null,null,"MEP Phone",null,{"$f":"AD46","v":""}]
[]
[null,null,null,null,"Energy Modeler Information"]
[null,null,null,null,"Required Energy Code Used for Modeling Protocol",null,"ASHRAE 90.1-2019"]
[null,null,null,null,"Simulation Software"]
[null,null,null,null,"Describe Supplemental Calculations, if applicable"]
[null,null,null,null,"Energy Modeler Notes/Special Requirements"]
[]
[null,null,null,null,"Project Description & Energy Goals"]
[null,null,null,null,"Instructions\n1. In the table below, check off all applicable project goals and if necessary, provide a brief description of that goal."]
[null,null,null,null,"Project Goal Category",null,null,"Project Goal Description"]
[null,null,null,null,null,"2022 CT Energy Code Compliance via C102.1.1 w/ Eversource or UI Letter of Agreement ",null,"In Progress"]
[null,null,null,null,null,"Early Modeling Design Support"]
[null,null,null,null,null,"CT High Performance Building Certification"]
[null,null,null,null,null,"≥ 10% < 15% ECB Energy Model Performance"]
[null,null,null,null,null,"≥ 15% < 20% ECB Energy Model Performance"]
[null,null,null,null,null,"≥ 20% < 25% ECB Energy Model Performance"]
[null,null,null,null,null,"≥ 25% < 30% ECB Energy Model Performance"]
[null,null,null,null,null,"≥ 35% < 40% ECB Energy Model Performance"]
[null,null,null,null,null,"≥ 40% ECB Energy Model Performance"]
[null,null,null,null,null,"LEED Certified"]
[null,null,null,null,null,"LEED Silver / 2 Green Globes"]
[null,null,null,null,null,"LEED Gold / 3 Green Globes"]
[null,null,null,null,null,"LEED Platinum / 4 Green Globes"]
[null,null,null,null,null,"Net-Zero Ready"]
[null,null,null,null,null,"All Electric Building"]
[null,null,null,null,null,"Enhanced Commissioning"]
[null,null,null,null,null,"Section 179D Energy Efficient Commercial Building Tax Deduction"]
[]
[null,null,null,null,"In the space below, provide a narrative description of notable building parameters or any other specific project goals."]
[]
[]
[null,null,null,null,"Identified Eligible EEMs to be Pursued for Incentives"]
[null,null,null,null,"Instructions\nRefer to Inspection Requirements tab and maintain similar nomenclature. Modeler to refer to program guidelines for eligible measures. Delete & add rows as necessary. Renewable energy systems, such as photovoltaic solar panels, and CHP are not incentivized under the Energy Conscious Blueprint Energy Model Program and should be excluded from both the baseline and proposed energy models or otherwise modeled as energy neutral. "]
[null,null,null,null,"#","Measure Name","Measure Type","Measure Subtype",null,"Measure Specific Goals & Note",null,null,null,null,null,null,null,null,null,null,null,null,null,null,null,null,"Measure Dropdown","Measure Subtype Dropdown - Lighting","Measure Subtype Dropdown - DHW","Measure Subtype Dropdown - Envelope","Measure Subtype Dropdown - Air-Side HVAC","Measure Subtype Dropdown - Water-Side HVAC","Measure Subtype Dropdown - HVAC Controls","Measure Subtype Dropdown - Other"]
[null,null,null,null,1,null,null,null,null,null,null,null,null,null,null,null,null,null,null,null,null,null,null,null,null,null,"Lighting","Interior Lighting Power Reduction","Domestic Hot Water Heater","Roof","Single Zone CV System (DX/Furnace)","Cooling Tower","HW Differential Pressure Reset","EnergyStar Appliances"]
[null,null,null,null,2,null,null,null,null,null,null,null,null,null,null,null,null,null,null,null,null,null,null,null,null,null,"DHW","Exterior Lighting Power Reduction","Low-Flow Fixtures","Walls","Single Zone CV System (DX/HW or Steam)","Electric Chiller (air-cooled)","CHW Differential Pressure Reset"]
[null,null,null,null,3,null,null,null,null,null,null,null,null,null,null,null,null,null,null,null,null,null,null,null,null,null,"Envelope","Occupancy Controls",null,"Floors","Single Zone CV System (CHW/HW or Steam)","Electric Chiller (water-cooled)","HW OA Reset"]
[null,null,null,null,4,null,null,null,null,null,null,null,null,null,null,null,null,null,null,null,null,null,null,null,null,null,"Air-Side HVAC","Daylight Dimming Controls",null,"Below-Grade Walls","Single Zone VAV System (DX/Furnace)","Steam Absorption Chiller","CHW OA Reset"]
[null,null,null,null,5,null,null,null,null,null,null,null,null,null,null,null,null,null,null,null,null,null,null,null,null,null,"Water-Side HVAC",null,null,"Below-Grade Floors","Multiple Zone VAV System (DX/Furnace)","Gas Absorption Chiller","Enthalpy Economizer"]
[null,null,null,null,6,null,null,null,null,null,null,null,null,null,null,null,null,null,null,null,null,null,null,null,null,null,"HVAC Controls",null,null,"Slab-on-grade Floor","Single Zone VAV System (DX/HW)","Hot Water Boiler","Demand Control Ventilation"]
[null,null,null,null,7,null,null,null,null,null,null,null,null,null,null,null,null,null,null,null,null,null,null,null,null,null,"Other",null,null,"Vertical Fenestration","Multiple Zone VAV System (DX/HW)","Steam Boiler","VAV Static Pressure Reset"]
[null,null,null,null,8,null,null,null,null,null,null,null,null,null,null,null,null,null,null,null,null,null,null,null,null,null,null,null,null,"Doors","Single Zone VAV System (CHW/HW or Steam)","Water to Water Geothermal HP Chillers – Closed Loop","Other HVAC Controls"]
[null,null,null,null,9,null,null,null,null,null,null,null,null,null,null,null,null,null,null,null,null,null,null,null,null,null,null,null,null,"Skylights","Multiple Zone VAV System (CHW/HW or Steam)","Water to Water Geothermal HP Chillers – Open Loop"]
[null,null,null,null,10,null,null,null,null,null,null,null,null,null,null,null,null,null,null,null,null,null,null,null,null,null,null,null,null,null,"Dedicated Outdoor Air System (DX/Furnace)","CHW Pump"]
[null,null,null,null,11,null,null,null,null,null,null,null,null,null,null,null,null,null,null,null,null,null,null,null,null,null,null,null,null,null,"Dedicated Outdoor Air System (DX/HW or Steam)","CW Pump"]
[null,null,null,null,12,null,null,null,null,null,null,null,null,null,null,null,null,null,null,null,null,null,null,null,null,null,null,null,null,null,"Dedicated Outdoor Air System (CHW/HW)","HW Pump"]
[null,null,null,null,13,null,null,null,null,null,null,null,null,null,null,null,null,null,null,null,null,null,null,null,null,null,null,null,null,null,"Air to Air Heat Pump"]
[null,null,null,null,14,null,null,null,null,null,null,null,null,null,null,null,null,null,null,null,null,null,null,null,null,null,null,null,null,null,"Chilled Beams"]
[null,null,null,null,15,null,null,null,null,null,null,null,null,null,null,null,null,null,null,null,null,null,null,null,null,null,null,null,null,null,"Closed Loop Geothermal HP"]
[null,null,null,null,16,null,null,null,null,null,null,null,null,null,null,null,null,null,null,null,null,null,null,null,null,null,null,null,null,null,"Fan Coil Units (CHW/HW)"]
[null,null,null,null,17,null,null,null,null,null,null,null,null,null,null,null,null,null,null,null,null,null,null,null,null,null,null,null,null,null,"Open Loop Geothermal HP"]
[null,null,null,null,18,null,null,null,null,null,null,null,null,null,null,null,null,null,null,null,null,null,null,null,null,null,null,null,null,null,"Packaged Terminal AC"]
[null,null,null,null,19,null,null,null,null,null,null,null,null,null,null,null,null,null,null,null,null,null,null,null,null,null,null,null,null,null,"Packaged Terminal HP"]
[null,null,null,null,20,null,null,null,null,null,null,null,null,null,null,null,null,null,null,null,null,null,null,null,null,null,null,null,null,null,"Unit Heater (Electric)"]
[null,null,null,null,null,null,null,null,null,null,null,null,null,null,null,null,null,null,null,null,null,null,null,null,null,null,null,null,null,null,"Unit Heater (Furnace)"]
[null,null,null,null,"Preliminary HVAC System Mapping",null,null,null,null,null,null,null,null,null,null,null,null,null,null,null,null,null,null,null,null,null,null,null,null,null,"Unit Heater (HW)"]
[null,null,null,null,"Instructions\nIn the tables below, fill out the expected proposed HVAC systems and corresponding baseline HVAC systems. Under the Areas Served column, be consistent with your descriptions between the baseline and proposed buildings. The purpose of the table is to avoid any fuel switching being modeled that is prohibited by the program. For buildings connected to district energy systems, refer to Section 7 of WBP EMG V4.x for the appropriate modeling methodology.",null,null,null,null,null,null,null,null,null,null,null,null,null,null,null,null,null,null,null,null,null,null,null,null,null,"Variable Refrigerant Flow Heat Pump"]
[null,null,null,null,null,null,null,null,null,null,null,null,null,null,null,null,null,null,null,null,null,null,null,null,null,null,null,null,null,null,"Water Source Heat Pump"]
[null,null,null,null,"Proposed HVAC System Type(s)",null,null,null,null,null,null,null,null,null,null,null,null,null,null,null,null,null,null,null,null,null,null,null,null,null,"Other Air-Side System"]
[null,null,null,null,"HVAC System Type",null,"Heating & Cooling Fuels",null,"Areas Served",null,null,null,null,null,null,null,null,null,null,null,null,null,null,null,null,null,null,null,null,null,"Desiccant Dehumidification Wheel"]
[null,null,null,null,null,null,null,null,null,null,null,null,null,null,null,null,null,null,null,null,null,null,null,null,null,null,null,null,null,null,"Energy Recovery"]
[null,null,null,null,null,null,null,null,null,null,null,null,null,null,null,null,null,null,null,null,null,null,null,null,null,null,null,null,null,null,"Kitchen Hood VFD"]
[]
[]
[]
[]
[null,null,null,null,"Baseline HVAC System Type(s)"]
[null,null,null,null,"HVAC System Type",null,"Heating & Cooling Fuels",null,"Areas Served"]
[]
[]
[]
[]
[]
[]
[null,null,null,null,"In the space below, provide any notes regarding the Preliminary HVAC System Mapping. Renewable energy systems, such as photovoltaic solar panels, and CHP are not incentivized under the Energy Conscious Blueprint Energy Model Programs and should be excluded from both the baseline and proposed energy models or otherwise modeled as energy neutral."]

{"sheet":"Detailed Measures","index":16,"n_rows":92,"n_cols":211,"rows_kept":92,"cut":false,"hidden":false,"merged":[[11,4,11,7],[15,11,17,12],[58,4,58,10],[12,8,13,8],[12,4,13,7],[14,4,14,8],[15,16,17,16],[15,17,17,17],[15,18,17,18],[15,19,17,19],[15,20,17,20],[13,18,14,18],[13,19,14,19],[13,20,14,20],[19,30,20,31],[20,13,20,26],[20,27,20,28],[13,21,14,21],[13,13,14,13],[13,14,14,14],[13,15,14,15],[13,16,14,16],[13,17,14,17],[15,21,17,21],[15,13,17,13],[15,14,17,14],[15,15,17,15],[59,13,59,26],[59,27,59,28],[66,5,66,6],[67,5,67,6],[68,5,68,6],[69,5,69,6],[60,5,60,6],[61,5,61,6],[62,5,62,6],[63,5,63,6],[64,5,64,6],[82,5,82,6],[83,5,83,6],[84,5,84,6],[90,5,90,6],[85,5,85,6],[86,5,86,6],[87,5,87,6],[88,5,88,6],[89,5,89,6],[4,4,4,11],[5,4,5,11],[10,4,10,12],[80,5,80,6],[81,5,81,6],[78,5,78,6],[79,5,79,6],[70,5,70,6],[71,5,71,6],[72,5,72,6],[73,5,73,6],[74,5,74,6],[75,5,75,6],[76,5,76,6],[77,5,77,6],[65,5,65,6]]}
[null,null,null,null,"Detailed Measures"]
[]
[]
[null,null,null,null,"Table of Contents"]
[null,null,null,null,{"$f":"E10","v":"Table 1. Measure Savings"}]
[null,null,null,null,{"$f":"E58","v":"Table 2. Measure Savings with respect to 90.1 2019"}]
[null,null,{"$f":"5/0","v":{"$error":"#DIV/0!"}}]
[]
[]
[null,null,null,null,"Table 1. Measure Savings"]
[null,null,null,null,"Instructions\n1. Make a selection in cell I13 and then enter the measure descriptions in columns F:H. A measure is when a component in the proposed differs from the baseline. If using eQuest, populate the Results from eQuest tab so that the \"Parametric Run\" measure savings automatically populate.\n2. Enter the measure requirements by copying each cell, pasting as values, and editing the text in column I.\n3. Provide each measure's baseline and proposed descriptions, along with the quantity/units in columns J:M.\n4. Enter the incremental energy savings in columns N:U as applicable. If using eQuest, populate the Results from eQuest tab so that measure savings automatically populate.\n5. See EMGs Section 6.2 for program requirements regarding measure granularity and modeling fuel switches.\n6. Please enter the fuel costs below if the autopopulated values are incorrect or blank. Only enter cost for applicable fuels."]
[null,null,null,null,"Does the project include any fuel switches between the baseline and proposed?",null,null,null,null,{"$f":"IF(I12=\"Yes\",\"See EMGs Section 6.2 for program requirements regarding measure granularity and modeling fuel switches.\",\"\")","v":""},null,null,null,null,null,null,null,null,null,null,null,null,null,null,null,null,null,null,null,null,null,null,null,null,null,null,null,null,null,null,null,null,null,null,null,null,null,null,null,null,null,null,null,null,null,null,null,{"$f":"BQ14","v":0},{"$f":"CI14","v":0},{"$f":"DA14","v":0},{"$f":"DS14","v":0},{"$f":"EK14","v":0},{"$f":"FC14","v":0},{"$f":"FU14","v":0},{"$f":"GM14","v":0},null,null,null,{"$f":"SUMPRODUCT(INDEX(SEEUPF_EndUse_Fuel_EC_Cap,,BE56-3),'Performance by End Use & Fuel'!$AH$71:$AH$89)/SUM(INDEX(SEEUPF_EndUse_Fuel_EC_Cap,,BE56-3))","v":{"$error":"#N/A"}},null,null,null,null,null,null,null,null,null,null,null,null,null,null,null,null,null,{"$f":"SUMPRODUCT(INDEX(SEEUPF_EndUse_Fuel_EC_Cap,,BW56-3),'Performance by End Use & Fuel'!$AH$71:$AH$89)/SUM(INDEX(SEEUPF_EndUse_Fuel_EC_Cap,,BW56-3))","v":{"$error":"#N/A"}},null,null,null,null,null,null,null,null,null,null,null,null,null,null,null,null,null,{"$f":"SUMPRODUCT(INDEX(SEEUPF_EndUse_Fuel_EC_Cap,,CO56-3),'Performance by End Use & Fuel'!$AH$71:$AH$89)/SUM(INDEX(SEEUPF_EndUse_Fuel_EC_Cap,,CO56-3))","v":{"$error":"#N/A"}},null,null,null,null,null,null,null,null,null,null,null,null,null,null,null,null,null,{"$f":"SUMPRODUCT(INDEX(SEEUPF_EndUse_Fuel_EC_Cap,,DG56-3),'Performance by End Use & Fuel'!$AH$71:$AH$89)/SUM(INDEX(SEEUPF_EndUse_Fuel_EC_Cap,,DG56-3))","v":{"$error":"#N/A"}},null,null,null,null,null,null,null,null,null,null,null,null,null,null,null,null,null,{"$f":"SUMPRODUCT(INDEX(SEEUPF_EndUse_Fuel_EC_Cap,,DY56-3),'Performance by End Use & Fuel'!$AH$71:$AH$89)/SUM(INDEX(SEEUPF_EndUse_Fuel_EC_Cap,,DY56-3))","v":{"$error":"#N/A"}},null,null,null,null,null,null,null,null,null,null,null,null,null,null,null,null,null,{"$f":"SUMPRODUCT(INDEX(SEEUPF_EndUse_Fuel_EC_Cap,,EQ56-3),'Performance by End Use & Fuel'!$AH$71:$AH$89)/SUM(INDEX(SEEUPF_EndUse_Fuel_EC_Cap,,EQ56-3))","v":{"$error":"#N/A"}},null,null,null,null,null,null,null,null,null,null,null,null,null,null,null,null,null,{"$f":"SUMPRODUCT(INDEX(SEEUPF_EndUse_Fuel_EC_Cap,,FI56-3),'Performance by End Use & Fuel'!$AH$71:$AH$89)/SUM(INDEX(SEEUPF_EndUse_Fuel_EC_Cap,,FI56-3))","v":{"$error":"#N/A"}},null,null,null,null,null,null,null,null,null,null,null,null,null,null,null,null,null,{"$f":"(SUMPRODUCT(INDEX(SEEUPF_EndUse_Fuel_EC_Cap,,GB16-3),'Performance by End Use & Fuel'!$AH$71:$AH$89)+SUMPRODUCT(INDEX(SEEUPF_EndUse_Fuel_EC_Cap,,GB17-3),'Performance by End Use & Fuel'!$AH$71:$AH$89)+SUMPRODUCT(INDEX(SEEUPF_EndUse_Fuel_EC_Cap,,GB18-3),'Performance by End Use & Fuel'!$AH$71:$AH$89)+SUMPRODUCT(INDEX(SEEUPF_EndUse_Fuel_EC_Cap,,GB19-3),'Performance by End Use & Fuel'!$AH$71:$AH$89)+SUMPRODUCT(INDEX(SEEUPF_EndUse_Fuel_EC_Cap,,GB20-3),'Performance by End Use & Fuel'!$AH$71:$AH$89)+SUMPRODUCT(INDEX(SEEUPF_EndUse_Fuel_EC_Cap,,GB15-3),'Performance by End Use & Fuel'!$AH$71:$AH$89))/(SUM(INDEX(SEEUPF_EndUse_Fuel_EC_Cap,,GB16-3))+SUM(INDEX(SEEUPF_EndUse_Fuel_EC_Cap,,GB17-3))+SUM(INDEX(SEEUPF_EndUse_Fuel_EC_Cap,,GB18-3))+SUM(INDEX(SEEUPF_EndUse_Fuel_EC_Cap,,GB19-3))+SUM(INDEX(SEEUPF_EndUse_Fuel_EC_Cap,,GB20-3)))","v":{"$error":"#N/A"}}]
[null,null,null,null,"Was the model created starting with the proposed or baseline model?",null,null,null,null,null,null,null,null,"For program use only",null,null,null,null,null,null,null,null,null,null,null,null,null,null,null,null,null,null,null,null,null,null,null,null,null,null,null,null,null,null,null,null,null,null,null,null,null,null,null,null,null,null,null,{"$f":"Alpha_Column(BF58)","v":"BF"},{"$f":"Alpha_Column(BX58)","v":"BX"},{"$f":"Alpha_Column(CP58)","v":"CP"},{"$f":"Alpha_Column(DH58)","v":"DH"},{"$f":"Alpha_Column(DZ58)","v":"DZ"},{"$f":"Alpha_Column(ER58)","v":"ER"},{"$f":"Alpha_Column(FJ58)","v":"FJ"},{"$f":"Alpha_Column(GB58)","v":"GB"},null,null,null,{"$f":"SUMPRODUCT(INDEX(SEEUPF_EndUse_Fuel_EC_Cap,,BE56-3),'Performance by End Use & Fuel'!$AH$71:$AH$89)/SUM(INDEX(SEEUPF_EndUse_Fuel_EC_Cap,,BE56-3))","v":{"$error":"#N/A"}},null,null,null,null,null,null,null,null,null,null,null,null,null,null,null,null,null,{"$f":"SUMPRODUCT(INDEX(SEEUPF_EndUse_Fuel_EC_Cap,,BW56-3),'Performance by End Use & Fuel'!$AH$71:$AH$89)/SUM(INDEX(SEEUPF_EndUse_Fuel_EC_Cap,,BW56-3))","v":{"$error":"#N/A"}},null,null,null,null,null,null,null,null,null,null,null,null,null,null,null,null,null,{"$f":"SUMPRODUCT(INDEX(SEEUPF_EndUse_Fuel_EC_Cap,,CO56-3),'Performance by End Use & Fuel'!$AH$71:$AH$89)/SUM(INDEX(SEEUPF_EndUse_Fuel_EC_Cap,,CO56-3))","v":{"$error":"#N/A"}},null,null,null,null,null,null,null,null,null,null,null,null,null,null,null,null,null,{"$f":"SUMPRODUCT(INDEX(SEEUPF_EndUse_Fuel_EC_Cap,,DG56-3),'Performance by End Use & Fuel'!$AH$71:$AH$89)/SUM(INDEX(SEEUPF_EndUse_Fuel_EC_Cap,,DG56-3))","v":{"$error":"#N/A"}},null,null,null,null,null,null,null,null,null,null,null,null,null,null,null,null,null,{"$f":"SUMPRODUCT(INDEX(SEEUPF_EndUse_Fuel_EC_Cap,,DY56-3),'Performance by End Use & Fuel'!$AH$71:$AH$89)/SUM(INDEX(SEEUPF_EndUse_Fuel_EC_Cap,,DY56-3))","v":{"$error":"#N/A"}},null,null,null,null,null,null,null,null,null,null,null,null,null,null,null,null,null,{"$f":"SUMPRODUCT(INDEX(SEEUPF_EndUse_Fuel_EC_Cap,,EQ56-3),'Performance by End Use & Fuel'!$AH$71:$AH$89)/SUM(INDEX(SEEUPF_EndUse_Fuel_EC_Cap,,EQ56-3))","v":{"$error":"#N/A"}},null,null,null,null,null,null,null,null,null,null,null,null,null,null,null,null,null,{"$f":"SUMPRODUCT(INDEX(SEEUPF_EndUse_Fuel_EC_Cap,,FI56-3),'Performance by End Use & Fuel'!$AH$71:$AH$89)/SUM(INDEX(SEEUPF_EndUse_Fuel_EC_Cap,,FI56-3))","v":{"$error":"#N/A"}},null,null,null,null,null,null,null,null,null,null,null,null,null,null,null,null,null,{"$f":"(SUMPRODUCT(INDEX(SEEUPF_EndUse_Fuel_EC_Cap,,GB16-3),'Performance by End Use & Fuel'!$AH$71:$AH$89)+SUMPRODUCT(INDEX(SEEUPF_EndUse_Fuel_EC_Cap,,GB17-3),'Performance by End Use & Fuel'!$AH$71:$AH$89)+SUMPRODUCT(INDEX(SEEUPF_EndUse_Fuel_EC_Cap,,GB18-3),'Performance by End Use & Fuel'!$AH$71:$AH$89)+SUMPRODUCT(INDEX(SEEUPF_EndUse_Fuel_EC_Cap,,GB19-3),'Performance by End Use & Fuel'!$AH$71:$AH$89)+SUMPRODUCT(INDEX(SEEUPF_EndUse_Fuel_EC_Cap,,GB20-3),'Performance by End Use & Fuel'!$AH$71:$AH$89)+SUMPRODUCT(INDEX(SEEUPF_EndUse_Fuel_EC_Cap,,GB15-3),'Performance by End Use & Fuel'!$AH$71:$AH$89))/(SUM(INDEX(SEEUPF_EndUse_Fuel_EC_Cap,,GB16-3))+SUM(INDEX(SEEUPF_EndUse_Fuel_EC_Cap,,GB17-3))+SUM(INDEX(SEEUPF_EndUse_Fuel_EC_Cap,,GB18-3))+SUM(INDEX(SEEUPF_EndUse_Fuel_EC_Cap,,GB19-3))+SUM(INDEX(SEEUPF_EndUse_Fuel_EC_Cap,,GB20-3)))","v":{"$error":"#N/A"}}]
[null,null,null,null,null,null,null,null,null,null,null,null,null,"Electric kWh","Natural Gas MMBtu","District Cooling MMBtu","District Hot Water MMBtu","District Steam MMBtu","Fuel Oil / Diesel MMBtu","Propane MMBtu"," Total Other Fuels MMBtu","Electric kW",null,null,null,null,null,null,null,null,null,null,null,null,null,null,null,null,null,null,null,null,null,null,null,null,null,null,null,null,null,null,null,null,null,null,null,"Solver run? 1 = yes",null,0,"Need to press button? Yes = 1",{"$f":"IFERROR(IF(AND(COUNTIF(BF12:BM12,\"<>0\")<>0,BH14=0),1,0),0)","v":0},null,null,null,null,null,null,{"$f":"IFERROR(IF(BQ17=1,Alpha_Column(BQ14),0),0)","v":0},null,null,null,null,null,null,null,null,null,null,null,null,null,null,null,null,null,{"$f":"IFERROR(IF(CI17=1,Alpha_Column(CI14),0),0)","v":0},null,null,null,null,null,null,null,null,null,null,null,null,null,null,null,null,null,{"$f":"IFERROR(IF(DA17=1,Alpha_Column(DA14),0),0)","v":0},null,null,null,null,null,null,null,null,null,null,null,null,null,null,null,null,null,{"$f":"IFERROR(IF(DS17=1,Alpha_Column(DS14),0),0)","v":0},null,null,null,null,null,null,null,null,null,null,null,null,null,null,null,null,null,{"$f":"IFERROR(IF(EK17=1,Alpha_Column(EK14),0),0)","v":0},null,null,null,null,null,null,null,null,null,null,null,null,null,null,null,null,null,{"$f":"IFERROR(IF(FC17=1,Alpha_Column(FC14),0),0)","v":0},null,null,null,null,null,null,null,null,null,null,null,null,null,null,null,null,null,{"$f":"IFERROR(IF(FU17=1,Alpha_Column(FU14),0),0)","v":0},null,null,null,null,null,null,null,"< 0",">0","All inclusive",null,null,null,null,null,null,null,{"$f":"IFERROR(IF(GM17=1,Alpha_Column(GM14),0),0)","v":0}]
[null,null,null,null,{"$f":"IF(I13=\"Starting with the proposed\",CONCATENATE(\"Enter the measures starting with the run proceeding the baseline (this should be the fuel switch measure, see EMGs Section 6.2 for program requirements) and ending w/the proposed model run (i.e., the reverse order of how they were modeled).\"&\" Use the same procedure on the Results from eQuest tab (if applicable). \"),\"\")","v":""},null,null,null,null,null,null,null,null,null,"Natural Gas MMBtu","District Cooling MMBtu","District Hot Water MMBtu","District Steam MMBtu","Fuel Oil / Diesel MMBtu","Propane MMBtu"," Total Other Fuels MMBtu","Electric kW",null,null,null,null,null,null,null,null,null,null,null,null,null,null,null,null,null,null,null,null,null,null,null,null,null,null,null,null,null,null,null,null,null,null,null,null,null,null,null,null,null,null,null,null,null,"Positive and negative savings wrt 2004? 1 = yes",{"$f":"IF(AND(BG53<>0,BF53<>0),1,0)","v":0},"Positive only savings wrt 2004? 1 = yes",{"$f":"IF(AND(BG53=0,BF53<>0),1,0)","v":0},null,null,null,null,null,null,null,null,null,null,null,null,null,null,"Positive and negative savings? 1 = yes",{"$f":"IF(AND(BY53<>0,BX53<>0),1,0)","v":0},"Positive only savings wrt 2004? 1 = yes",{"$f":"IF(AND(BY53=0,BX53<>0),1,0)","v":0},null,null,null,null,null,null,null,null,null,null,null,null,null,null,"Positive and negative savings? 1 = yes",{"$f":"IF(AND(CQ53<>0,CP53<>0),1,0)","v":0},"Positive only savings wrt 2004? 1 = yes",{"$f":"IF(AND(CQ53=0,CP53<>0),1,0)","v":0},null,null,null,null,null,null,null,null,null,null,null,null,null,null,"Positive and negative savings? 1 = yes",{"$f":"IF(AND(DI53<>0,DH53<>0),1,0)","v":0},"Positive only savings wrt 2004? 1 = yes",{"$f":"IF(AND(DI53=0,DH53<>0),1,0)","v":0},null,null,null,null,null,null,null,null,null,null,null,null,null,null,"Positive and negative savings? 1 = yes",{"$f":"IF(AND(EA53<>0,DZ53<>0),1,0)","v":0},"Positive only savings wrt 2004? 1 = yes",{"$f":"IF(AND(EA53=0,DZ53<>0),1,0)","v":0},null,null,null,null,null,null,null,null,null,null,null,null,null,null,"Positive and negative savings? 1 = yes",{"$f":"IF(AND(ES53<>0,ER53<>0),1,0)","v":0},"Positive only savings wrt 2004? 1 = yes",{"$f":"IF(AND(ES53=0,ER53<>0),1,0)","v":0},null,null,null,null,null,null,null,null,null,null,null,null,null,null,"Positive and negative savings? 1 = yes",{"$f":"IF(AND(FK53<>0,FJ53<>0),1,0)","v":0},"Positive only savings wrt 2004? 1 = yes",{"$f":"IF(AND(FK53=0,FJ53<>0),1,0)","v":0},null,null,null,"Fuel Oil (No. 5 & No.6)",{"$f":"MATCH(GA15,SEEUPF_EndUse_Fuel_EC_Cap_Labels,0)+3","v":{"$error":"#N/A"}},{"$f":"IFERROR(SUMIF(INDEX(SEEUPF_EndUse_Fuel_EC_Cap,,GB15),\">0\"),0)","v":0},{"$f":"IFERROR(SUMIF(INDEX(SEEUPF_EndUse_Fuel_EC_Cap,,GB15),\"<0\"),0)","v":0},{"$f":"IFERROR(SUM(INDEX(SEEUPF_EndUse_Fuel_EC_Cap,,GB15)),0)","v":0},null,null,null,null,null,null,"Positive and negative savings? 1 = yes",{"$f":"IF(AND(GC53<>0,GB53<>0),1,0)","v":0},"Positive only savings wrt 2004? 1 = yes",{"$f":"IF(AND(GC53=0,GB53<>0),1,0)","v":0}]
[null,null,null,null,{"$f":"IFERROR(((AVERAGE(INDEX(ImportCostdata,MATCH(\"Electricity\",INDEX(ImportCostdata,,$AZ$19),0),$BB$19),INDEX(ImportCostdata,MATCH(\"Electricity\",INDEX(ImportCostdata,,$AZ$19),0),$BA$19)))/INDEX(ImportCostdata,MATCH(\"Electricity\",INDEX(ImportCostdata,,$AZ$19),0),$BC$19))*0.003412,\"\")","v":""},"$/kWh Electricity",null,{"$f":"IFERROR((AVERAGE(INDEX(ImportCostdata,MATCH(CO21,INDEX(ImportCostdata,,$AZ$19),0),$BB$19),INDEX(ImportCostdata,MATCH(CO21,INDEX(ImportCostdata,,$AZ$19),0),$BA$19)))/INDEX(ImportCostdata,MATCH(CO21,INDEX(ImportCostdata,,$AZ$19),0),$BC$19),0)","v":0},{"$f":"\"$/MMBtu \"&CO21","v":"$/MMBtu District Cooling"},null,null,"Fuel switch savings (if applicable)*:",null,{"$f":"IF($I$12=\"Yes\",N62,IF($I$12=\"No\",\"n/a\",\"\"))","v":""},{"$f":"IF($I$12=\"Yes\",O62,IF($I$12=\"No\",\"n/a\",\"\"))","v":""},"","","","","",{"$f":"IF($I$12=\"Yes\",U62,IF($I$12=\"No\",\"n/a\",\"\"))","v":""},"",null,null,null,null,null,null,null,null,null,null,null,null,null,null,null,null,null,null,null,null,null,null,null,null,null,null,null,null,null,null,null,null,null,null,null,"Overiddes",null,null,null,null,null,null,null,null,null,"Only positive or only negative savings with respect to 90.1 2019? 1 = yes",{"$f":"IF(OR(BF56=0,BF57=0),1,0)","v":{"$error":"#N/A"}},"Nets to negative savings with respect to 90.1 2019? 1 = yes",{"$f":"IF(BF58<0,1,0)","v":{"$error":"#N/A"}},null,null,null,null,null,null,null,null,null,null,null,null,null,null,"Only positive or only negative savings with respect to 90.1 2019? 1 = yes",{"$f":"IF(OR(BX56=0,BX57=0),1,0)","v":{"$error":"#N/A"}},"Nets to negative savings with respect to 90.1 2019? 1 = yes",{"$f":"IF(BX58<0,1,0)","v":{"$error":"#N/A"}},null,null,null,null,null,null,null,null,null,null,null,null,null,null,"Only positive or only negative savings with respect to 90.1 2019? 1 = yes",{"$f":"IF(OR(CP56=0,CP57=0),1,0)","v":{"$error":"#N/A"}},"Nets to negative savings with respect to 90.1 2019? 1 = yes",{"$f":"IF(CP58<0,1,0)","v":{"$error":"#N/A"}},null,null,null,null,null,null,null,null,null,null,null,null,null,null,"Only positive or only negative savings with respect to 90.1 2019? 1 = yes",{"$f":"IF(OR(DH56=0,DH57=0),1,0)","v":{"$error":"#N/A"}},"Nets to negative savings with respect to 90.1 2019? 1 = yes",{"$f":"IF(DH58<0,1,0)","v":{"$error":"#N/A"}},null,null,null,null,null,null,null,null,null,null,null,null,null,null,"Only positive or only negative savings with respect to 90.1 2019? 1 = yes",{"$f":"IF(OR(DZ56=0,DZ57=0),1,0)","v":{"$error":"#N/A"}},"Nets to negative savings with respect to 90.1 2019? 1 = yes",{"$f":"IF(DZ58<0,1,0)","v":{"$error":"#N/A"}},null,null,null,null,null,null,null,null,null,null,null,null,null,null,"Only positive or only negative savings with respect to 90.1 2019? 1 = yes",{"$f":"IF(OR(ER56=0,ER57=0),1,0)","v":{"$error":"#N/A"}},"Nets to negative savings with respect to 90.1 2019? 1 = yes",{"$f":"IF(ER58<0,1,0)","v":{"$error":"#N/A"}},null,null,null,null,null,null,null,null,null,null,null,null,null,null,"Only positive or only negative savings with respect to 90.1 2019? 1 = yes",{"$f":"IF(OR(FJ56=0,FJ57=0),1,0)","v":{"$error":"#N/A"}},"Nets to negative savings with respect to 90.1 2019? 1 = yes",{"$f":"IF(FJ58<0,1,0)","v":{"$error":"#N/A"}},null,null,null,"Kerosene",{"$error":"#N/A"},0,0,0,null,null,null,null,null,null,"Only positive or only negative savings with respect to 90.1 2019? 1 = yes",{"$f":"IF(OR(GB56=0,GB57=0),1,0)","v":1},"Nets to negative savings with respect to 90.1 2019? 1 = yes",{"$f":"IF(GB58<0,1,0)","v":0}]
[null,null,null,null,{"$f":"IFERROR((AVERAGE(INDEX(ImportCostdata,MATCH(BW21,INDEX(ImportCostdata,,$AZ$19),0),$BB$19),INDEX(ImportCostdata,MATCH(BW21,INDEX(ImportCostdata,,$AZ$19),0),$BA$19)))/INDEX(ImportCostdata,MATCH(BW21,INDEX(ImportCostdata,,$AZ$19),0),$BC$19),\"\")","v":""},"$/MMBtu Natural Gas",null,{"$f":"IFERROR((AVERAGE(INDEX(ImportCostdata,MATCH(DG21,INDEX(ImportCostdata,,$AZ$19),0),$BB$19),INDEX(ImportCostdata,MATCH(DG21,INDEX(ImportCostdata,,$AZ$19),0),$BA$19)))/INDEX(ImportCostdata,MATCH(DG21,INDEX(ImportCostdata,,$AZ$19),0),$BC$19),0)","v":0},{"$f":"\"$/MMBtu \"&DG21","v":"$/MMBtu District Hot Water"},null,null,null,null,null,null,null,null,null,null,null,null,null,null,null,null,null,null,null,null,null,null,null,null,null,null,null,null,null,null,null,null,null,null,null,null,null,null,null,null,null,null,null,null,null,null,null,null,{"$f":"IF(ISERROR(OR((LEFT(_xlfn.FORMULATEXT(H16),3)<>\"=IF\"))),1,0)","v":0},null,null,null,null,null,null,null,null,null,"Use solver? 1 = yes",{"$f":"IF(AND(BQ15=1,BQ16=1),1,0)","v":{"$error":"#N/A"}},"Scenario applies? 1 = yes",{"$f":"IF(AND(BS15=1,BS16=1),1,0)","v":{"$error":"#N/A"}},null,null,null,null,null,null,null,null,null,null,null,null,null,null,"Use solver? 1 = yes",{"$f":"IF(AND(CI15=1,CI16=1),1,0)","v":{"$error":"#N/A"}},"Scenario applies? 1 = yes",{"$f":"IF(AND(CK15=1,CK16=1),1,0)","v":{"$error":"#N/A"}},null,null,null,null,null,null,null,null,null,null,null,null,null,null,"Use solver? 1 = yes",{"$f":"IF(AND(DA15=1,DA16=1),1,0)","v":{"$error":"#N/A"}},"Scenario applies? 1 = yes",{"$f":"IF(AND(DC15=1,DC16=1),1,0)","v":{"$error":"#N/A"}},null,null,null,null,null,null,null,null,null,null,null,null,null,null,"Use solver? 1 = yes",{"$f":"IF(AND(DS15=1,DS16=1),1,0)","v":{"$error":"#N/A"}},"Scenario applies? 1 = yes",{"$f":"IF(AND(DU15=1,DU16=1),1,0)","v":{"$error":"#N/A"}},null,null,null,null,null,null,null,null,null,null,null,null,null,null,"Use solver? 1 = yes",{"$f":"IF(AND(EK15=1,EK16=1),1,0)","v":{"$error":"#N/A"}},"Scenario applies? 1 = yes",{"$f":"IF(AND(EM15=1,EM16=1),1,0)","v":{"$error":"#N/A"}},null,null,null,null,null,null,null,null,null,null,null,null,null,null,"Use solver? 1 = yes",{"$f":"IF(AND(FC15=1,FC16=1),1,0)","v":{"$error":"#N/A"}},"Scenario applies? 1 = yes",{"$f":"IF(AND(FE15=1,FE16=1),1,0)","v":{"$error":"#N/A"}},null,null,null,null,null,null,null,null,null,null,null,null,null,null,"Use solver? 1 = yes",{"$f":"IF(AND(FU15=1,FU16=1),1,0)","v":{"$error":"#N/A"}},"Scenario applies? 1 = yes",{"$f":"IF(AND(FW15=1,FW16=1),1,0)","v":{"$error":"#N/A"}},null,null,null,"Coal (anthracite)",{"$error":"#N/A"},0,0,0,null,null,null,null,null,null,"Use solver? 1 = yes",{"$f":"IF(AND(GM15=1,GM16=1),1,0)","v":0},"Scenario applies? 1 = yes",{"$f":"IF(AND(GO15=1,GO16=1),1,0)","v":0}]
[null,null,null,null,null,"$/ 1000 Gallons Water",null,{"$f":"IFERROR((AVERAGE(INDEX(ImportCostdata,MATCH(DY21,INDEX(ImportCostdata,,$AZ$19),0),$BB$19),INDEX(ImportCostdata,MATCH(DY21,INDEX(ImportCostdata,,$AZ$19),0),$BA$19)))/INDEX(ImportCostdata,MATCH(DY21,INDEX(ImportCostdata,,$AZ$19),0),$BC$19),0)","v":0},{"$f":"\"$/MMBtu \"&DY21","v":"$/MMBtu District Steam"},null,null,null,null,null,null,null,null,null,null,null,null,null,null,null,null,null,null,null,null,null,null,null,null,null,null,null,null,null,null,null,null,null,null,null,null,null,null,null,null,null,null,"Fuel column","BL cost per unit","Pr cost per Unit","MMBtu conversion","eQuest column",null,{"$f":"IF(ISERROR(OR((LEFT(_xlfn.FORMULATEXT(H17),3)<>\"=IF\"))),1,0)","v":0},null,null,null,null,null,null,null,null,null,"Coefficient for positive",{"$f":"BQ12","v":{"$error":"#N/A"}},null,null,null,null,null,null,null,null,null,null,null,null,null,null,null,null,"Coefficient for positive",{"$f":"CI12","v":{"$error":"#N/A"}},null,null,null,null,null,null,null,null,null,null,null,null,null,null,null,null,"Coefficient for positive",{"$f":"DA12","v":{"$error":"#N/A"}},null,null,null,null,null,null,null,null,null,null,null,null,null,null,null,null,"Coefficient for positive",{"$f":"DS12","v":{"$error":"#N/A"}},null,null,null,null,null,null,null,null,null,null,null,null,null,null,null,null,"Coefficient for positive",{"$f":"EK12","v":{"$error":"#N/A"}},null,null,null,null,null,null,null,null,null,null,null,null,null,null,null,null,"Coefficient for positive",{"$f":"FC12","v":{"$error":"#N/A"}},null,null,null,null,null,null,null,null,null,null,null,null,null,null,null,null,"Coefficient for positive",{"$f":"FU12","v":{"$error":"#N/A"}},null,null,null,null,null,"Coal (bituminous)",{"$error":"#N/A"},0,0,0,null,null,null,null,null,null,"Coefficient for positive",{"$f":"GM12","v":{"$error":"#N/A"}}]
[null,null,null,null,{"$f":"IFERROR((AVERAGE(INDEX(ImportCostdata,MATCH(FI21,INDEX(ImportCostdata,,$AZ$19),0),$BB$19),INDEX(ImportCostdata,MATCH(FI21,INDEX(ImportCostdata,,$AZ$19),0),$BA$19)))/INDEX(ImportCostdata,MATCH(FI21,INDEX(ImportCostdata,,$AZ$19),0),$BC$19),0)","v":0},{"$f":"\"$/MMBtu \"&FI21","v":"$/MMBtu Propane"},null,{"$f":"IFERROR((AVERAGE(INDEX(ImportCostdata,MATCH(EQ21,INDEX(ImportCostdata,,$AZ$19),0),$BB$19),INDEX(ImportCostdata,MATCH(EQ21,INDEX(ImportCostdata,,$AZ$19),0),$BA$19)))/INDEX(ImportCostdata,MATCH(EQ21,INDEX(ImportCostdata,,$AZ$19),0),$BC$19),0)","v":0},{"$f":"\"$/MMBtu \"&EQ21","v":"$/MMBtu Fuel Oil / Diesel"},null,null,null,null,null,null,null,null,null,null,null,"* with respect to 90.1 2019",null,null,null,null,null,null,null,null,null,null,null,null,null,null,null,null,null,null,"Measure Dropdown","Measure Subtype Dropdown - Lighting","Measure Subtype Dropdown - DHW","Measure Subtype Dropdown - Envelope","Measure Subtype Dropdown - Air-Side HVAC","Measure Subtype Dropdown - Water-Side HVAC","Measure Subtype Dropdown - HVAC Controls","Measure Subtype Dropdown - Other","Units Dropdown","Energy Type Dropdown","Measures","Inspection Requirement Guidelines",1,3,4,10,30,null,{"$f":"IF(ISERROR(OR((LEFT(_xlfn.FORMULATEXT(H18),3)<>\"=IF\"))),1,0)","v":0},null,null,null,null,null,null,null,null,null,"Coefficient for negative",{"$f":"BQ13","v":{"$error":"#N/A"}},null,null,null,null,null,null,null,null,null,null,null,null,null,null,null,null,"Coefficient for negative",{"$f":"CI13","v":{"$error":"#N/A"}},null,null,null,null,null,null,null,null,null,null,null,null,null,null,null,null,"Coefficient for negative",{"$f":"DA13","v":{"$error":"#N/A"}},null,null,null,null,null,null,null,null,null,null,null,null,null,null,null,null,"Coefficient for negative",{"$f":"DS13","v":{"$error":"#N/A"}},null,null,null,null,null,null,null,null,null,null,null,null,null,null,null,null,"Coefficient for negative",{"$f":"EK13","v":{"$error":"#N/A"}},null,null,null,null,null,null,null,null,null,null,null,null,null,null,null,null,"Coefficient for negative",{"$f":"FC13","v":{"$error":"#N/A"}},null,null,null,null,null,null,null,null,null,null,null,null,null,null,null,null,"Coefficient for negative",{"$f":"FU13","v":{"$error":"#N/A"}},null,null,null,null,null,"Coke",{"$error":"#N/A"},0,0,0,null,null,null,null,null,null,"Coefficient for negative",{"$f":"GM13","v":{"$error":"#N/A"}}]
[null,null,null,null,null,null,null,null,{"$f":"\"$/MMBtu \"&GA21","v":"$/MMBtu Other"},null,null,null,null,null,null,null,null,null,null,null,null,null,null,null,null,null,null,null,null,null,"Non Qualifying Measure Savings, see Section 3.4 of the EMGs (Applies to Delivered Fuels Only) NOT USED CURRENTLY",null,null,null,null,null,null,null,null,"Lighting","Interior Lighting Power Reduction","Domestic Hot Water Heater","Roof","Single Zone CV System (DX/Furnace)","Cooling Tower","HW Differential Pressure Reset","EnergyStar Appliances","1000 Btu/hr",null,"Lighting",null,{"$f":"IF(ISERROR(OR((LEFT(_xlfn.FORMULATEXT(E16),3)<>\"=IF\"))),1,0)","v":0},{"$f":"IF(ISERROR(OR((LEFT(_xlfn.FORMULATEXT(E17),3)<>\"=IF\"))),1,0)","v":0},{"$f":"IF(INDEX(ImportsingleRowdata,2,BD19)=\"eQuest\",1,0)","v":0},{"$f":"IF(ISERROR(OR((LEFT(_xlfn.FORMULATEXT(E19),3)<>\"=IF\"))),1,0)","v":0},null,null,{"$f":"IF(ISERROR(OR((LEFT(_xlfn.FORMULATEXT(H19),3)<>\"=IF\"))),1,0)","v":0},null,null,null,null,null,null,null,null,null,null,null,null,null,null,null,null,null,null,null,null,null,null,null,null,null,null,null,null,null,null,null,null,null,null,null,null,null,null,null,null,null,null,null,null,null,null,null,null,null,null,null,null,null,null,null,null,null,null,null,null,null,null,null,null,null,null,null,null,null,null,null,null,null,null,null,null,null,null,null,null,null,null,null,null,null,null,null,null,null,null,null,null,null,null,null,null,null,null,null,null,null,null,null,null,null,null,null,null,null,null,null,null,null,null,null,null,null,null,null,null,null,null,null,null,"Wood",{"$error":"#N/A"},0,0,0]
[null,null,null,null,null,null,null,null,null,null,null,null,null,"Incremental Energy Savings with Respect to ~90.1 2004 Baseline (i.e., baseline generated per ASHRAE 90.1 2019)",null,null,null,null,null,null,null,null,null,null,null,null,null,"Incremental Metrics with Respect to ~90.1 2004 Baseline ",null,null,null,null,null,null,null,null,null,null,null,"DHW","Exterior Lighting Power Reduction","Low-Flow Fixtures","Walls","Single Zone CV System (DX/HW or Steam)","Electric Chiller (air-cooled)","CHW Differential Pressure Reset",null,"CFM",null,"Interior Lighting Power Reduction","The interior lighting design includes [list lighting technology] fixtures and reduces the average building lighting power density from [X.X] W/sqft to [X.X] W/sqft. A detailed lighting breakdown can be found on tabs 6A and 6B and lighting plans are available in the supplemental documentation.",null,null,null,null,null,"Electricity",null,null,null,null,null,null,null,null,null,null,null,null,null,null,null,null,null,"Natural Gas",null,null,null,null,null,null,null,null,null,null,null,null,null,null,null,null,null,"District Cooling",null,null,null,null,null,null,null,null,null,null,null,null,null,null,null,null,null,"District Hot Water",null,null,null,null,null,null,null,null,null,null,null,null,null,null,null,null,null,"District Steam",null,null,null,null,null,null,null,null,null,null,null,null,null,null,null,null,null,"Fuel Oil / Diesel",null,null,null,null,null,null,null,null,null,null,null,null,null,null,null,null,null,"Propane",null,null,null,null,null,null,null,null,null,null,null,null,null,null,null,null,null,"Other",null,null,null,null,null,null,null,null,null,null,null,null,null,null,null,null,null,"kW (NOT USED)"]
[null,null,null,null,"Measure #","Parametric Run","Measure Type","Measure Subtype","Measure Requirements\nPlease edit sample text (copy cell and paste values) to describe this project.","Baseline Description","Proposed Design Description","Qty","Units","Electric kWh","Natural Gas MMBtu","District Cooling MMBtu","District Hot Water MMBtu","District Steam MMBtu","Fuel Oil / Diesel MMBtu","Propane MMBtu"," Total Other Fuels MMBtu","Electric kW","Not Used","Not Used","Total Non-Electric MMBtu","Heating MMBtu (Non-Electric Only)","Cooling kWh (Electric Only)","Water Savings 1000 gal","Total Cost Savings ($)",null,"Total Non-Qualifying MMBtu Savings","Energy Type",null,"Notes",null,null,null,null,null,"Envelope","Occupancy Controls",null,"Floors","Single Zone CV System (CHW/HW or Steam)","Electric Chiller (water-cooled)","HW OA Reset",null,"each",null,"Exterior Lighting Power Reduction","The exterior lighting design includes [list lighting technology] fixtures and reduces the total building lighting power density from [X.X] kW to [X.X] kW. A detailed exterior lighting breakdown can be found on tabs 6B.","Placeholder","Placeholder","Placeholder","Placeholder",null,"Total Parametric Run Impact kWh","Total Parametric Run Savings kWh","Total Parametric Run Penalty kWh","Total ECM Electricity Impact kWh","Total ECM Savings kWh","Total ECM Penalty kWh","% Electricity Savings","% Electricity Penalty","Total ECM Impact","ECM Savings kWh Extrapolated","ECM Penalty kWh Extrapolated","Helper Coefficient for Neg wrt 2019 and Pos. + Neg. wrt 2004","Savings for Neg wrt 2019 and Pos. + Neg. wrt 2004","Helper Coefficient 1 for Net Neg wrt 2019 and Pos. only wrt 2004","Helper Coefficient 2 for Net Neg wrt 2019 and Pos. only wrt 2004","Helper Coefficient 3 for Net Neg wrt 2019 and Pos. only wrt 2004","Savings for Net Neg wrt 2019 and Pos. only wrt 2004","Savings","Total Parametric Run Impact MMBtu","Total Parametric Run Savings MMBtu","Total Parametric Run Penalty MMBtu","Total ECM Electricity Impact MMBtu","Total ECM Savings MMBtu","Total ECM Penalty MMBtu","% Electricity Savings","% Electricity Penalty","Total ECM Impact","ECM Savings MMBtu Extrapolated","ECM Penalty MMBtu Extrapolated","Helper Coefficient for Neg wrt 2019 and Pos. + Neg. wrt 2004","Savings for Neg wrt 2019 and Pos. + Neg. wrt 2004","Helper Coefficient 1 for Net Neg wrt 2019 and Pos. only wrt 2004","Helper Coefficient 2 for Net Neg wrt 2019 and Pos. only wrt 2004","Helper Coefficient 3 for Net Neg wrt 2019 and Pos. only wrt 2004","Savings for Net Neg wrt 2019 and Pos. only wrt 2004","Savings","Total Parametric Run Impact MMBtu","Total Parametric Run Savings MMBtu","Total Parametric Run Penalty MMBtu","Total ECM Electricity Impact MMBtu","Total ECM Savings MMBtu","Total ECM Penalty MMBtu","% Electricity Savings","% Electricity Penalty","Total ECM Impact","ECM Savings MMBtu Extrapolated","ECM Penalty MMBtu Extrapolated","Helper Coefficient for Neg wrt 2019 and Pos. + Neg. wrt 2004","Savings for Neg wrt 2019 and Pos. + Neg. wrt 2004","Helper Coefficient 1 for Net Neg wrt 2019 and Pos. only wrt 2004","Helper Coefficient 2 for Net Neg wrt 2019 and Pos. only wrt 2004","Helper Coefficient 3 for Net Neg wrt 2019 and Pos. only wrt 2004","Savings for Net Neg wrt 2019 and Pos. only wrt 2004","Savings","Total Parametric Run Impact MMBtu","Total Parametric Run Savings MMBtu","Total Parametric Run Penalty MMBtu","Total ECM Electricity Impact MMBtu","Total ECM Savings MMBtu","Total ECM Penalty MMBtu","% Electricity Savings","% Electricity Penalty","Total ECM Impact","ECM Savings MMBtu Extrapolated","ECM Penalty MMBtu Extrapolated","Helper Coefficient for Neg wrt 2019 and Pos. + Neg. wrt 2004","Savings for Neg wrt 2019 and Pos. + Neg. wrt 2004","Helper Coefficient 1 for Net Neg wrt 2019 and Pos. only wrt 2004","Helper Coefficient 2 for Net Neg wrt 2019 and Pos. only wrt 2004","Helper Coefficient 3 for Net Neg wrt 2019 and Pos. only wrt 2004","Savings for Net Neg wrt 2019 and Pos. only wrt 2004","Savings","Total Parametric Run Impact MMBtu","Total Parametric Run Savings MMBtu","Total Parametric Run Penalty MMBtu","Total ECM Electricity Impact MMBtu","Total ECM Savings MMBtu","Total ECM Penalty MMBtu","% Electricity Savings","% Electricity Penalty","Total ECM Impact","ECM Savings MMBtu Extrapolated","ECM Penalty MMBtu Extrapolated","Helper Coefficient for Neg wrt 2019 and Pos. + Neg. wrt 2004","Savings for Neg wrt 2019 and Pos. + Neg. wrt 2004","Helper Coefficient 1 for Net Neg wrt 2019 and Pos. only wrt 2004","Helper Coefficient 2 for Net Neg wrt 2019 and Pos. only wrt 2004","Helper Coefficient 3 for Net Neg wrt 2019 and Pos. only wrt 2004","Savings for Net Neg wrt 2019 and Pos. only wrt 2004","Savings","Total Parametric Run Impact MMBtu","Total Parametric Run Savings MMBtu","Total Parametric Run Penalty MMBtu","Total ECM Electricity Impact MMBtu","Total ECM Savings MMBtu","Total ECM Penalty MMBtu","% Electricity Savings","% Electricity Penalty","Total ECM Impact","ECM Savings MMBtu Extrapolated","ECM Penalty MMBtu Extrapolated","Helper Coefficient for Neg wrt 2019 and Pos. + Neg. wrt 2004","Savings for Neg wrt 2019 and Pos. + Neg. wrt 2004","Helper Coefficient 1 for Net Neg wrt 2019 and Pos. only wrt 2004","Helper Coefficient 2 for Net Neg wrt 2019 and Pos. only wrt 2004","Helper Coefficient 3 for Net Neg wrt 2019 and Pos. only wrt 2004","Savings for Net Neg wrt 2019 and Pos. only wrt 2004","Savings","Total Parametric Run Impact MMBtu","Total Parametric Run Savings MMBtu","Total Parametric Run Penalty MMBtu","Total ECM Electricity Impact MMBtu","Total ECM Savings MMBtu","Total ECM Penalty MMBtu","% Electricity Savings","% Electricity Penalty","Total ECM Impact","ECM Savings MMBtu Extrapolated","ECM Penalty MMBtu Extrapolated","Helper Coefficient for Neg wrt 2019 and Pos. + Neg. wrt 2004","Savings for Neg wrt 2019 and Pos. + Neg. wrt 2004","Helper Coefficient 1 for Net Neg wrt 2019 and Pos. only wrt 2004","Helper Coefficient 2 for Net Neg wrt 2019 and Pos. only wrt 2004","Helper Coefficient 3 for Net Neg wrt 2019 and Pos. only wrt 2004","Savings for Net Neg wrt 2019 and Pos. only wrt 2004","Savings","Total Parametric Run Impact MMBtu","Total Parametric Run Savings MMBtu","Total Parametric Run Penalty MMBtu","Total ECM Electricity Impact MMBtu","Total ECM Savings MMBtu","Total ECM Penalty MMBtu","% Electricity Savings","% Electricity Penalty","Total ECM Impact","ECM Savings MMBtu Extrapolated","ECM Penalty MMBtu Extrapolated","Helper Coefficient for Neg wrt 2019 and Pos. + Neg. wrt 2004","Savings for Neg wrt 2019 and Pos. + Neg. wrt 2004","Helper Coefficient 1 for Net Neg wrt 2019 and Pos. only wrt 2004","Helper Coefficient 2 for Net Neg wrt 2019 and Pos. only wrt 2004","Helper Coefficient 3 for Net Neg wrt 2019 and Pos. only wrt 2004","Savings for Net Neg wrt 2019 and Pos. only wrt 2004","Savings","Total Parametric Run Impact MMBtu","Total Parametric Run Savings MMBtu","Total Parametric Run Penalty MMBtu","Total ECM Electricity Impact MMBtu","Total ECM Savings MMBtu","Total ECM Penalty MMBtu","% Electricity Savings","% Electricity Penalty","Total ECM Impact","ECM Savings MMBtu Extrapolated","ECM Penalty MMBtu Extrapolated"]
[null,null,null,null,1,{"$f":"IF('Results from eQuest'!J16=\"\",\"\",'Results from eQuest'!J16)","v":""},null,null,{"$f":"IFERROR(IF(H23=\"\",\"-\",VLOOKUP(H23,$AX$20:$AY$91,2,FALSE)),\"\")","v":"-"},null,null,null,null,{"$f":"IFERROR(IF(F23=\"\",0,IF('Results from eQuest'!X12<>\"\",(('Results from eQuest'!X12)-('Results from eQuest'!X16)),\"<Enter Value\")),\"<Enter Value>\")","v":0},{"$f":"IFERROR(IF(F23=\"\",0,IF('Results from eQuest'!BJ12<>\"\",(('Results from eQuest'!BJ12)-('Results from eQuest'!BJ16))*0.1,\"<Enter Value\")),\"<Enter Value>\")","v":0},null,null,null,null,null,null,{"$f":"IFERROR(IF(F23=\"\",0,IF('Results from eQuest'!AW12<>\"\",(('Results from eQuest'!AW12)-('Results from eQuest'!AW16)),\"<Enter Value\")),\"<Enter Value>\")","v":0},null,null,{"$f":"IFERROR(IF(F23=\"\",0,IF('Results from eQuest'!BJ12<>\"\",(('Results from eQuest'!BJ12)-('Results from eQuest'!BJ16))*0.1,\"<Enter Value\")),\"<Enter Value>\")","v":0},{"$f":"IFERROR(IF(F23=\"\",0,IF(OR('Results from eQuest'!BA12<>\"\",'Results from eQuest'!BG12<>\"\"),(('Results from eQuest'!BA12+'Results from eQuest'!BG12)/10-('Results from eQuest'!BA16+'Results from eQuest'!BG16)/10),\"<Enter Value\")),\"<Enter Value>\")","v":0},{"$f":"IFERROR(IF(F23=\"\",0,IF(OR('Results from eQuest'!P12<>\"\",'Results from eQuest'!Q12<>\"\"),(('Results from eQuest'!P12+'Results from eQuest'!Q12)-('Results from eQuest'!P16+'Results from eQuest'!Q16)),\"<Enter Value\")),\"<Enter Value>\")","v":0},null,{"$f":"IFERROR((N23*$E$16)+IFERROR((O23*$E$17),0)+(AB23*$E$18)+(P23*$H$16)+(Q23*$H$17)+(R23*$H$18)+(S23*$H$19)+(T23*$E$19)+(U23*$H$20),\"\")","v":""},null,null,null,null,null,null,null,null,null,null,"Air-Side HVAC","Daylight Dimming Controls",null,"Below-Grade Walls","Single Zone VAV System (DX/Furnace)","Steam Absorption Chiller","CHW OA Reset",null,"SqFt",null,"Occupancy Controls","Lighting controls include occupancy controls that automatically shut off lighting when spaces are unoccupied with [manual on/partial auto-on/auto-on] control. Spaces with occupancy control include: [list space types, e.g., \"classrooms, restrooms, and offices\"]. Tab 6A includes space-by-space occupancy sensor listing.",null,null,null,null,null,{"$f":"N23","v":0},{"$f":"IF(N23>0,N23,0)","v":0},{"$f":"IF(N23<0,N23,0)","v":0},{"$f":"BE23","v":0},{"$f":"IF(BH23>0,BH23,0)","v":0},{"$f":"IF(BH23<0,BH23,0)","v":0},{"$f":"IFERROR(IF(BH23<0,0,BH23/BI$53),0)","v":0},{"$f":"IFERROR(IF(BH23>0,0,BH23/BJ$53),0)","v":0},{"$f":"BN23+BO23","v":0},{"$f":"BI23*BI$54","v":0},{"$f":"BJ23*BJ$54","v":0},{"$f":"IF(BE23<0,BQ19,IF(BE23>0,BQ18,0))","v":0},{"$f":"BP23*BE23","v":0},{"$f":"IFERROR(BE23/BE53,0)","v":0},{"$f":"IF(BR23=0,0,1-BR23)","v":0},{"$f":"IF(BS23=0,0,BS23/BS53)","v":0},{"$f":"IF(BS23=0,0,BT23*BF58)","v":0},{"$f":"IF(BE23=0,0,IF(AND($BH$14<>1,BQ17=1),\"\",IF(AND($BH$14=1,BQ17=1),BQ23,IF(BS17=1,BU23,IF(BE23>0,BN23*BF55,BO23*BG55)))))","v":0},{"$f":"O23","v":0},{"$f":"IF(O23>0,O23,0)","v":0},{"$f":"IF(O23<0,O23,0)","v":0},{"$f":"BW23","v":0},{"$f":"IF(BZ23>0,BZ23,0)","v":0},{"$f":"IF(BZ23<0,BZ23,0)","v":0},{"$f":"IFERROR(IF(BZ23<0,0,BZ23/CA$53),0)","v":0},{"$f":"IFERROR(IF(BZ23>0,0,BZ23/CB$53),0)","v":0},{"$f":"CF23+CG23","v":0},{"$f":"CA23*CA$54","v":0},{"$f":"CB23*CB$54","v":0},{"$f":"IF(BW23<0,CI19,IF(BW23>0,CI18,0))","v":0},{"$f":"CH23*BW23","v":0},{"$f":"IFERROR(BW23/BW53,0)","v":0},{"$f":"IF(CJ23=0,0,1-CJ23)","v":0},{"$f":"IF(CK23=0,0,CK23/CK53)","v":0},{"$f":"IF(CK23=0,0,CL23*BX58)","v":0},{"$f":"IF(BW23=0,0,IF(AND($BH$14<>1,CI17=1),\"\",IF(AND($BH$14=1,CI17=1),CI23,IF(CK17=1,CM23,IF(BW23>0,CF23*BX55,CG23*BY55)))))","v":0},{"$f":"P23","v":0},{"$f":"IF(P23>0,P23,0)","v":0},{"$f":"IF(P23<0,P23,0)","v":0},{"$f":"CO23","v":0},{"$f":"IF(CR23>0,CR23,0)","v":0},{"$f":"IF(CR23<0,CR23,0)","v":0},{"$f":"IFERROR(IF(CR23<0,0,CR23/CS$53),0)","v":0},{"$f":"IFERROR(IF(CR23>0,0,CR23/CT$53),0)","v":0},{"$f":"CX23+CY23","v":0},{"$f":"CS23*CS$54","v":0},{"$f":"CT23*CT$54","v":0},{"$f":"IF(CO23<0,DA19,IF(CO23>0,DA18,0))","v":0},{"$f":"CZ23*CO23","v":0},{"$f":"IFERROR(CO23/CO53,0)","v":0},{"$f":"IF(DB23=0,0,1-DB23)","v":0},{"$f":"IF(DC23=0,0,DC23/DC53)","v":0},{"$f":"IF(DC23=0,0,DD23*CP58)","v":0},{"$f":"IF(CO23=0,0,IF(AND($BH$14<>1,DA17=1),\"\",IF(AND($BH$14=1,DA17=1),DA23,IF(DC17=1,DE23,IF(CO23>0,CX23*CP55,CY23*CQ55)))))","v":0},{"$f":"Q23","v":0},{"$f":"IF(Q23>0,Q23,0)","v":0},{"$f":"IF(Q23<0,Q23,0)","v":0},{"$f":"DG23","v":0},{"$f":"IF(DJ23>0,DJ23,0)","v":0},{"$f":"IF(DJ23<0,DJ23,0)","v":0},{"$f":"IFERROR(IF(DJ23<0,0,DJ23/DK$53),0)","v":0},{"$f":"IFERROR(IF(DJ23>0,0,DJ23/DL$53),0)","v":0},{"$f":"DP23+DQ23","v":0},{"$f":"DK23*DK$54","v":0},{"$f":"DL23*DL$54","v":0},{"$f":"IF(DG23<0,DS19,IF(DG23>0,DS18,0))","v":0},{"$f":"DR23*DG23","v":0},{"$f":"IFERROR(DG23/DG53,0)","v":0},{"$f":"IF(DT23=0,0,1-DT23)","v":0},{"$f":"IF(DU23=0,0,DU23/DU53)","v":0},{"$f":"IF(DU23=0,0,DV23*DH58)","v":0},{"$f":"IF(DG23=0,0,IF(AND($BH$14<>1,DS17=1),\"\",IF(AND($BH$14=1,DS17=1),DS23,IF(DU17=1,DW23,IF(DG23>0,DP23*DH55,DQ23*DI55)))))","v":0},{"$f":"R23","v":0},{"$f":"IF(R23>0,R23,0)","v":0},{"$f":"IF(R23<0,R23,0)","v":0},{"$f":"DY23","v":0},{"$f":"IF(EB23>0,EB23,0)","v":0},{"$f":"IF(EB23<0,EB23,0)","v":0},{"$f":"IFERROR(IF(EB23<0,0,EB23/EC$53),0)","v":0},{"$f":"IFERROR(IF(EB23>0,0,EB23/ED$53),0)","v":0},{"$f":"EH23+EI23","v":0},{"$f":"EC23*EC$54","v":0},{"$f":"ED23*ED$54","v":0},{"$f":"IF(DY23<0,EK19,IF(DY23>0,EK18,0))","v":0},{"$f":"EJ23*DY23","v":0},{"$f":"IFERROR(DY23/DY53,0)","v":0},{"$f":"IF(EL23=0,0,1-EL23)","v":0},{"$f":"IF(EM23=0,0,EM23/EM53)","v":0},{"$f":"IF(EM23=0,0,EN23*DZ58)","v":0},{"$f":"IF(DY23=0,0,IF(AND($BH$14<>1,EK17=1),\"\",IF(AND($BH$14=1,EK17=1),EK23,IF(EM17=1,EO23,IF(DY23>0,EH23*DZ55,EI23*EA55)))))","v":0},{"$f":"S23","v":0},{"$f":"IF(S23>0,S23,0)","v":0},{"$f":"IF(S23<0,S23,0)","v":0},{"$f":"EQ23","v":0},{"$f":"IF(ET23>0,ET23,0)","v":0},{"$f":"IF(ET23<0,ET23,0)","v":0},{"$f":"IFERROR(IF(ET23<0,0,ET23/EU$53),0)","v":0},{"$f":"IFERROR(IF(ET23>0,0,ET23/EV$53),0)","v":0},{"$f":"EZ23+FA23","v":0},{"$f":"EU23*EU$54","v":0},{"$f":"EV23*EV$54","v":0},{"$f":"IF(EQ23<0,FC19,IF(EQ23>0,FC18,0))","v":0},{"$f":"FB23*EQ23","v":0},{"$f":"IFERROR(EQ23/EQ53,0)","v":0},{"$f":"IF(FD23=0,0,1-FD23)","v":0},{"$f":"IF(FE23=0,0,FE23/FE53)","v":0},{"$f":"IF(FE23=0,0,FF23*ER58)","v":0},{"$f":"IF(EQ23=0,0,IF(AND($BH$14<>1,FC17=1),\"\",IF(AND($BH$14=1,FC17=1),FC23,IF(FE17=1,FG23,IF(EQ23>0,EZ23*ER55,FA23*ES55)))))","v":0},{"$f":"T23","v":0},{"$f":"IF(T23>0,T23,0)","v":0},{"$f":"IF(T23<0,T23,0)","v":0},{"$f":"FI23","v":0},{"$f":"IF(FL23>0,FL23,0)","v":0},{"$f":"IF(FL23<0,FL23,0)","v":0},{"$f":"IFERROR(IF(FL23<0,0,FL23/FM$53),0)","v":0},{"$f":"IFERROR(IF(FL23>0,0,FL23/FN$53),0)","v":0},{"$f":"FR23+FS23","v":0},{"$f":"FM23*FM$54","v":0},{"$f":"FN23*FN$54","v":0},{"$f":"IF(FI23<0,FU19,IF(FI23>0,FU18,0))","v":0},{"$f":"FT23*FI23","v":0},{"$f":"IFERROR(FI23/FI53,0)","v":0},{"$f":"IF(FV23=0,0,1-FV23)","v":0},{"$f":"IF(FW23=0,0,FW23/FW53)","v":0},{"$f":"IF(FW23=0,0,FX23*FJ58)","v":0},{"$f":"IF(FI23=0,0,IF(AND($BH$14<>1,FU17=1),\"\",IF(AND($BH$14=1,FU17=1),FU23,IF(FW17=1,FY23,IF(FI23>0,FR23*FJ55,FS23*FK55)))))","v":0},{"$f":"U23","v":0},{"$f":"IF(U23>0,U23,0)","v":0},{"$f":"IF(U23<0,U23,0)","v":0},{"$f":"GA23","v":0},{"$f":"IF(GD23>0,GD23,0)","v":0},{"$f":"IF(GD23<0,GD23,0)","v":0},{"$f":"IFERROR(IF(GD23<0,0,GD23/GE$53),0)","v":0},{"$f":"IFERROR(IF(GD23>0,0,GD23/GF$53),0)","v":0},{"$f":"GJ23+GK23","v":0},{"$f":"GE23*GE$54","v":0},{"$f":"GF23*GF$54","v":0},{"$f":"IF(GA23<0,GM19,IF(GA23>0,GM18,0))","v":0},{"$f":"GL23*GA23","v":0},{"$f":"IFERROR(GA23/GA53,0)","v":0},{"$f":"IF(GN23=0,0,1-GN23)","v":0},{"$f":"IF(GO23=0,0,GO23/GO53)","v":0},{"$f":"IF(GO23=0,0,GP23*GB58)","v":0},{"$f":"IF(GA23=0,0,IF(AND($BH$14<>1,GM17=1),\"\",IF(AND($BH$14=1,GM17=1),GM23,IF(GO17=1,GQ23,IF(GA23>0,GJ23*GB55,GK23*GC55)))))","v":0},{"$f":"V23","v":0},{"$f":"IF(V23>0,V23,0)","v":0},{"$f":"IF(V23<0,V23,0)","v":0},{"$f":"GS23","v":0},{"$f":"IF(GV23>0,GV23,0)","v":0},{"$f":"IF(GV23<0,GV23,0)","v":0},{"$f":"IFERROR(IF(GV23<0,0,GV23/GW$53),0)","v":0},{"$f":"IFERROR(IF(GV23>0,0,GV23/GX$53),0)","v":0},{"$f":"HB23+HC23","v":0},{"$f":"GW23*GW$54","v":0},{"$f":"GX23*GX$54","v":0}]
[null,null,null,null,2,{"$f":"IF('Results from eQuest'!J17=\"\",\"\",'Results from eQuest'!J17)","v":""},null,null,"-",null,null,null,null,{"$f":"IFERROR(IF(F24=\"\",0,IF('Results from eQuest'!X17<>\"\",(('Results from eQuest'!X16)-('Results from eQuest'!X17)),\"<Enter Value\")),\"<Enter Value>\")","v":0},{"$f":"IFERROR(IF(F24=\"\",0,IF('Results from eQuest'!BJ17<>\"\",(('Results from eQuest'!BJ16)-('Results from eQuest'!BJ17))*0.1,\"<Enter Value\")),\"<Enter Value>\")","v":0},null,null,null,null,null,null,{"$f":"IFERROR(IF(F24=\"\",0,IF('Results from eQuest'!AW17<>\"\",(('Results from eQuest'!AW16)-('Results from eQuest'!AW17)),\"<Enter Value\")),\"<Enter Value>\")","v":0},null,null,{"$f":"IFERROR(IF(F24=\"\",0,IF('Results from eQuest'!BJ17<>\"\",(('Results from eQuest'!BJ16)-('Results from eQuest'!BJ17))*0.1,\"<Enter Value\")),\"<Enter Value>\")","v":0},{"$f":"IFERROR(IF(F24=\"\",0,IF(OR('Results from eQuest'!BA17<>\"\",'Results from eQuest'!BG17<>\"\"),(('Results from eQuest'!BA16+'Results from eQuest'!BG16)/10-('Results from eQuest'!BA17+'Results from eQuest'!BG17)/10),\"<Enter Value\")),\"<Enter Value>\")","v":0},{"$f":"IFERROR(IF(F24=\"\",0,IF(OR('Results from eQuest'!P17<>\"\",'Results from eQuest'!Q17<>\"\"),(('Results from eQuest'!P16+'Results from eQuest'!Q16)-('Results from eQuest'!P17+'Results from eQuest'!Q17)),\"<Enter Value\")),\"<Enter Value>\")","v":0},null,{"$f":"IFERROR((N24*$E$16)+IFERROR((O24*$E$17),0)+(AB24*$E$18)+(P24*$H$16)+(Q24*$H$17)+(R24*$H$18)+(S24*$H$19)+(T24*$E$19)+(U24*$H$20),\"\")","v":""},null,null,null,null,null,null,null,null,null,null,"Water-Side HVAC",null,null,"Below-Grade Floors","Multiple Zone VAV System (DX/Furnace)","Gas Absorption Chiller","Enthalpy Economizer",null,"tons",null,"Daylight Dimming Controls","Automatic daylight dimming controls in the following spaces: [list spaces, e.g., \"all classrooms, offices, conference rooms, and the lobby\"] that adjusts the electric light and power input via: [\"continuous dimming, equal stepped dimming or discrete stepped dimming controls\"]. Tab 6A includes a space-by-space breakdown.",null,null,null,null,null,{"$f":"N24","v":0},{"$f":"IF(N24>0,N24,0)","v":0},{"$f":"IF(N24<0,N24,0)","v":0},{"$f":"BE24","v":0},{"$f":"IF(BH24>0,BH24,0)","v":0},{"$f":"IF(BH24<0,BH24,0)","v":0},{"$f":"IFERROR(IF(BH24<0,0,BH24/BI$53),0)","v":0},{"$f":"IFERROR(IF(BH24>0,0,BH24/BJ$53),0)","v":0},{"$f":"BN24+BO24","v":0},{"$f":"BI24*BI$54","v":0},{"$f":"BJ24*BJ$54","v":0},{"$f":"IF(BE24<0,BQ19,IF(BE24>0,BQ18,0))","v":0},{"$f":"BP24*BE24","v":0},{"$f":"IFERROR(BE24/BE53,0)","v":0},{"$f":"IF(BR24=0,0,1-BR24)","v":0},{"$f":"IF(BS24=0,0,BS24/BS53)","v":0},{"$f":"IF(BS24=0,0,BT24*BF58)","v":0},{"$f":"IF(BE24=0,0,IF(AND($BH$14<>1,BQ17=1),\"\",IF(AND($BH$14=1,BQ17=1),BQ24,IF(BS17=1,BU24,IF(BE24>0,BN24*BF55,BO24*BG55)))))","v":0},0,0,0,{"$f":"BW24","v":0},{"$f":"IF(BZ24>0,BZ24,0)","v":0},{"$f":"IF(BZ24<0,BZ24,0)","v":0},{"$f":"IFERROR(IF(BZ24<0,0,BZ24/CA$53),0)","v":0},{"$f":"IFERROR(IF(BZ24>0,0,BZ24/CB$53),0)","v":0},{"$f":"CF24+CG24","v":0},{"$f":"CA24*CA$54","v":0},{"$f":"CB24*CB$54","v":0},{"$f":"IF(BW24<0,CI19,IF(BW24>0,CI18,0))","v":0},{"$f":"CH24*BW24","v":0},{"$f":"IFERROR(BW24/BW53,0)","v":0},{"$f":"IF(CJ24=0,0,1-CJ24)","v":0},{"$f":"IF(CK24=0,0,CK24/CK53)","v":0},{"$f":"IF(CK24=0,0,CL24*BX58)","v":0},{"$f":"IF(BW24=0,0,IF(AND($BH$14<>1,CI17=1),\"\",IF(AND($BH$14=1,CI17=1),CI24,IF(CK17=1,CM24,IF(BW24>0,CF24*BX55,CG24*BY55)))))","v":0},0,0,0,{"$f":"CO24","v":0},{"$f":"IF(CR24>0,CR24,0)","v":0},{"$f":"IF(CR24<0,CR24,0)","v":0},{"$f":"IFERROR(IF(CR24<0,0,CR24/CS$53),0)","v":0},{"$f":"IFERROR(IF(CR24>0,0,CR24/CT$53),0)","v":0},{"$f":"CX24+CY24","v":0},{"$f":"CS24*CS$54","v":0},{"$f":"CT24*CT$54","v":0},{"$f":"IF(CO24<0,DA19,IF(CO24>0,DA18,0))","v":0},{"$f":"CZ24*CO24","v":0},{"$f":"IFERROR(CO24/CO53,0)","v":0},{"$f":"IF(DB24=0,0,1-DB24)","v":0},{"$f":"IF(DC24=0,0,DC24/DC53)","v":0},{"$f":"IF(DC24=0,0,DD24*CP58)","v":0},{"$f":"IF(CO24=0,0,IF(AND($BH$14<>1,DA17=1),\"\",IF(AND($BH$14=1,DA17=1),DA24,IF(DC17=1,DE24,IF(CO24>0,CX24*CP55,CY24*CQ55)))))","v":0},0,0,0,{"$f":"DG24","v":0},{"$f":"IF(DJ24>0,DJ24,0)","v":0},{"$f":"IF(DJ24<0,DJ24,0)","v":0},{"$f":"IFERROR(IF(DJ24<0,0,DJ24/DK$53),0)","v":0},{"$f":"IFERROR(IF(DJ24>0,0,DJ24/DL$53),0)","v":0},{"$f":"DP24+DQ24","v":0},{"$f":"DK24*DK$54","v":0},{"$f":"DL24*DL$54","v":0},{"$f":"IF(DG24<0,DS19,IF(DG24>0,DS18,0))","v":0},{"$f":"DR24*DG24","v":0},{"$f":"IFERROR(DG24/DG53,0)","v":0},{"$f":"IF(DT24=0,0,1-DT24)","v":0},{"$f":"IF(DU24=0,0,DU24/DU53)","v":0},{"$f":"IF(DU24=0,0,DV24*DH58)","v":0},{"$f":"IF(DG24=0,0,IF(AND($BH$14<>1,DS17=1),\"\",IF(AND($BH$14=1,DS17=1),DS24,IF(DU17=1,DW24,IF(DG24>0,DP24*DH55,DQ24*DI55)))))","v":0},0,0,0,{"$f":"DY24","v":0},{"$f":"IF(EB24>0,EB24,0)","v":0},{"$f":"IF(EB24<0,EB24,0)","v":0},{"$f":"IFERROR(IF(EB24<0,0,EB24/EC$53),0)","v":0},{"$f":"IFERROR(IF(EB24>0,0,EB24/ED$53),0)","v":0},{"$f":"EH24+EI24","v":0},{"$f":"EC24*EC$54","v":0},{"$f":"ED24*ED$54","v":0},{"$f":"IF(DY24<0,EK19,IF(DY24>0,EK18,0))","v":0},{"$f":"EJ24*DY24","v":0},{"$f":"IFERROR(DY24/DY53,0)","v":0},{"$f":"IF(EL24=0,0,1-EL24)","v":0},{"$f":"IF(EM24=0,0,EM24/EM53)","v":0},{"$f":"IF(EM24=0,0,EN24*DZ58)","v":0},{"$f":"IF(DY24=0,0,IF(AND($BH$14<>1,EK17=1),\"\",IF(AND($BH$14=1,EK17=1),EK24,IF(EM17=1,EO24,IF(DY24>0,EH24*DZ55,EI24*EA55)))))","v":0},0,0,0,{"$f":"EQ24","v":0},{"$f":"IF(ET24>0,ET24,0)","v":0},{"$f":"IF(ET24<0,ET24,0)","v":0},{"$f":"IFERROR(IF(ET24<0,0,ET24/EU$53),0)","v":0},{"$f":"IFERROR(IF(ET24>0,0,ET24/EV$53),0)","v":0},{"$f":"EZ24+FA24","v":0},{"$f":"EU24*EU$54","v":0},{"$f":"EV24*EV$54","v":0},{"$f":"IF(EQ24<0,FC19,IF(EQ24>0,FC18,0))","v":0},{"$f":"FB24*EQ24","v":0},{"$f":"IFERROR(EQ24/EQ53,0)","v":0},{"$f":"IF(FD24=0,0,1-FD24)","v":0},{"$f":"IF(FE24=0,0,FE24/FE53)","v":0},{"$f":"IF(FE24=0,0,FF24*ER58)","v":0},{"$f":"IF(EQ24=0,0,IF(AND($BH$14<>1,FC17=1),\"\",IF(AND($BH$14=1,FC17=1),FC24,IF(FE17=1,FG24,IF(EQ24>0,EZ24*ER55,FA24*ES55)))))","v":0},0,0,0,{"$f":"FI24","v":0},{"$f":"IF(FL24>0,FL24,0)","v":0},{"$f":"IF(FL24<0,FL24,0)","v":0},{"$f":"IFERROR(IF(FL24<0,0,FL24/FM$53),0)","v":0},{"$f":"IFERROR(IF(FL24>0,0,FL24/FN$53),0)","v":0},{"$f":"FR24+FS24","v":0},{"$f":"FM24*FM$54","v":0},{"$f":"FN24*FN$54","v":0},{"$f":"IF(FI24<0,FU19,IF(FI24>0,FU18,0))","v":0},{"$f":"FT24*FI24","v":0},{"$f":"IFERROR(FI24/FI53,0)","v":0},{"$f":"IF(FV24=0,0,1-FV24)","v":0},{"$f":"IF(FW24=0,0,FW24/FW53)","v":0},{"$f":"IF(FW24=0,0,FX24*FJ58)","v":0},{"$f":"IF(FI24=0,0,IF(AND($BH$14<>1,FU17=1),\"\",IF(AND($BH$14=1,FU17=1),FU24,IF(FW17=1,FY24,IF(FI24>0,FR24*FJ55,FS24*FK55)))))","v":0},0,0,0,{"$f":"GA24","v":0},{"$f":"IF(GD24>0,GD24,0)","v":0},{"$f":"IF(GD24<0,GD24,0)","v":0},{"$f":"IFERROR(IF(GD24<0,0,GD24/GE$53),0)","v":0},{"$f":"IFERROR(IF(GD24>0,0,GD24/GF$53),0)","v":0},{"$f":"GJ24+GK24","v":0},{"$f":"GE24*GE$54","v":0},{"$f":"GF24*GF$54","v":0},{"$f":"IF(GA24<0,GM19,IF(GA24>0,GM18,0))","v":0},{"$f":"GL24*GA24","v":0},{"$f":"IFERROR(GA24/GA53,0)","v":0},{"$f":"IF(GN24=0,0,1-GN24)","v":0},{"$f":"IF(GO24=0,0,GO24/GO53)","v":0},{"$f":"IF(GO24=0,0,GP24*GB58)","v":0},{"$f":"IF(GA24=0,0,IF(AND($BH$14<>1,GM17=1),\"\",IF(AND($BH$14=1,GM17=1),GM24,IF(GO17=1,GQ24,IF(GA24>0,GJ24*GB55,GK24*GC55)))))","v":0},0,0,0,{"$f":"GS24","v":0},{"$f":"IF(GV24>0,GV24,0)","v":0},{"$f":"IF(GV24<0,GV24,0)","v":0},{"$f":"IFERROR(IF(GV24<0,0,GV24/GW$53),0)","v":0},{"$f":"IFERROR(IF(GV24>0,0,GV24/GX$53),0)","v":0},{"$f":"HB24+HC24","v":0},{"$f":"GW24*GW$54","v":0},{"$f":"GX24*GX$54","v":0}]
[null,null,null,null,3,{"$f":"IF('Results from eQuest'!J18=\"\",\"\",'Results from eQuest'!J18)","v":""},null,null,"-",null,null,null,null,{"$f":"IFERROR(IF(F25=\"\",0,IF('Results from eQuest'!X18<>\"\",(('Results from eQuest'!X17)-('Results from eQuest'!X18)),\"<Enter Value\")),\"<Enter Value>\")","v":0},{"$f":"IFERROR(IF(F25=\"\",0,IF('Results from eQuest'!BJ18<>\"\",(('Results from eQuest'!BJ17)-('Results from eQuest'!BJ18))*0.1,\"<Enter Value\")),\"<Enter Value>\")","v":0},null,null,null,null,null,null,{"$f":"IFERROR(IF(F25=\"\",0,IF('Results from eQuest'!AW18<>\"\",(('Results from eQuest'!AW17)-('Results from eQuest'!AW18)),\"<Enter Value\")),\"<Enter Value>\")","v":0},null,null,{"$f":"IFERROR(IF(F25=\"\",0,IF('Results from eQuest'!BJ18<>\"\",(('Results from eQuest'!BJ17)-('Results from eQuest'!BJ18))*0.1,\"<Enter Value\")),\"<Enter Value>\")","v":0},{"$f":"IFERROR(IF(F25=\"\",0,IF(OR('Results from eQuest'!BA18<>\"\",'Results from eQuest'!BG18<>\"\"),(('Results from eQuest'!BA17+'Results from eQuest'!BG17)/10-('Results from eQuest'!BA18+'Results from eQuest'!BG18)/10),\"<Enter Value\")),\"<Enter Value>\")","v":0},{"$f":"IFERROR(IF(F25=\"\",0,IF(OR('Results from eQuest'!P18<>\"\",'Results from eQuest'!Q18<>\"\"),(('Results from eQuest'!P17+'Results from eQuest'!Q17)-('Results from eQuest'!P18+'Results from eQuest'!Q18)),\"<Enter Value\")),\"<Enter Value>\")","v":0},null,"",null,null,null,null,null,null,null,null,null,null,"HVAC Controls",null,null,"Slab-on-grade Floor","Single Zone VAV System (DX/HW)","Hot Water Boiler","Demand Control Ventilation",null,null,null,"DHW",null,null,null,null,null,null,0,0,0,0,0,0,0,0,0,0,0,{"$f":"IF(BE25<0,BQ19,IF(BE25>0,BQ18,0))","v":0},0,{"$f":"IFERROR(BE25/BE53,0)","v":0},0,{"$f":"IF(BS25=0,0,BS25/BS53)","v":0},{"$f":"IF(BS25=0,0,BT25*BF58)","v":0},{"$f":"IF(BE25=0,0,IF(AND($BH$14<>1,BQ17=1),\"\",IF(AND($BH$14=1,BQ17=1),BQ25,IF(BS17=1,BU25,IF(BE25>0,BN25*BF55,BO25*BG55)))))","v":0},0,0,0,0,0,0,0,0,0,0,0,{"$f":"IF(BW25<0,CI19,IF(BW25>0,CI18,0))","v":0},0,{"$f":"IFERROR(BW25/BW53,0)","v":0},0,{"$f":"IF(CK25=0,0,CK25/CK53)","v":0},{"$f":"IF(CK25=0,0,CL25*BX58)","v":0},{"$f":"IF(BW25=0,0,IF(AND($BH$14<>1,CI17=1),\"\",IF(AND($BH$14=1,CI17=1),CI25,IF(CK17=1,CM25,IF(BW25>0,CF25*BX55,CG25*BY55)))))","v":0},0,0,0,0,0,0,0,0,0,0,0,{"$f":"IF(CO25<0,DA19,IF(CO25>0,DA18,0))","v":0},0,{"$f":"IFERROR(CO25/CO53,0)","v":0},0,{"$f":"IF(DC25=0,0,DC25/DC53)","v":0},{"$f":"IF(DC25=0,0,DD25*CP58)","v":0},{"$f":"IF(CO25=0,0,IF(AND($BH$14<>1,DA17=1),\"\",IF(AND($BH$14=1,DA17=1),DA25,IF(DC17=1,DE25,IF(CO25>0,CX25*CP55,CY25*CQ55)))))","v":0},0,0,0,0,0,0,0,0,0,0,0,{"$f":"IF(DG25<0,DS19,IF(DG25>0,DS18,0))","v":0},0,{"$f":"IFERROR(DG25/DG53,0)","v":0},0,{"$f":"IF(DU25=0,0,DU25/DU53)","v":0},{"$f":"IF(DU25=0,0,DV25*DH58)","v":0},{"$f":"IF(DG25=0,0,IF(AND($BH$14<>1,DS17=1),\"\",IF(AND($BH$14=1,DS17=1),DS25,IF(DU17=1,DW25,IF(DG25>0,DP25*DH55,DQ25*DI55)))))","v":0},0,0,0,0,0,0,0,0,0,0,0,{"$f":"IF(DY25<0,EK19,IF(DY25>0,EK18,0))","v":0},0,{"$f":"IFERROR(DY25/DY53,0)","v":0},0,{"$f":"IF(EM25=0,0,EM25/EM53)","v":0},{"$f":"IF(EM25=0,0,EN25*DZ58)","v":0},{"$f":"IF(DY25=0,0,IF(AND($BH$14<>1,EK17=1),\"\",IF(AND($BH$14=1,EK17=1),EK25,IF(EM17=1,EO25,IF(DY25>0,EH25*DZ55,EI25*EA55)))))","v":0},0,0,0,0,0,0,0,0,0,0,0,{"$f":"IF(EQ25<0,FC19,IF(EQ25>0,FC18,0))","v":0},0,{"$f":"IFERROR(EQ25/EQ53,0)","v":0},0,{"$f":"IF(FE25=0,0,FE25/FE53)","v":0},{"$f":"IF(FE25=0,0,FF25*ER58)","v":0},{"$f":"IF(EQ25=0,0,IF(AND($BH$14<>1,FC17=1),\"\",IF(AND($BH$14=1,FC17=1),FC25,IF(FE17=1,FG25,IF(EQ25>0,EZ25*ER55,FA25*ES55)))))","v":0},0,0,0,0,0,0,0,0,0,0,0,{"$f":"IF(FI25<0,FU19,IF(FI25>0,FU18,0))","v":0},0,{"$f":"IFERROR(FI25/FI53,0)","v":0},0,{"$f":"IF(FW25=0,0,FW25/FW53)","v":0},{"$f":"IF(FW25=0,0,FX25*FJ58)","v":0},{"$f":"IF(FI25=0,0,IF(AND($BH$14<>1,FU17=1),\"\",IF(AND($BH$14=1,FU17=1),FU25,IF(FW17=1,FY25,IF(FI25>0,FR25*FJ55,FS25*FK55)))))","v":0},0,0,0,0,0,0,0,0,0,0,0,{"$f":"IF(GA25<0,GM19,IF(GA25>0,GM18,0))","v":0},0,{"$f":"IFERROR(GA25/GA53,0)","v":0},0,{"$f":"IF(GO25=0,0,GO25/GO53)","v":0},{"$f":"IF(GO25=0,0,GP25*GB58)","v":0},{"$f":"IF(GA25=0,0,IF(AND($BH$14<>1,GM17=1),\"\",IF(AND($BH$14=1,GM17=1),GM25,IF(GO17=1,GQ25,IF(GA25>0,GJ25*GB55,GK25*GC55)))))","v":0},0,0,0,0,0,0,0,0,0,0,0]
[null,null,null,null,4,{"$f":"IF('Results from eQuest'!J19=\"\",\"\",'Results from eQuest'!J19)","v":""},null,null,"-",null,null,null,null,{"$f":"IFERROR(IF(F26=\"\",0,IF('Results from eQuest'!X19<>\"\",(('Results from eQuest'!X18)-('Results from eQuest'!X19)),\"<Enter Value\")),\"<Enter Value>\")","v":0},{"$f":"IFERROR(IF(F26=\"\",0,IF('Results from eQuest'!BJ19<>\"\",(('Results from eQuest'!BJ18)-('Results from eQuest'!BJ19))*0.1,\"<Enter Value\")),\"<Enter Value>\")","v":0},null,null,null,null,null,null,{"$f":"IFERROR(IF(F26=\"\",0,IF('Results from eQuest'!AW19<>\"\",(('Results from eQuest'!AW18)-('Results from eQuest'!AW19)),\"<Enter Value\")),\"<Enter Value>\")","v":0},null,null,{"$f":"IFERROR(IF(F26=\"\",0,IF('Results from eQuest'!BJ19<>\"\",(('Results from eQuest'!BJ18)-('Results from eQuest'!BJ19))*0.1,\"<Enter Value\")),\"<Enter Value>\")","v":0},{"$f":"IFERROR(IF(F26=\"\",0,IF(OR('Results from eQuest'!BA19<>\"\",'Results from eQuest'!BG19<>\"\"),(('Results from eQuest'!BA18+'Results from eQuest'!BG18)/10-('Results from eQuest'!BA19+'Results from eQuest'!BG19)/10),\"<Enter Value\")),\"<Enter Value>\")","v":0},{"$f":"IFERROR(IF(F26=\"\",0,IF(OR('Results from eQuest'!P19<>\"\",'Results from eQuest'!Q19<>\"\"),(('Results from eQuest'!P18+'Results from eQuest'!Q18)-('Results from eQuest'!P19+'Results from eQuest'!Q19)),\"<Enter Value\")),\"<Enter Value>\")","v":0},null,"",null,null,null,null,null,null,null,null,null,null,"Other",null,null,"Vertical Fenestration","Multiple Zone VAV System (DX/HW)","Steam Boiler","VAV Static Pressure Reset",null,null,null,"Domestic Hot Water Heater","The proposed domestic hot water heating system consists of [X] [Heater Type] domestic hot water heaters with a rated efficiency of [XX] [AFUE/EF/Et] and standby loss [XX].",null,null,null,null,null,0,0,0,0,0,0,0,0,0,0,0,{"$f":"IF(BE26<0,BQ19,IF(BE26>0,BQ18,0))","v":0},0,{"$f":"IFERROR(BE26/BE53,0)","v":0},0,{"$f":"IF(BS26=0,0,BS26/BS53)","v":0},{"$f":"IF(BS26=0,0,BT26*BF58)","v":0},{"$f":"IF(BE26=0,0,IF(AND($BH$14<>1,BQ17=1),\"\",IF(AND($BH$14=1,BQ17=1),BQ26,IF(BS17=1,BU26,IF(BE26>0,BN26*BF55,BO26*BG55)))))","v":0},0,0,0,0,0,0,0,0,0,0,0,{"$f":"IF(BW26<0,CI19,IF(BW26>0,CI18,0))","v":0},0,{"$f":"IFERROR(BW26/BW53,0)","v":0},0,{"$f":"IF(CK26=0,0,CK26/CK53)","v":0},{"$f":"IF(CK26=0,0,CL26*BX58)","v":0},{"$f":"IF(BW26=0,0,IF(AND($BH$14<>1,CI17=1),\"\",IF(AND($BH$14=1,CI17=1),CI26,IF(CK17=1,CM26,IF(BW26>0,CF26*BX55,CG26*BY55)))))","v":0},0,0,0,0,0,0,0,0,0,0,0,{"$f":"IF(CO26<0,DA19,IF(CO26>0,DA18,0))","v":0},0,{"$f":"IFERROR(CO26/CO53,0)","v":0},0,{"$f":"IF(DC26=0,0,DC26/DC53)","v":0},{"$f":"IF(DC26=0,0,DD26*CP58)","v":0},{"$f":"IF(CO26=0,0,IF(AND($BH$14<>1,DA17=1),\"\",IF(AND($BH$14=1,DA17=1),DA26,IF(DC17=1,DE26,IF(CO26>0,CX26*CP55,CY26*CQ55)))))","v":0},0,0,0,0,0,0,0,0,0,0,0,{"$f":"IF(DG26<0,DS19,IF(DG26>0,DS18,0))","v":0},0,{"$f":"IFERROR(DG26/DG53,0)","v":0},0,{"$f":"IF(DU26=0,0,DU26/DU53)","v":0},{"$f":"IF(DU26=0,0,DV26*DH58)","v":0},{"$f":"IF(DG26=0,0,IF(AND($BH$14<>1,DS17=1),\"\",IF(AND($BH$14=1,DS17=1),DS26,IF(DU17=1,DW26,IF(DG26>0,DP26*DH55,DQ26*DI55)))))","v":0},0,0,0,0,0,0,0,0,0,0,0,{"$f":"IF(DY26<0,EK19,IF(DY26>0,EK18,0))","v":0},0,{"$f":"IFERROR(DY26/DY53,0)","v":0},0,{"$f":"IF(EM26=0,0,EM26/EM53)","v":0},{"$f":"IF(EM26=0,0,EN26*DZ58)","v":0},{"$f":"IF(DY26=0,0,IF(AND($BH$14<>1,EK17=1),\"\",IF(AND($BH$14=1,EK17=1),EK26,IF(EM17=1,EO26,IF(DY26>0,EH26*DZ55,EI26*EA55)))))","v":0},0,0,0,0,0,0,0,0,0,0,0,{"$f":"IF(EQ26<0,FC19,IF(EQ26>0,FC18,0))","v":0},0,{"$f":"IFERROR(EQ26/EQ53,0)","v":0},0,{"$f":"IF(FE26=0,0,FE26/FE53)","v":0},{"$f":"IF(FE26=0,0,FF26*ER58)","v":0},{"$f":"IF(EQ26=0,0,IF(AND($BH$14<>1,FC17=1),\"\",IF(AND($BH$14=1,FC17=1),FC26,IF(FE17=1,FG26,IF(EQ26>0,EZ26*ER55,FA26*ES55)))))","v":0},0,0,0,0,0,0,0,0,0,0,0,{"$f":"IF(FI26<0,FU19,IF(FI26>0,FU18,0))","v":0},0,{"$f":"IFERROR(FI26/FI53,0)","v":0},0,{"$f":"IF(FW26=0,0,FW26/FW53)","v":0},{"$f":"IF(FW26=0,0,FX26*FJ58)","v":0},{"$f":"IF(FI26=0,0,IF(AND($BH$14<>1,FU17=1),\"\",IF(AND($BH$14=1,FU17=1),FU26,IF(FW17=1,FY26,IF(FI26>0,FR26*FJ55,FS26*FK55)))))","v":0},0,0,0,0,0,0,0,0,0,0,0,{"$f":"IF(GA26<0,GM19,IF(GA26>0,GM18,0))","v":0},0,{"$f":"IFERROR(GA26/GA53,0)","v":0},0,{"$f":"IF(GO26=0,0,GO26/GO53)","v":0},{"$f":"IF(GO26=0,0,GP26*GB58)","v":0},{"$f":"IF(GA26=0,0,IF(AND($BH$14<>1,GM17=1),\"\",IF(AND($BH$14=1,GM17=1),GM26,IF(GO17=1,GQ26,IF(GA26>0,GJ26*GB55,GK26*GC55)))))","v":0},0,0,0,0,0,0,0,0,0,0,0]
[null,null,null,null,5,{"$f":"IF('Results from eQuest'!J20=\"\",\"\",'Results from eQuest'!J20)","v":""},null,null,"-",null,null,null,null,{"$f":"IFERROR(IF(F27=\"\",0,IF('Results from eQuest'!X20<>\"\",(('Results from eQuest'!X19)-('Results from eQuest'!X20)),\"<Enter Value\")),\"<Enter Value>\")","v":0},{"$f":"IFERROR(IF(F27=\"\",0,IF('Results from eQuest'!BJ20<>\"\",(('Results from eQuest'!BJ19)-('Results from eQuest'!BJ20))*0.1,\"<Enter Value\")),\"<Enter Value>\")","v":0},null,null,null,null,null,null,{"$f":"IFERROR(IF(F27=\"\",0,IF('Results from eQuest'!AW20<>\"\",(('Results from eQuest'!AW19)-('Results from eQuest'!AW20)),\"<Enter Value\")),\"<Enter Value>\")","v":0},null,null,{"$f":"IFERROR(IF(F27=\"\",0,IF('Results from eQuest'!BJ20<>\"\",(('Results from eQuest'!BJ19)-('Results from eQuest'!BJ20))*0.1,\"<Enter Value\")),\"<Enter Value>\")","v":0},{"$f":"IFERROR(IF(F27=\"\",0,IF(OR('Results from eQuest'!BA20<>\"\",'Results from eQuest'!BG20<>\"\"),(('Results from eQuest'!BA19+'Results from eQuest'!BG19)/10-('Results from eQuest'!BA20+'Results from eQuest'!BG20)/10),\"<Enter Value\")),\"<Enter Value>\")","v":0},{"$f":"IFERROR(IF(F27=\"\",0,IF(OR('Results from eQuest'!P20<>\"\",'Results from eQuest'!Q20<>\"\"),(('Results from eQuest'!P19+'Results from eQuest'!Q19)-('Results from eQuest'!P20+'Results from eQuest'!Q20)),\"<Enter Value\")),\"<Enter Value>\")","v":0},null,"",null,null,null,null,null,null,null,null,null,null,null,null,null,"Doors","Single Zone VAV System (CHW/HW or Steam)","Water to Water Geothermal HP Chillers – Closed Loop","Other HVAC Controls",null,null,null,"Low-Flow Fixtures","Low flow fixtures reduce hot water demand. Fixture flow rates are as follows: shower heads – [X.X] GPM; kitchen faucets – [X.X] GPM; lavatory faucets – [X.X] GPM or [X.X] Gallons per Cycle (GPC) with cycle duration of [X] seconds, if applicable.",null,null,null,null,null,0,0,0,0,0,0,0,0,0,0,0,{"$f":"IF(BE27<0,BQ19,IF(BE27>0,BQ18,0))","v":0},0,{"$f":"IFERROR(BE27/BE53,0)","v":0},0,{"$f":"IF(BS27=0,0,BS27/BS53)","v":0},{"$f":"IF(BS27=0,0,BT27*BF58)","v":0},{"$f":"IF(BE27=0,0,IF(AND($BH$14<>1,BQ17=1),\"\",IF(AND($BH$14=1,BQ17=1),BQ27,IF(BS17=1,BU27,IF(BE27>0,BN27*BF55,BO27*BG55)))))","v":0},0,0,0,0,0,0,0,0,0,0,0,{"$f":"IF(BW27<0,CI19,IF(BW27>0,CI18,0))","v":0},0,{"$f":"IFERROR(BW27/BW53,0)","v":0},0,{"$f":"IF(CK27=0,0,CK27/CK53)","v":0},{"$f":"IF(CK27=0,0,CL27*BX58)","v":0},{"$f":"IF(BW27=0,0,IF(AND($BH$14<>1,CI17=1),\"\",IF(AND($BH$14=1,CI17=1),CI27,IF(CK17=1,CM27,IF(BW27>0,CF27*BX55,CG27*BY55)))))","v":0},0,0,0,0,0,0,0,0,0,0,0,{"$f":"IF(CO27<0,DA19,IF(CO27>0,DA18,0))","v":0},0,{"$f":"IFERROR(CO27/CO53,0)","v":0},0,{"$f":"IF(DC27=0,0,DC27/DC53)","v":0},{"$f":"IF(DC27=0,0,DD27*CP58)","v":0},{"$f":"IF(CO27=0,0,IF(AND($BH$14<>1,DA17=1),\"\",IF(AND($BH$14=1,DA17=1),DA27,IF(DC17=1,DE27,IF(CO27>0,CX27*CP55,CY27*CQ55)))))","v":0},0,0,0,0,0,0,0,0,0,0,0,{"$f":"IF(DG27<0,DS19,IF(DG27>0,DS18,0))","v":0},0,{"$f":"IFERROR(DG27/DG53,0)","v":0},0,{"$f":"IF(DU27=0,0,DU27/DU53)","v":0},{"$f":"IF(DU27=0,0,DV27*DH58)","v":0},{"$f":"IF(DG27=0,0,IF(AND($BH$14<>1,DS17=1),\"\",IF(AND($BH$14=1,DS17=1),DS27,IF(DU17=1,DW27,IF(DG27>0,DP27*DH55,DQ27*DI55)))))","v":0},0,0,0,0,0,0,0,0,0,0,0,{"$f":"IF(DY27<0,EK19,IF(DY27>0,EK18,0))","v":0},0,{"$f":"IFERROR(DY27/DY53,0)","v":0},0,{"$f":"IF(EM27=0,0,EM27/EM53)","v":0},{"$f":"IF(EM27=0,0,EN27*DZ58)","v":0},{"$f":"IF(DY27=0,0,IF(AND($BH$14<>1,EK17=1),\"\",IF(AND($BH$14=1,EK17=1),EK27,IF(EM17=1,EO27,IF(DY27>0,EH27*DZ55,EI27*EA55)))))","v":0},0,0,0,0,0,0,0,0,0,0,0,{"$f":"IF(EQ27<0,FC19,IF(EQ27>0,FC18,0))","v":0},0,{"$f":"IFERROR(EQ27/EQ53,0)","v":0},0,{"$f":"IF(FE27=0,0,FE27/FE53)","v":0},{"$f":"IF(FE27=0,0,FF27*ER58)","v":0},{"$f":"IF(EQ27=0,0,IF(AND($BH$14<>1,FC17=1),\"\",IF(AND($BH$14=1,FC17=1),FC27,IF(FE17=1,FG27,IF(EQ27>0,EZ27*ER55,FA27*ES55)))))","v":0},0,0,0,0,0,0,0,0,0,0,0,{"$f":"IF(FI27<0,FU19,IF(FI27>0,FU18,0))","v":0},0,{"$f":"IFERROR(FI27/FI53,0)","v":0},0,{"$f":"IF(FW27=0,0,FW27/FW53)","v":0},{"$f":"IF(FW27=0,0,FX27*FJ58)","v":0},{"$f":"IF(FI27=0,0,IF(AND($BH$14<>1,FU17=1),\"\",IF(AND($BH$14=1,FU17=1),FU27,IF(FW17=1,FY27,IF(FI27>0,FR27*FJ55,FS27*FK55)))))","v":0},0,0,0,0,0,0,0,0,0,0,0,{"$f":"IF(GA27<0,GM19,IF(GA27>0,GM18,0))","v":0},0,{"$f":"IFERROR(GA27/GA53,0)","v":0},0,{"$f":"IF(GO27=0,0,GO27/GO53)","v":0},{"$f":"IF(GO27=0,0,GP27*GB58)","v":0},{"$f":"IF(GA27=0,0,IF(AND($BH$14<>1,GM17=1),\"\",IF(AND($BH$14=1,GM17=1),GM27,IF(GO17=1,GQ27,IF(GA27>0,GJ27*GB55,GK27*GC55)))))","v":0},0,0,0,0,0,0,0,0,0,0,0]
[null,null,null,null,6,{"$f":"IF('Results from eQuest'!J21=\"\",\"\",'Results from eQuest'!J21)","v":""},null,null,"-",null,null,null,null,{"$f":"IFERROR(IF(F28=\"\",0,IF('Results from eQuest'!X21<>\"\",(('Results from eQuest'!X20)-('Results from eQuest'!X21)),\"<Enter Value\")),\"<Enter Value>\")","v":0},{"$f":"IFERROR(IF(F28=\"\",0,IF('Results from eQuest'!BJ21<>\"\",(('Results from eQuest'!BJ20)-('Results from eQuest'!BJ21))*0.1,\"<Enter Value\")),\"<Enter Value>\")","v":0},null,null,null,null,null,null,{"$f":"IFERROR(IF(F28=\"\",0,IF('Results from eQuest'!AW21<>\"\",(('Results from eQuest'!AW20)-('Results from eQuest'!AW21)),\"<Enter Value\")),\"<Enter Value>\")","v":0},null,null,{"$f":"IFERROR(IF(F28=\"\",0,IF('Results from eQuest'!BJ21<>\"\",(('Results from eQuest'!BJ20)-('Results from eQuest'!BJ21))*0.1,\"<Enter Value\")),\"<Enter Value>\")","v":0},{"$f":"IFERROR(IF(F28=\"\",0,IF(OR('Results from eQuest'!BA21<>\"\",'Results from eQuest'!BG21<>\"\"),(('Results from eQuest'!BA20+'Results from eQuest'!BG20)/10-('Results from eQuest'!BA21+'Results from eQuest'!BG21)/10),\"<Enter Value\")),\"<Enter Value>\")","v":0},{"$f":"IFERROR(IF(F28=\"\",0,IF(OR('Results from eQuest'!P21<>\"\",'Results from eQuest'!Q21<>\"\"),(('Results from eQuest'!P20+'Results from eQuest'!Q20)-('Results from eQuest'!P21+'Results from eQuest'!Q21)),\"<Enter Value\")),\"<Enter Value>\")","v":0},null,"",null,null,null,null,null,null,null,null,null,null,null,null,null,"Skylights","Multiple Zone VAV System (CHW/HW or Steam)","Water to Water Geothermal HP Chillers – Open Loop",null,null,null,null,"Envelope",null,null,null,null,null,null,0,0,0,0,0,0,0,0,0,0,0,{"$f":"IF(BE28<0,BQ19,IF(BE28>0,BQ18,0))","v":0},0,{"$f":"IFERROR(BE28/BE53,0)","v":0},0,{"$f":"IF(BS28=0,0,BS28/BS53)","v":0},{"$f":"IF(BS28=0,0,BT28*BF58)","v":0},{"$f":"IF(BE28=0,0,IF(AND($BH$14<>1,BQ17=1),\"\",IF(AND($BH$14=1,BQ17=1),BQ28,IF(BS17=1,BU28,IF(BE28>0,BN28*BF55,BO28*BG55)))))","v":0},0,0,0,0,0,0,0,0,0,0,0,{"$f":"IF(BW28<0,CI19,IF(BW28>0,CI18,0))","v":0},0,{"$f":"IFERROR(BW28/BW53,0)","v":0},0,{"$f":"IF(CK28=0,0,CK28/CK53)","v":0},{"$f":"IF(CK28=0,0,CL28*BX58)","v":0},{"$f":"IF(BW28=0,0,IF(AND($BH$14<>1,CI17=1),\"\",IF(AND($BH$14=1,CI17=1),CI28,IF(CK17=1,CM28,IF(BW28>0,CF28*BX55,CG28*BY55)))))","v":0},0,0,0,0,0,0,0,0,0,0,0,{"$f":"IF(CO28<0,DA19,IF(CO28>0,DA18,0))","v":0},0,{"$f":"IFERROR(CO28/CO53,0)","v":0},0,{"$f":"IF(DC28=0,0,DC28/DC53)","v":0},{"$f":"IF(DC28=0,0,DD28*CP58)","v":0},{"$f":"IF(CO28=0,0,IF(AND($BH$14<>1,DA17=1),\"\",IF(AND($BH$14=1,DA17=1),DA28,IF(DC17=1,DE28,IF(CO28>0,CX28*CP55,CY28*CQ55)))))","v":0},0,0,0,0,0,0,0,0,0,0,0,{"$f":"IF(DG28<0,DS19,IF(DG28>0,DS18,0))","v":0},0,{"$f":"IFERROR(DG28/DG53,0)","v":0},0,{"$f":"IF(DU28=0,0,DU28/DU53)","v":0},{"$f":"IF(DU28=0,0,DV28*DH58)","v":0},{"$f":"IF(DG28=0,0,IF(AND($BH$14<>1,DS17=1),\"\",IF(AND($BH$14=1,DS17=1),DS28,IF(DU17=1,DW28,IF(DG28>0,DP28*DH55,DQ28*DI55)))))","v":0},0,0,0,0,0,0,0,0,0,0,0,{"$f":"IF(DY28<0,EK19,IF(DY28>0,EK18,0))","v":0},0,{"$f":"IFERROR(DY28/DY53,0)","v":0},0,{"$f":"IF(EM28=0,0,EM28/EM53)","v":0},{"$f":"IF(EM28=0,0,EN28*DZ58)","v":0},{"$f":"IF(DY28=0,0,IF(AND($BH$14<>1,EK17=1),\"\",IF(AND($BH$14=1,EK17=1),EK28,IF(EM17=1,EO28,IF(DY28>0,EH28*DZ55,EI28*EA55)))))","v":0},0,0,0,0,0,0,0,0,0,0,0,{"$f":"IF(EQ28<0,FC19,IF(EQ28>0,FC18,0))","v":0},0,{"$f":"IFERROR(EQ28/EQ53,0)","v":0},0,{"$f":"IF(FE28=0,0,FE28/FE53)","v":0},{"$f":"IF(FE28=0,0,FF28*ER58)","v":0},{"$f":"IF(EQ28=0,0,IF(AND($BH$14<>1,FC17=1),\"\",IF(AND($BH$14=1,FC17=1),FC28,IF(FE17=1,FG28,IF(EQ28>0,EZ28*ER55,FA28*ES55)))))","v":0},0,0,0,0,0,0,0,0,0,0,0,{"$f":"IF(FI28<0,FU19,IF(FI28>0,FU18,0))","v":0},0,{"$f":"IFERROR(FI28/FI53,0)","v":0},0,{"$f":"IF(FW28=0,0,FW28/FW53)","v":0},{"$f":"IF(FW28=0,0,FX28*FJ58)","v":0},{"$f":"IF(FI28=0,0,IF(AND($BH$14<>1,FU17=1),\"\",IF(AND($BH$14=1,FU17=1),FU28,IF(FW17=1,FY28,IF(FI28>0,FR28*FJ55,FS28*FK55)))))","v":0},0,0,0,0,0,0,0,0,0,0,0,{"$f":"IF(GA28<0,GM19,IF(GA28>0,GM18,0))","v":0},0,{"$f":"IFERROR(GA28/GA53,0)","v":0},0,{"$f":"IF(GO28=0,0,GO28/GO53)","v":0},{"$f":"IF(GO28=0,0,GP28*GB58)","v":0},{"$f":"IF(GA28=0,0,IF(AND($BH$14<>1,GM17=1),\"\",IF(AND($BH$14=1,GM17=1),GM28,IF(GO17=1,GQ28,IF(GA28>0,GJ28*GB55,GK28*GC55)))))","v":0},0,0,0,0,0,0,0,0,0,0,0]
[null,null,null,null,7,{"$f":"IF('Results from eQuest'!J22=\"\",\"\",'Results from eQuest'!J22)","v":""},null,null,"-",null,null,null,null,{"$f":"IFERROR(IF(F29=\"\",0,IF('Results from eQuest'!X22<>\"\",(('Results from eQuest'!X21)-('Results from eQuest'!X22)),\"<Enter Value\")),\"<Enter Value>\")","v":0},{"$f":"IFERROR(IF(F29=\"\",0,IF('Results from eQuest'!BJ22<>\"\",(('Results from eQuest'!BJ21)-('Results from eQuest'!BJ22))*0.1,\"<Enter Value\")),\"<Enter Value>\")","v":0},null,null,null,null,null,null,{"$f":"IFERROR(IF(F29=\"\",0,IF('Results from eQuest'!AW22<>\"\",(('Results from eQuest'!AW21)-('Results from eQuest'!AW22)),\"<Enter Value\")),\"<Enter Value>\")","v":0},null,null,{"$f":"IFERROR(IF(F29=\"\",0,IF('Results from eQuest'!BJ22<>\"\",(('Results from eQuest'!BJ21)-('Results from eQuest'!BJ22))*0.1,\"<Enter Value\")),\"<Enter Value>\")","v":0},{"$f":"IFERROR(IF(F29=\"\",0,IF(OR('Results from eQuest'!BA22<>\"\",'Results from eQuest'!BG22<>\"\"),(('Results from eQuest'!BA21+'Results from eQuest'!BG21)/10-('Results from eQuest'!BA22+'Results from eQuest'!BG22)/10),\"<Enter Value\")),\"<Enter Value>\")","v":0},{"$f":"IFERROR(IF(F29=\"\",0,IF(OR('Results from eQuest'!P22<>\"\",'Results from eQuest'!Q22<>\"\"),(('Results from eQuest'!P21+'Results from eQuest'!Q21)-('Results from eQuest'!P22+'Results from eQuest'!Q22)),\"<Enter Value\")),\"<Enter Value>\")","v":0},null,"",null,null,null,null,null,null,null,null,null,null,null,null,null,null,"Dedicated Outdoor Air System (DX/Furnace)","CHW Pump",null,null,null,null,"Roof","The roof assembly consists of [description of roof assembly]. Insulation consists of an average of [X]\" of [insulation type] with a total R-value of [XX]. The overall assembly U-factor is U-[X.XXX]. [Adjust this text for multiple insulation types, e.g., continuous insulation and cavity insulation]",null,null,null,null,null,0,0,0,0,0,0,0,0,0,0,0,{"$f":"IF(BE29<0,BQ19,IF(BE29>0,BQ18,0))","v":0},0,{"$f":"IFERROR(BE29/BE53,0)","v":0},0,{"$f":"IF(BS29=0,0,BS29/BS53)","v":0},{"$f":"IF(BS29=0,0,BT29*BF58)","v":0},{"$f":"IF(BE29=0,0,IF(AND($BH$14<>1,BQ17=1),\"\",IF(AND($BH$14=1,BQ17=1),BQ29,IF(BS17=1,BU29,IF(BE29>0,BN29*BF55,BO29*BG55)))))","v":0},0,0,0,0,0,0,0,0,0,0,0,{"$f":"IF(BW29<0,CI19,IF(BW29>0,CI18,0))","v":0},0,{"$f":"IFERROR(BW29/BW53,0)","v":0},0,{"$f":"IF(CK29=0,0,CK29/CK53)","v":0},{"$f":"IF(CK29=0,0,CL29*BX58)","v":0},{"$f":"IF(BW29=0,0,IF(AND($BH$14<>1,CI17=1),\"\",IF(AND($BH$14=1,CI17=1),CI29,IF(CK17=1,CM29,IF(BW29>0,CF29*BX55,CG29*BY55)))))","v":0},0,0,0,0,0,0,0,0,0,0,0,{"$f":"IF(CO29<0,DA19,IF(CO29>0,DA18,0))","v":0},0,{"$f":"IFERROR(CO29/CO53,0)","v":0},0,{"$f":"IF(DC29=0,0,DC29/DC53)","v":0},{"$f":"IF(DC29=0,0,DD29*CP58)","v":0},{"$f":"IF(CO29=0,0,IF(AND($BH$14<>1,DA17=1),\"\",IF(AND($BH$14=1,DA17=1),DA29,IF(DC17=1,DE29,IF(CO29>0,CX29*CP55,CY29*CQ55)))))","v":0},0,0,0,0,0,0,0,0,0,0,0,{"$f":"IF(DG29<0,DS19,IF(DG29>0,DS18,0))","v":0},0,{"$f":"IFERROR(DG29/DG53,0)","v":0},0,{"$f":"IF(DU29=0,0,DU29/DU53)","v":0},{"$f":"IF(DU29=0,0,DV29*DH58)","v":0},{"$f":"IF(DG29=0,0,IF(AND($BH$14<>1,DS17=1),\"\",IF(AND($BH$14=1,DS17=1),DS29,IF(DU17=1,DW29,IF(DG29>0,DP29*DH55,DQ29*DI55)))))","v":0},0,0,0,0,0,0,0,0,0,0,0,{"$f":"IF(DY29<0,EK19,IF(DY29>0,EK18,0))","v":0},0,{"$f":"IFERROR(DY29/DY53,0)","v":0},0,{"$f":"IF(EM29=0,0,EM29/EM53)","v":0},{"$f":"IF(EM29=0,0,EN29*DZ58)","v":0},{"$f":"IF(DY29=0,0,IF(AND($BH$14<>1,EK17=1),\"\",IF(AND($BH$14=1,EK17=1),EK29,IF(EM17=1,EO29,IF(DY29>0,EH29*DZ55,EI29*EA55)))))","v":0},0,0,0,0,0,0,0,0,0,0,0,{"$f":"IF(EQ29<0,FC19,IF(EQ29>0,FC18,0))","v":0},0,{"$f":"IFERROR(EQ29/EQ53,0)","v":0},0,{"$f":"IF(FE29=0,0,FE29/FE53)","v":0},{"$f":"IF(FE29=0,0,FF29*ER58)","v":0},{"$f":"IF(EQ29=0,0,IF(AND($BH$14<>1,FC17=1),\"\",IF(AND($BH$14=1,FC17=1),FC29,IF(FE17=1,FG29,IF(EQ29>0,EZ29*ER55,FA29*ES55)))))","v":0},0,0,0,0,0,0,0,0,0,0,0,{"$f":"IF(FI29<0,FU19,IF(FI29>0,FU18,0))","v":0},0,{"$f":"IFERROR(FI29/FI53,0)","v":0},0,{"$f":"IF(FW29=0,0,FW29/FW53)","v":0},{"$f":"IF(FW29=0,0,FX29*FJ58)","v":0},{"$f":"IF(FI29=0,0,IF(AND($BH$14<>1,FU17=1),\"\",IF(AND($BH$14=1,FU17=1),FU29,IF(FW17=1,FY29,IF(FI29>0,FR29*FJ55,FS29*FK55)))))","v":0},0,0,0,0,0,0,0,0,0,0,0,{"$f":"IF(GA29<0,GM19,IF(GA29>0,GM18,0))","v":0},0,{"$f":"IFERROR(GA29/GA53,0)","v":0},0,{"$f":"IF(GO29=0,0,GO29/GO53)","v":0},{"$f":"IF(GO29=0,0,GP29*GB58)","v":0},{"$f":"IF(GA29=0,0,IF(AND($BH$14<>1,GM17=1),\"\",IF(AND($BH$14=1,GM17=1),GM29,IF(GO17=1,GQ29,IF(GA29>0,GJ29*GB55,GK29*GC55)))))","v":0},0,0,0,0,0,0,0,0,0,0,0]
[null,null,null,null,8,{"$f":"IF('Results from eQuest'!J23=\"\",\"\",'Results from eQuest'!J23)","v":""},null,null,"-",null,null,null,null,{"$f":"IFERROR(IF(F30=\"\",0,IF('Results from eQuest'!X23<>\"\",(('Results from eQuest'!X22)-('Results from eQuest'!X23)),\"<Enter Value\")),\"<Enter Value>\")","v":0},{"$f":"IFERROR(IF(F30=\"\",0,IF('Results from eQuest'!BJ23<>\"\",(('Results from eQuest'!BJ22)-('Results from eQuest'!BJ23))*0.1,\"<Enter Value\")),\"<Enter Value>\")","v":0},null,null,null,null,null,null,{"$f":"IFERROR(IF(F30=\"\",0,IF('Results from eQuest'!AW23<>\"\",(('Results from eQuest'!AW22)-('Results from eQuest'!AW23)),\"<Enter Value\")),\"<Enter Value>\")","v":0},null,null,{"$f":"IFERROR(IF(F30=\"\",0,IF('Results from eQuest'!BJ23<>\"\",(('Results from eQuest'!BJ22)-('Results from eQuest'!BJ23))*0.1,\"<Enter Value\")),\"<Enter Value>\")","v":0},{"$f":"IFERROR(IF(F30=\"\",0,IF(OR('Results from eQuest'!BA23<>\"\",'Results from eQuest'!BG23<>\"\"),(('Results from eQuest'!BA22+'Results from eQuest'!BG22)/10-('Results from eQuest'!BA23+'Results from eQuest'!BG23)/10),\"<Enter Value\")),\"<Enter Value>\")","v":0},{"$f":"IFERROR(IF(F30=\"\",0,IF(OR('Results from eQuest'!P23<>\"\",'Results from eQuest'!Q23<>\"\"),(('Results from eQuest'!P22+'Results from eQuest'!Q22)-('Results from eQuest'!P23+'Results from eQuest'!Q23)),\"<Enter Value\")),\"<Enter Value>\")","v":0},null,"",null,null,null,null,null,null,null,null,null,null,null,null,null,null,"Dedicated Outdoor Air System (DX/HW or Steam)","CW Pump",null,null,null,null,"Walls","The wall assembly consists of [description of wall assembly]. Insulation consists of [X]\" of [insulation type] with a total R-value of [XX]. The overall assembly U-factor is U-[X.XXX]. [Adjust this text for multiple insulation types, e.g., continuous insulation and cavity insulation]",null,null,null,null,null,0,0,0,0,0,0,0,0,0,0,0,{"$f":"IF(BE30<0,BQ19,IF(BE30>0,BQ18,0))","v":0},0,{"$f":"IFERROR(BE30/BE53,0)","v":0},0,{"$f":"IF(BS30=0,0,BS30/BS53)","v":0},{"$f":"IF(BS30=0,0,BT30*BF58)","v":0},{"$f":"IF(BE30=0,0,IF(AND($BH$14<>1,BQ17=1),\"\",IF(AND($BH$14=1,BQ17=1),BQ30,IF(BS17=1,BU30,IF(BE30>0,BN30*BF55,BO30*BG55)))))","v":0},0,0,0,0,0,0,0,0,0,0,0,{"$f":"IF(BW30<0,CI19,IF(BW30>0,CI18,0))","v":0},0,{"$f":"IFERROR(BW30/BW53,0)","v":0},0,{"$f":"IF(CK30=0,0,CK30/CK53)","v":0},{"$f":"IF(CK30=0,0,CL30*BX58)","v":0},{"$f":"IF(BW30=0,0,IF(AND($BH$14<>1,CI17=1),\"\",IF(AND($BH$14=1,CI17=1),CI30,IF(CK17=1,CM30,IF(BW30>0,CF30*BX55,CG30*BY55)))))","v":0},0,0,0,0,0,0,0,0,0,0,0,{"$f":"IF(CO30<0,DA19,IF(CO30>0,DA18,0))","v":0},0,{"$f":"IFERROR(CO30/CO53,0)","v":0},0,{"$f":"IF(DC30=0,0,DC30/DC53)","v":0},{"$f":"IF(DC30=0,0,DD30*CP58)","v":0},{"$f":"IF(CO30=0,0,IF(AND($BH$14<>1,DA17=1),\"\",IF(AND($BH$14=1,DA17=1),DA30,IF(DC17=1,DE30,IF(CO30>0,CX30*CP55,CY30*CQ55)))))","v":0},0,0,0,0,0,0,0,0,0,0,0,{"$f":"IF(DG30<0,DS19,IF(DG30>0,DS18,0))","v":0},0,{"$f":"IFERROR(DG30/DG53,0)","v":0},0,{"$f":"IF(DU30=0,0,DU30/DU53)","v":0},{"$f":"IF(DU30=0,0,DV30*DH58)","v":0},{"$f":"IF(DG30=0,0,IF(AND($BH$14<>1,DS17=1),\"\",IF(AND($BH$14=1,DS17=1),DS30,IF(DU17=1,DW30,IF(DG30>0,DP30*DH55,DQ30*DI55)))))","v":0},0,0,0,0,0,0,0,0,0,0,0,{"$f":"IF(DY30<0,EK19,IF(DY30>0,EK18,0))","v":0},0,{"$f":"IFERROR(DY30/DY53,0)","v":0},0,{"$f":"IF(EM30=0,0,EM30/EM53)","v":0},{"$f":"IF(EM30=0,0,EN30*DZ58)","v":0},{"$f":"IF(DY30=0,0,IF(AND($BH$14<>1,EK17=1),\"\",IF(AND($BH$14=1,EK17=1),EK30,IF(EM17=1,EO30,IF(DY30>0,EH30*DZ55,EI30*EA55)))))","v":0},0,0,0,0,0,0,0,0,0,0,0,{"$f":"IF(EQ30<0,FC19,IF(EQ30>0,FC18,0))","v":0},0,{"$f":"IFERROR(EQ30/EQ53,0)","v":0},0,{"$f":"IF(FE30=0,0,FE30/FE53)","v":0},{"$f":"IF(FE30=0,0,FF30*ER58)","v":0},{"$f":"IF(EQ30=0,0,IF(AND($BH$14<>1,FC17=1),\"\",IF(AND($BH$14=1,FC17=1),FC30,IF(FE17=1,FG30,IF(EQ30>0,EZ30*ER55,FA30*ES55)))))","v":0},0,0,0,0,0,0,0,0,0,0,0,{"$f":"IF(FI30<0,FU19,IF(FI30>0,FU18,0))","v":0},0,{"$f":"IFERROR(FI30/FI53,0)","v":0},0,{"$f":"IF(FW30=0,0,FW30/FW53)","v":0},{"$f":"IF(FW30=0,0,FX30*FJ58)","v":0},{"$f":"IF(FI30=0,0,IF(AND($BH$14<>1,FU17=1),\"\",IF(AND($BH$14=1,FU17=1),FU30,IF(FW17=1,FY30,IF(FI30>0,FR30*FJ55,FS30*FK55)))))","v":0},0,0,0,0,0,0,0,0,0,0,0,{"$f":"IF(GA30<0,GM19,IF(GA30>0,GM18,0))","v":0},0,{"$f":"IFERROR(GA30/GA53,0)","v":0},0,{"$f":"IF(GO30=0,0,GO30/GO53)","v":0},{"$f":"IF(GO30=0,0,GP30*GB58)","v":0},{"$f":"IF(GA30=0,0,IF(AND($BH$14<>1,GM17=1),\"\",IF(AND($BH$14=1,GM17=1),GM30,IF(GO17=1,GQ30,IF(GA30>0,GJ30*GB55,GK30*GC55)))))","v":0},0,0,0,0,0,0,0,0,0,0,0]
[null,null,null,null,9,{"$f":"IF('Results from eQuest'!J24=\"\",\"\",'Results from eQuest'!J24)","v":""},null,null,"-",null,null,null,null,{"$f":"IFERROR(IF(F31=\"\",0,IF('Results from eQuest'!X24<>\"\",(('Results from eQuest'!X23)-('Results from eQuest'!X24)),\"<Enter Value\")),\"<Enter Value>\")","v":0},{"$f":"IFERROR(IF(F31=\"\",0,IF('Results from eQuest'!BJ24<>\"\",(('Results from eQuest'!BJ23)-('Results from eQuest'!BJ24))*0.1,\"<Enter Value\")),\"<Enter Value>\")","v":0},null,null,null,null,null,null,{"$f":"IFERROR(IF(F31=\"\",0,IF('Results from eQuest'!AW24<>\"\",(('Results from eQuest'!AW23)-('Results from eQuest'!AW24)),\"<Enter Value\")),\"<Enter Value>\")","v":0},null,null,{"$f":"IFERROR(IF(F31=\"\",0,IF('Results from eQuest'!BJ24<>\"\",(('Results from eQuest'!BJ23)-('Results from eQuest'!BJ24))*0.1,\"<Enter Value\")),\"<Enter Value>\")","v":0},{"$f":"IFERROR(IF(F31=\"\",0,IF(OR('Results from eQuest'!BA24<>\"\",'Results from eQuest'!BG24<>\"\"),(('Results from eQuest'!BA23+'Results from eQuest'!BG23)/10-('Results from eQuest'!BA24+'Results from eQuest'!BG24)/10),\"<Enter Value\")),\"<Enter Value>\")","v":0},{"$f":"IFERROR(IF(F31=\"\",0,IF(OR('Results from eQuest'!P24<>\"\",'Results from eQuest'!Q24<>\"\"),(('Results from eQuest'!P23+'Results from eQuest'!Q23)-('Results from eQuest'!P24+'Results from eQuest'!Q24)),\"<Enter Value\")),\"<Enter Value>\")","v":0},null,"",null,null,null,null,null,null,null,null,null,null,null,null,null,null,"Dedicated Outdoor Air System (CHW/HW)","HW Pump",null,null,null,null,"Floors","The exterior exposed floor assembly consists of [description of wall assembly]. Insulation consists of [X]\" of [insulation type] with a total R-value of [XX]. The overall assembly U-factor is U-[X.XXX]. [Adjust this text for multiple insulation types, e.g., continuous insulation and cavity insulation]",null,null,null,null,null,0,0,0,0,0,0,0,0,0,0,0,{"$f":"IF(BE31<0,BQ19,IF(BE31>0,BQ18,0))","v":0},0,{"$f":"IFERROR(BE31/BE53,0)","v":0},0,{"$f":"IF(BS31=0,0,BS31/BS53)","v":0},{"$f":"IF(BS31=0,0,BT31*BF58)","v":0},{"$f":"IF(BE31=0,0,IF(AND($BH$14<>1,BQ17=1),\"\",IF(AND($BH$14=1,BQ17=1),BQ31,IF(BS17=1,BU31,IF(BE31>0,BN31*BF55,BO31*BG55)))))","v":0},0,0,0,0,0,0,0,0,0,0,0,{"$f":"IF(BW31<0,CI19,IF(BW31>0,CI18,0))","v":0},0,{"$f":"IFERROR(BW31/BW53,0)","v":0},0,{"$f":"IF(CK31=0,0,CK31/CK53)","v":0},{"$f":"IF(CK31=0,0,CL31*BX58)","v":0},{"$f":"IF(BW31=0,0,IF(AND($BH$14<>1,CI17=1),\"\",IF(AND($BH$14=1,CI17=1),CI31,IF(CK17=1,CM31,IF(BW31>0,CF31*BX55,CG31*BY55)))))","v":0},0,0,0,0,0,0,0,0,0,0,0,{"$f":"IF(CO31<0,DA19,IF(CO31>0,DA18,0))","v":0},0,{"$f":"IFERROR(CO31/CO53,0)","v":0},0,{"$f":"IF(DC31=0,0,DC31/DC53)","v":0},{"$f":"IF(DC31=0,0,DD31*CP58)","v":0},{"$f":"IF(CO31=0,0,IF(AND($BH$14<>1,DA17=1),\"\",IF(AND($BH$14=1,DA17=1),DA31,IF(DC17=1,DE31,IF(CO31>0,CX31*CP55,CY31*CQ55)))))","v":0},0,0,0,0,0,0,0,0,0,0,0,{"$f":"IF(DG31<0,DS19,IF(DG31>0,DS18,0))","v":0},0,{"$f":"IFERROR(DG31/DG53,0)","v":0},0,{"$f":"IF(DU31=0,0,DU31/DU53)","v":0},{"$f":"IF(DU31=0,0,DV31*DH58)","v":0},{"$f":"IF(DG31=0,0,IF(AND($BH$14<>1,DS17=1),\"\",IF(AND($BH$14=1,DS17=1),DS31,IF(DU17=1,DW31,IF(DG31>0,DP31*DH55,DQ31*DI55)))))","v":0},0,0,0,0,0,0,0,0,0,0,0,{"$f":"IF(DY31<0,EK19,IF(DY31>0,EK18,0))","v":0},0,{"$f":"IFERROR(DY31/DY53,0)","v":0},0,{"$f":"IF(EM31=0,0,EM31/EM53)","v":0},{"$f":"IF(EM31=0,0,EN31*DZ58)","v":0},{"$f":"IF(DY31=0,0,IF(AND($BH$14<>1,EK17=1),\"\",IF(AND($BH$14=1,EK17=1),EK31,IF(EM17=1,EO31,IF(DY31>0,EH31*DZ55,EI31*EA55)))))","v":0},0,0,0,0,0,0,0,0,0,0,0,{"$f":"IF(EQ31<0,FC19,IF(EQ31>0,FC18,0))","v":0},0,{"$f":"IFERROR(EQ31/EQ53,0)","v":0},0,{"$f":"IF(FE31=0,0,FE31/FE53)","v":0},{"$f":"IF(FE31=0,0,FF31*ER58)","v":0},{"$f":"IF(EQ31=0,0,IF(AND($BH$14<>1,FC17=1),\"\",IF(AND($BH$14=1,FC17=1),FC31,IF(FE17=1,FG31,IF(EQ31>0,EZ31*ER55,FA31*ES55)))))","v":0},0,0,0,0,0,0,0,0,0,0,0,{"$f":"IF(FI31<0,FU19,IF(FI31>0,FU18,0))","v":0},0,{"$f":"IFERROR(FI31/FI53,0)","v":0},0,{"$f":"IF(FW31=0,0,FW31/FW53)","v":0},{"$f":"IF(FW31=0,0,FX31*FJ58)","v":0},{"$f":"IF(FI31=0,0,IF(AND($BH$14<>1,FU17=1),\"\",IF(AND($BH$14=1,FU17=1),FU31,IF(FW17=1,FY31,IF(FI31>0,FR31*FJ55,FS31*FK55)))))","v":0},0,0,0,0,0,0,0,0,0,0,0,{"$f":"IF(GA31<0,GM19,IF(GA31>0,GM18,0))","v":0},0,{"$f":"IFERROR(GA31/GA53,0)","v":0},0,{"$f":"IF(GO31=0,0,GO31/GO53)","v":0},{"$f":"IF(GO31=0,0,GP31*GB58)","v":0},{"$f":"IF(GA31=0,0,IF(AND($BH$14<>1,GM17=1),\"\",IF(AND($BH$14=1,GM17=1),GM31,IF(GO17=1,GQ31,IF(GA31>0,GJ31*GB55,GK31*GC55)))))","v":0},0,0,0,0,0,0,0,0,0,0,0]
[null,null,null,null,10,{"$f":"IF('Results from eQuest'!J25=\"\",\"\",'Results from eQuest'!J25)","v":""},null,null,"-",null,null,null,null,{"$f":"IFERROR(IF(F32=\"\",0,IF('Results from eQuest'!X25<>\"\",(('Results from eQuest'!X24)-('Results from eQuest'!X25)),\"<Enter Value\")),\"<Enter Value>\")","v":0},{"$f":"IFERROR(IF(F32=\"\",0,IF('Results from eQuest'!BJ25<>\"\",(('Results from eQuest'!BJ24)-('Results from eQuest'!BJ25))*0.1,\"<Enter Value\")),\"<Enter Value>\")","v":0},null,null,null,null,null,null,{"$f":"IFERROR(IF(F32=\"\",0,IF('Results from eQuest'!AW25<>\"\",(('Results from eQuest'!AW24)-('Results from eQuest'!AW25)),\"<Enter Value\")),\"<Enter Value>\")","v":0},null,null,{"$f":"IFERROR(IF(F32=\"\",0,IF('Results from eQuest'!BJ25<>\"\",(('Results from eQuest'!BJ24)-('Results from eQuest'!BJ25))*0.1,\"<Enter Value\")),\"<Enter Value>\")","v":0},{"$f":"IFERROR(IF(F32=\"\",0,IF(OR('Results from eQuest'!BA25<>\"\",'Results from eQuest'!BG25<>\"\"),(('Results from eQuest'!BA24+'Results from eQuest'!BG24)/10-('Results from eQuest'!BA25+'Results from eQuest'!BG25)/10),\"<Enter Value\")),\"<Enter Value>\")","v":0},{"$f":"IFERROR(IF(F32=\"\",0,IF(OR('Results from eQuest'!P25<>\"\",'Results from eQuest'!Q25<>\"\"),(('Results from eQuest'!P24+'Results from eQuest'!Q24)-('Results from eQuest'!P25+'Results from eQuest'!Q25)),\"<Enter Value\")),\"<Enter Value>\")","v":0},null,"",null,null,null,null,null,null,null,null,null,null,null,null,null,null,"Air to Air Heat Pump",null,null,null,null,null,"Below-Grade Walls","The below-grade wall assembly consists of [description of wall assembly]. Insulation consists of [X]\" of [insulation type] with a total R-value of [XX]. The overall assembly U-factor is U-[X.XXX]. [Adjust this text for multiple insulation types, e.g., continuous insulation and cavity insulation]",null,null,null,null,null,0,0,0,0,0,0,0,0,0,0,0,{"$f":"IF(BE32<0,BQ19,IF(BE32>0,BQ18,0))","v":0},0,{"$f":"IFERROR(BE32/BE53,0)","v":0},0,{"$f":"IF(BS32=0,0,BS32/BS53)","v":0},{"$f":"IF(BS32=0,0,BT32*BF58)","v":0},{"$f":"IF(BE32=0,0,IF(AND($BH$14<>1,BQ17=1),\"\",IF(AND($BH$14=1,BQ17=1),BQ32,IF(BS17=1,BU32,IF(BE32>0,BN32*BF55,BO32*BG55)))))","v":0},0,0,0,0,0,0,0,0,0,0,0,{"$f":"IF(BW32<0,CI19,IF(BW32>0,CI18,0))","v":0},0,{"$f":"IFERROR(BW32/BW53,0)","v":0},0,{"$f":"IF(CK32=0,0,CK32/CK53)","v":0},{"$f":"IF(CK32=0,0,CL32*BX58)","v":0},{"$f":"IF(BW32=0,0,IF(AND($BH$14<>1,CI17=1),\"\",IF(AND($BH$14=1,CI17=1),CI32,IF(CK17=1,CM32,IF(BW32>0,CF32*BX55,CG32*BY55)))))","v":0},0,0,0,0,0,0,0,0,0,0,0,{"$f":"IF(CO32<0,DA19,IF(CO32>0,DA18,0))","v":0},0,{"$f":"IFERROR(CO32/CO53,0)","v":0},0,{"$f":"IF(DC32=0,0,DC32/DC53)","v":0},{"$f":"IF(DC32=0,0,DD32*CP58)","v":0},{"$f":"IF(CO32=0,0,IF(AND($BH$14<>1,DA17=1),\"\",IF(AND($BH$14=1,DA17=1),DA32,IF(DC17=1,DE32,IF(CO32>0,CX32*CP55,CY32*CQ55)))))","v":0},0,0,0,0,0,0,0,0,0,0,0,{"$f":"IF(DG32<0,DS19,IF(DG32>0,DS18,0))","v":0},0,{"$f":"IFERROR(DG32/DG53,0)","v":0},0,{"$f":"IF(DU32=0,0,DU32/DU53)","v":0},{"$f":"IF(DU32=0,0,DV32*DH58)","v":0},{"$f":"IF(DG32=0,0,IF(AND($BH$14<>1,DS17=1),\"\",IF(AND($BH$14=1,DS17=1),DS32,IF(DU17=1,DW32,IF(DG32>0,DP32*DH55,DQ32*DI55)))))","v":0},0,0,0,0,0,0,0,0,0,0,0,{"$f":"IF(DY32<0,EK19,IF(DY32>0,EK18,0))","v":0},0,{"$f":"IFERROR(DY32/DY53,0)","v":0},0,{"$f":"IF(EM32=0,0,EM32/EM53)","v":0},{"$f":"IF(EM32=0,0,EN32*DZ58)","v":0},{"$f":"IF(DY32=0,0,IF(AND($BH$14<>1,EK17=1),\"\",IF(AND($BH$14=1,EK17=1),EK32,IF(EM17=1,EO32,IF(DY32>0,EH32*DZ55,EI32*EA55)))))","v":0},0,0,0,0,0,0,0,0,0,0,0,{"$f":"IF(EQ32<0,FC19,IF(EQ32>0,FC18,0))","v":0},0,{"$f":"IFERROR(EQ32/EQ53,0)","v":0},0,{"$f":"IF(FE32=0,0,FE32/FE53)","v":0},{"$f":"IF(FE32=0,0,FF32*ER58)","v":0},{"$f":"IF(EQ32=0,0,IF(AND($BH$14<>1,FC17=1),\"\",IF(AND($BH$14=1,FC17=1),FC32,IF(FE17=1,FG32,IF(EQ32>0,EZ32*ER55,FA32*ES55)))))","v":0},0,0,0,0,0,0,0,0,0,0,0,{"$f":"IF(FI32<0,FU19,IF(FI32>0,FU18,0))","v":0},0,{"$f":"IFERROR(FI32/FI53,0)","v":0},0,{"$f":"IF(FW32=0,0,FW32/FW53)","v":0},{"$f":"IF(FW32=0,0,FX32*FJ58)","v":0},{"$f":"IF(FI32=0,0,IF(AND($BH$14<>1,FU17=1),\"\",IF(AND($BH$14=1,FU17=1),FU32,IF(FW17=1,FY32,IF(FI32>0,FR32*FJ55,FS32*FK55)))))","v":0},0,0,0,0,0,0,0,0,0,0,0,{"$f":"IF(GA32<0,GM19,IF(GA32>0,GM18,0))","v":0},0,{"$f":"IFERROR(GA32/GA53,0)","v":0},0,{"$f":"IF(GO32=0,0,GO32/GO53)","v":0},{"$f":"IF(GO32=0,0,GP32*GB58)","v":0},{"$f":"IF(GA32=0,0,IF(AND($BH$14<>1,GM17=1),\"\",IF(AND($BH$14=1,GM17=1),GM32,IF(GO17=1,GQ32,IF(GA32>0,GJ32*GB55,GK32*GC55)))))","v":0},0,0,0,0,0,0,0,0,0,0,0]
[null,null,null,null,11,{"$f":"IF('Results from eQuest'!J26=\"\",\"\",'Results from eQuest'!J26)","v":""},null,null,"-",null,null,null,null,{"$f":"IFERROR(IF(F33=\"\",0,IF('Results from eQuest'!X26<>\"\",(('Results from eQuest'!X25)-('Results from eQuest'!X26)),\"<Enter Value\")),\"<Enter Value>\")","v":0},{"$f":"IFERROR(IF(F33=\"\",0,IF('Results from eQuest'!BJ26<>\"\",(('Results from eQuest'!BJ25)-('Results from eQuest'!BJ26))*0.1,\"<Enter Value\")),\"<Enter Value>\")","v":0},null,null,null,null,null,null,{"$f":"IFERROR(IF(F33=\"\",0,IF('Results from eQuest'!AW26<>\"\",(('Results from eQuest'!AW25)-('Results from eQuest'!AW26)),\"<Enter Value\")),\"<Enter Value>\")","v":0},null,null,{"$f":"IFERROR(IF(F33=\"\",0,IF('Results from eQuest'!BJ26<>\"\",(('Results from eQuest'!BJ25)-('Results from eQuest'!BJ26))*0.1,\"<Enter Value\")),\"<Enter Value>\")","v":0},{"$f":"IFERROR(IF(F33=\"\",0,IF(OR('Results from eQuest'!BA26<>\"\",'Results from eQuest'!BG26<>\"\"),(('Results from eQuest'!BA25+'Results from eQuest'!BG25)/10-('Results from eQuest'!BA26+'Results from eQuest'!BG26)/10),\"<Enter Value\")),\"<Enter Value>\")","v":0},{"$f":"IFERROR(IF(F33=\"\",0,IF(OR('Results from eQuest'!P26<>\"\",'Results from eQuest'!Q26<>\"\"),(('Results from eQuest'!P25+'Results from eQuest'!Q25)-('Results from eQuest'!P26+'Results from eQuest'!Q26)),\"<Enter Value\")),\"<Enter Value>\")","v":0},null,"",null,null,null,null,null,null,null,null,null,null,null,null,null,null,"Chilled Beams",null,null,null,null,null,"Below-Grade Floors","The below-grade floor assembly consists of [description of wall assembly]. Insulation consists of [X]\" of [insulation type] with a total R-value of [XX]. Insulation is installed [e.g., \"on the underside of the slab extending horizontally for 4 feet\" OR \"vertically along the exterior extending 4 feet\"].",null,null,null,null,null,0,0,0,0,0,0,0,0,0,0,0,{"$f":"IF(BE33<0,BQ19,IF(BE33>0,BQ18,0))","v":0},0,{"$f":"IFERROR(BE33/BE53,0)","v":0},0,{"$f":"IF(BS33=0,0,BS33/BS53)","v":0},{"$f":"IF(BS33=0,0,BT33*BF58)","v":0},{"$f":"IF(BE33=0,0,IF(AND($BH$14<>1,BQ17=1),\"\",IF(AND($BH$14=1,BQ17=1),BQ33,IF(BS17=1,BU33,IF(BE33>0,BN33*BF55,BO33*BG55)))))","v":0},0,0,0,0,0,0,0,0,0,0,0,{"$f":"IF(BW33<0,CI19,IF(BW33>0,CI18,0))","v":0},0,{"$f":"IFERROR(BW33/BW53,0)","v":0},0,{"$f":"IF(CK33=0,0,CK33/CK53)","v":0},{"$f":"IF(CK33=0,0,CL33*BX58)","v":0},{"$f":"IF(BW33=0,0,IF(AND($BH$14<>1,CI17=1),\"\",IF(AND($BH$14=1,CI17=1),CI33,IF(CK17=1,CM33,IF(BW33>0,CF33*BX55,CG33*BY55)))))","v":0},0,0,0,0,0,0,0,0,0,0,0,{"$f":"IF(CO33<0,DA19,IF(CO33>0,DA18,0))","v":0},0,{"$f":"IFERROR(CO33/CO53,0)","v":0},0,{"$f":"IF(DC33=0,0,DC33/DC53)","v":0},{"$f":"IF(DC33=0,0,DD33*CP58)","v":0},{"$f":"IF(CO33=0,0,IF(AND($BH$14<>1,DA17=1),\"\",IF(AND($BH$14=1,DA17=1),DA33,IF(DC17=1,DE33,IF(CO33>0,CX33*CP55,CY33*CQ55)))))","v":0},0,0,0,0,0,0,0,0,0,0,0,{"$f":"IF(DG33<0,DS19,IF(DG33>0,DS18,0))","v":0},0,{"$f":"IFERROR(DG33/DG53,0)","v":0},0,{"$f":"IF(DU33=0,0,DU33/DU53)","v":0},{"$f":"IF(DU33=0,0,DV33*DH58)","v":0},{"$f":"IF(DG33=0,0,IF(AND($BH$14<>1,DS17=1),\"\",IF(AND($BH$14=1,DS17=1),DS33,IF(DU17=1,DW33,IF(DG33>0,DP33*DH55,DQ33*DI55)))))","v":0},0,0,0,0,0,0,0,0,0,0,0,{"$f":"IF(DY33<0,EK19,IF(DY33>0,EK18,0))","v":0},0,{"$f":"IFERROR(DY33/DY53,0)","v":0},0,{"$f":"IF(EM33=0,0,EM33/EM53)","v":0},{"$f":"IF(EM33=0,0,EN33*DZ58)","v":0},{"$f":"IF(DY33=0,0,IF(AND($BH$14<>1,EK17=1),\"\",IF(AND($BH$14=1,EK17=1),EK33,IF(EM17=1,EO33,IF(DY33>0,EH33*DZ55,EI33*EA55)))))","v":0},0,0,0,0,0,0,0,0,0,0,0,{"$f":"IF(EQ33<0,FC19,IF(EQ33>0,FC18,0))","v":0},0,{"$f":"IFERROR(EQ33/EQ53,0)","v":0},0,{"$f":"IF(FE33=0,0,FE33/FE53)","v":0},{"$f":"IF(FE33=0,0,FF33*ER58)","v":0},{"$f":"IF(EQ33=0,0,IF(AND($BH$14<>1,FC17=1),\"\",IF(AND($BH$14=1,FC17=1),FC33,IF(FE17=1,FG33,IF(EQ33>0,EZ33*ER55,FA33*ES55)))))","v":0},0,0,0,0,0,0,0,0,0,0,0,{"$f":"IF(FI33<0,FU19,IF(FI33>0,FU18,0))","v":0},0,{"$f":"IFERROR(FI33/FI53,0)","v":0},0,{"$f":"IF(FW33=0,0,FW33/FW53)","v":0},{"$f":"IF(FW33=0,0,FX33*FJ58)","v":0},{"$f":"IF(FI33=0,0,IF(AND($BH$14<>1,FU17=1),\"\",IF(AND($BH$14=1,FU17=1),FU33,IF(FW17=1,FY33,IF(FI33>0,FR33*FJ55,FS33*FK55)))))","v":0},0,0,0,0,0,0,0,0,0,0,0,{"$f":"IF(GA33<0,GM19,IF(GA33>0,GM18,0))","v":0},0,{"$f":"IFERROR(GA33/GA53,0)","v":0},0,{"$f":"IF(GO33=0,0,GO33/GO53)","v":0},{"$f":"IF(GO33=0,0,GP33*GB58)","v":0},{"$f":"IF(GA33=0,0,IF(AND($BH$14<>1,GM17=1),\"\",IF(AND($BH$14=1,GM17=1),GM33,IF(GO17=1,GQ33,IF(GA33>0,GJ33*GB55,GK33*GC55)))))","v":0},0,0,0,0,0,0,0,0,0,0,0]
[null,null,null,null,12,{"$f":"IF('Results from eQuest'!J27=\"\",\"\",'Results from eQuest'!J27)","v":""},null,null,"-",null,null,null,null,{"$f":"IFERROR(IF(F34=\"\",0,IF('Results from eQuest'!X27<>\"\",(('Results from eQuest'!X26)-('Results from eQuest'!X27)),\"<Enter Value\")),\"<Enter Value>\")","v":0},{"$f":"IFERROR(IF(F34=\"\",0,IF('Results from eQuest'!BJ27<>\"\",(('Results from eQuest'!BJ26)-('Results from eQuest'!BJ27))*0.1,\"<Enter Value\")),\"<Enter Value>\")","v":0},null,null,null,null,null,null,{"$f":"IFERROR(IF(F34=\"\",0,IF('Results from eQuest'!AW27<>\"\",(('Results from eQuest'!AW26)-('Results from eQuest'!AW27)),\"<Enter Value\")),\"<Enter Value>\")","v":0},null,null,{"$f":"IFERROR(IF(F34=\"\",0,IF('Results from eQuest'!BJ27<>\"\",(('Results from eQuest'!BJ26)-('Results from eQuest'!BJ27))*0.1,\"<Enter Value\")),\"<Enter Value>\")","v":0},{"$f":"IFERROR(IF(F34=\"\",0,IF(OR('Results from eQuest'!BA27<>\"\",'Results from eQuest'!BG27<>\"\"),(('Results from eQuest'!BA26+'Results from eQuest'!BG26)/10-('Results from eQuest'!BA27+'Results from eQuest'!BG27)/10),\"<Enter Value\")),\"<Enter Value>\")","v":0},{"$f":"IFERROR(IF(F34=\"\",0,IF(OR('Results from eQuest'!P27<>\"\",'Results from eQuest'!Q27<>\"\"),(('Results from eQuest'!P26+'Results from eQuest'!Q26)-('Results from eQuest'!P27+'Results from eQuest'!Q27)),\"<Enter Value\")),\"<Enter Value>\")","v":0},null,"",null,null,null,null,null,null,null,null,null,null,null,null,null,null,"Closed Loop Geothermal HP",null,null,null,null,null,"Slab-on-grade Floor","The slab-on-grade floor consists of [description of  assembly]. Insulation consists of [X]\" of [insulation type] with a total R-value of [XX]. Insulation is installed [e.g., \"on the underside of the slab extending horizontally for 4 feet\" or \"vertically along the exterior extending 4 feet\"] The overall assembly F-factor is F-[X.XXX].",null,null,null,null,null,0,0,0,0,0,0,0,0,0,0,0,{"$f":"IF(BE34<0,BQ19,IF(BE34>0,BQ18,0))","v":0},0,{"$f":"IFERROR(BE34/BE53,0)","v":0},0,{"$f":"IF(BS34=0,0,BS34/BS53)","v":0},{"$f":"IF(BS34=0,0,BT34*BF58)","v":0},{"$f":"IF(BE34=0,0,IF(AND($BH$14<>1,BQ17=1),\"\",IF(AND($BH$14=1,BQ17=1),BQ34,IF(BS17=1,BU34,IF(BE34>0,BN34*BF55,BO34*BG55)))))","v":0},0,0,0,0,0,0,0,0,0,0,0,{"$f":"IF(BW34<0,CI19,IF(BW34>0,CI18,0))","v":0},0,{"$f":"IFERROR(BW34/BW53,0)","v":0},0,{"$f":"IF(CK34=0,0,CK34/CK53)","v":0},{"$f":"IF(CK34=0,0,CL34*BX58)","v":0},{"$f":"IF(BW34=0,0,IF(AND($BH$14<>1,CI17=1),\"\",IF(AND($BH$14=1,CI17=1),CI34,IF(CK17=1,CM34,IF(BW34>0,CF34*BX55,CG34*BY55)))))","v":0},0,0,0,0,0,0,0,0,0,0,0,{"$f":"IF(CO34<0,DA19,IF(CO34>0,DA18,0))","v":0},0,{"$f":"IFERROR(CO34/CO53,0)","v":0},0,{"$f":"IF(DC34=0,0,DC34/DC53)","v":0},{"$f":"IF(DC34=0,0,DD34*CP58)","v":0},{"$f":"IF(CO34=0,0,IF(AND($BH$14<>1,DA17=1),\"\",IF(AND($BH$14=1,DA17=1),DA34,IF(DC17=1,DE34,IF(CO34>0,CX34*CP55,CY34*CQ55)))))","v":0},0,0,0,0,0,0,0,0,0,0,0,{"$f":"IF(DG34<0,DS19,IF(DG34>0,DS18,0))","v":0},0,{"$f":"IFERROR(DG34/DG53,0)","v":0},0,{"$f":"IF(DU34=0,0,DU34/DU53)","v":0},{"$f":"IF(DU34=0,0,DV34*DH58)","v":0},{"$f":"IF(DG34=0,0,IF(AND($BH$14<>1,DS17=1),\"\",IF(AND($BH$14=1,DS17=1),DS34,IF(DU17=1,DW34,IF(DG34>0,DP34*DH55,DQ34*DI55)))))","v":0},0,0,0,0,0,0,0,0,0,0,0,{"$f":"IF(DY34<0,EK19,IF(DY34>0,EK18,0))","v":0},0,{"$f":"IFERROR(DY34/DY53,0)","v":0},0,{"$f":"IF(EM34=0,0,EM34/EM53)","v":0},{"$f":"IF(EM34=0,0,EN34*DZ58)","v":0},{"$f":"IF(DY34=0,0,IF(AND($BH$14<>1,EK17=1),\"\",IF(AND($BH$14=1,EK17=1),EK34,IF(EM17=1,EO34,IF(DY34>0,EH34*DZ55,EI34*EA55)))))","v":0},0,0,0,0,0,0,0,0,0,0,0,{"$f":"IF(EQ34<0,FC19,IF(EQ34>0,FC18,0))","v":0},0,{"$f":"IFERROR(EQ34/EQ53,0)","v":0},0,{"$f":"IF(FE34=0,0,FE34/FE53)","v":0},{"$f":"IF(FE34=0,0,FF34*ER58)","v":0},{"$f":"IF(EQ34=0,0,IF(AND($BH$14<>1,FC17=1),\"\",IF(AND($BH$14=1,FC17=1),FC34,IF(FE17=1,FG34,IF(EQ34>0,EZ34*ER55,FA34*ES55)))))","v":0},0,0,0,0,0,0,0,0,0,0,0,{"$f":"IF(FI34<0,FU19,IF(FI34>0,FU18,0))","v":0},0,{"$f":"IFERROR(FI34/FI53,0)","v":0},0,{"$f":"IF(FW34=0,0,FW34/FW53)","v":0},{"$f":"IF(FW34=0,0,FX34*FJ58)","v":0},{"$f":"IF(FI34=0,0,IF(AND($BH$14<>1,FU17=1),\"\",IF(AND($BH$14=1,FU17=1),FU34,IF(FW17=1,FY34,IF(FI34>0,FR34*FJ55,FS34*FK55)))))","v":0},0,0,0,0,0,0,0,0,0,0,0,{"$f":"IF(GA34<0,GM19,IF(GA34>0,GM18,0))","v":0},0,{"$f":"IFERROR(GA34/GA53,0)","v":0},0,{"$f":"IF(GO34=0,0,GO34/GO53)","v":0},{"$f":"IF(GO34=0,0,GP34*GB58)","v":0},{"$f":"IF(GA34=0,0,IF(AND($BH$14<>1,GM17=1),\"\",IF(AND($BH$14=1,GM17=1),GM34,IF(GO17=1,GQ34,IF(GA34>0,GJ34*GB55,GK34*GC55)))))","v":0},0,0,0,0,0,0,0,0,0,0,0]
[null,null,null,null,13,{"$f":"IF('Results from eQuest'!J28=\"\",\"\",'Results from eQuest'!J28)","v":""},null,null,"-",null,null,null,null,{"$f":"IFERROR(IF(F35=\"\",0,IF('Results from eQuest'!X28<>\"\",(('Results from eQuest'!X27)-('Results from eQuest'!X28)),\"<Enter Value\")),\"<Enter Value>\")","v":0},{"$f":"IFERROR(IF(F35=\"\",0,IF('Results from eQuest'!BJ28<>\"\",(('Results from eQuest'!BJ27)-('Results from eQuest'!BJ28))*0.1,\"<Enter Value\")),\"<Enter Value>\")","v":0},null,null,null,null,null,null,{"$f":"IFERROR(IF(F35=\"\",0,IF('Results from eQuest'!AW28<>\"\",(('Results from eQuest'!AW27)-('Results from eQuest'!AW28)),\"<Enter Value\")),\"<Enter Value>\")","v":0},null,null,{"$f":"IFERROR(IF(F35=\"\",0,IF('Results from eQuest'!BJ28<>\"\",(('Results from eQuest'!BJ27)-('Results from eQuest'!BJ28))*0.1,\"<Enter Value\")),\"<Enter Value>\")","v":0},{"$f":"IFERROR(IF(F35=\"\",0,IF(OR('Results from eQuest'!BA28<>\"\",'Results from eQuest'!BG28<>\"\"),(('Results from eQuest'!BA27+'Results from eQuest'!BG27)/10-('Results from eQuest'!BA28+'Results from eQuest'!BG28)/10),\"<Enter Value\")),\"<Enter Value>\")","v":0},{"$f":"IFERROR(IF(F35=\"\",0,IF(OR('Results from eQuest'!P28<>\"\",'Results from eQuest'!Q28<>\"\"),(('Results from eQuest'!P27+'Results from eQuest'!Q27)-('Results from eQuest'!P28+'Results from eQuest'!Q28)),\"<Enter Value\")),\"<Enter Value>\")","v":0},null,"",null,null,null,null,null,null,null,null,null,null,null,null,null,null,"Fan Coil Units (CHW/HW)",null,null,null,null,null,"Vertical Fenestration","Window NFRC U-Factor is at least U-[X.XX] and SHGC is no greater than [X.XX]. [Include all window types]. Window-to-wall ratio is XX%.",null,null,null,null,null,0,0,0,0,0,0,0,0,0,0,0,{"$f":"IF(BE35<0,BQ19,IF(BE35>0,BQ18,0))","v":0},0,{"$f":"IFERROR(BE35/BE53,0)","v":0},0,{"$f":"IF(BS35=0,0,BS35/BS53)","v":0},{"$f":"IF(BS35=0,0,BT35*BF58)","v":0},{"$f":"IF(BE35=0,0,IF(AND($BH$14<>1,BQ17=1),\"\",IF(AND($BH$14=1,BQ17=1),BQ35,IF(BS17=1,BU35,IF(BE35>0,BN35*BF55,BO35*BG55)))))","v":0},0,0,0,0,0,0,0,0,0,0,0,{"$f":"IF(BW35<0,CI19,IF(BW35>0,CI18,0))","v":0},0,{"$f":"IFERROR(BW35/BW53,0)","v":0},0,{"$f":"IF(CK35=0,0,CK35/CK53)","v":0},{"$f":"IF(CK35=0,0,CL35*BX58)","v":0},{"$f":"IF(BW35=0,0,IF(AND($BH$14<>1,CI17=1),\"\",IF(AND($BH$14=1,CI17=1),CI35,IF(CK17=1,CM35,IF(BW35>0,CF35*BX55,CG35*BY55)))))","v":0},0,0,0,0,0,0,0,0,0,0,0,{"$f":"IF(CO35<0,DA19,IF(CO35>0,DA18,0))","v":0},0,{"$f":"IFERROR(CO35/CO53,0)","v":0},0,{"$f":"IF(DC35=0,0,DC35/DC53)","v":0},{"$f":"IF(DC35=0,0,DD35*CP58)","v":0},{"$f":"IF(CO35=0,0,IF(AND($BH$14<>1,DA17=1),\"\",IF(AND($BH$14=1,DA17=1),DA35,IF(DC17=1,DE35,IF(CO35>0,CX35*CP55,CY35*CQ55)))))","v":0},0,0,0,0,0,0,0,0,0,0,0,{"$f":"IF(DG35<0,DS19,IF(DG35>0,DS18,0))","v":0},0,{"$f":"IFERROR(DG35/DG53,0)","v":0},0,{"$f":"IF(DU35=0,0,DU35/DU53)","v":0},{"$f":"IF(DU35=0,0,DV35*DH58)","v":0},{"$f":"IF(DG35=0,0,IF(AND($BH$14<>1,DS17=1),\"\",IF(AND($BH$14=1,DS17=1),DS35,IF(DU17=1,DW35,IF(DG35>0,DP35*DH55,DQ35*DI55)))))","v":0},0,0,0,0,0,0,0,0,0,0,0,{"$f":"IF(DY35<0,EK19,IF(DY35>0,EK18,0))","v":0},0,{"$f":"IFERROR(DY35/DY53,0)","v":0},0,{"$f":"IF(EM35=0,0,EM35/EM53)","v":0},{"$f":"IF(EM35=0,0,EN35*DZ58)","v":0},{"$f":"IF(DY35=0,0,IF(AND($BH$14<>1,EK17=1),\"\",IF(AND($BH$14=1,EK17=1),EK35,IF(EM17=1,EO35,IF(DY35>0,EH35*DZ55,EI35*EA55)))))","v":0},0,0,0,0,0,0,0,0,0,0,0,{"$f":"IF(EQ35<0,FC19,IF(EQ35>0,FC18,0))","v":0},0,{"$f":"IFERROR(EQ35/EQ53,0)","v":0},0,{"$f":"IF(FE35=0,0,FE35/FE53)","v":0},{"$f":"IF(FE35=0,0,FF35*ER58)","v":0},{"$f":"IF(EQ35=0,0,IF(AND($BH$14<>1,FC17=1),\"\",IF(AND($BH$14=1,FC17=1),FC35,IF(FE17=1,FG35,IF(EQ35>0,EZ35*ER55,FA35*ES55)))))","v":0},0,0,0,0,0,0,0,0,0,0,0,{"$f":"IF(FI35<0,FU19,IF(FI35>0,FU18,0))","v":0},0,{"$f":"IFERROR(FI35/FI53,0)","v":0},0,{"$f":"IF(FW35=0,0,FW35/FW53)","v":0},{"$f":"IF(FW35=0,0,FX35*FJ58)","v":0},{"$f":"IF(FI35=0,0,IF(AND($BH$14<>1,FU17=1),\"\",IF(AND($BH$14=1,FU17=1),FU35,IF(FW17=1,FY35,IF(FI35>0,FR35*FJ55,FS35*FK55)))))","v":0},0,0,0,0,0,0,0,0,0,0,0,{"$f":"IF(GA35<0,GM19,IF(GA35>0,GM18,0))","v":0},0,{"$f":"IFERROR(GA35/GA53,0)","v":0},0,{"$f":"IF(GO35=0,0,GO35/GO53)","v":0},{"$f":"IF(GO35=0,0,GP35*GB58)","v":0},{"$f":"IF(GA35=0,0,IF(AND($BH$14<>1,GM17=1),\"\",IF(AND($BH$14=1,GM17=1),GM35,IF(GO17=1,GQ35,IF(GA35>0,GJ35*GB55,GK35*GC55)))))","v":0},0,0,0,0,0,0,0,0,0,0,0]
[null,null,null,null,14,{"$f":"IF('Results from eQuest'!J29=\"\",\"\",'Results from eQuest'!J29)","v":""},null,null,"-",null,null,null,null,{"$f":"IFERROR(IF(F36=\"\",0,IF('Results from eQuest'!X29<>\"\",(('Results from eQuest'!X28)-('Results from eQuest'!X29)),\"<Enter Value\")),\"<Enter Value>\")","v":0},{"$f":"IFERROR(IF(F36=\"\",0,IF('Results from eQuest'!BJ29<>\"\",(('Results from eQuest'!BJ28)-('Results from eQuest'!BJ29))*0.1,\"<Enter Value\")),\"<Enter Value>\")","v":0},null,null,null,null,null,null,{"$f":"IFERROR(IF(F36=\"\",0,IF('Results from eQuest'!AW29<>\"\",(('Results from eQuest'!AW28)-('Results from eQuest'!AW29)),\"<Enter Value\")),\"<Enter Value>\")","v":0},null,null,{"$f":"IFERROR(IF(F36=\"\",0,IF('Results from eQuest'!BJ29<>\"\",(('Results from eQuest'!BJ28)-('Results from eQuest'!BJ29))*0.1,\"<Enter Value\")),\"<Enter Value>\")","v":0},{"$f":"IFERROR(IF(F36=\"\",0,IF(OR('Results from eQuest'!BA29<>\"\",'Results from eQuest'!BG29<>\"\"),(('Results from eQuest'!BA28+'Results from eQuest'!BG28)/10-('Results from eQuest'!BA29+'Results from eQuest'!BG29)/10),\"<Enter Value\")),\"<Enter Value>\")","v":0},{"$f":"IFERROR(IF(F36=\"\",0,IF(OR('Results from eQuest'!P29<>\"\",'Results from eQuest'!Q29<>\"\"),(('Results from eQuest'!P28+'Results from eQuest'!Q28)-('Results from eQuest'!P29+'Results from eQuest'!Q29)),\"<Enter Value\")),\"<Enter Value>\")","v":0},null,"",null,null,null,null,null,null,null,null,null,null,null,null,null,null,"Open Loop Geothermal HP",null,null,null,null,null,"Doors","Door U-Factor is at least U-[X.XX] and SHGC [if applicable] is no greater than [X.XX]. [Include all door types].",null,null,null,null,null,0,0,0,0,0,0,0,0,0,0,0,{"$f":"IF(BE36<0,BQ19,IF(BE36>0,BQ18,0))","v":0},0,{"$f":"IFERROR(BE36/BE53,0)","v":0},0,{"$f":"IF(BS36=0,0,BS36/BS53)","v":0},{"$f":"IF(BS36=0,0,BT36*BF58)","v":0},{"$f":"IF(BE36=0,0,IF(AND($BH$14<>1,BQ17=1),\"\",IF(AND($BH$14=1,BQ17=1),BQ36,IF(BS17=1,BU36,IF(BE36>0,BN36*BF55,BO36*BG55)))))","v":0},0,0,0,0,0,0,0,0,0,0,0,{"$f":"IF(BW36<0,CI19,IF(BW36>0,CI18,0))","v":0},0,{"$f":"IFERROR(BW36/BW53,0)","v":0},0,{"$f":"IF(CK36=0,0,CK36/CK53)","v":0},{"$f":"IF(CK36=0,0,CL36*BX58)","v":0},{"$f":"IF(BW36=0,0,IF(AND($BH$14<>1,CI17=1),\"\",IF(AND($BH$14=1,CI17=1),CI36,IF(CK17=1,CM36,IF(BW36>0,CF36*BX55,CG36*BY55)))))","v":0},0,0,0,0,0,0,0,0,0,0,0,{"$f":"IF(CO36<0,DA19,IF(CO36>0,DA18,0))","v":0},0,{"$f":"IFERROR(CO36/CO53,0)","v":0},0,{"$f":"IF(DC36=0,0,DC36/DC53)","v":0},{"$f":"IF(DC36=0,0,DD36*CP58)","v":0},{"$f":"IF(CO36=0,0,IF(AND($BH$14<>1,DA17=1),\"\",IF(AND($BH$14=1,DA17=1),DA36,IF(DC17=1,DE36,IF(CO36>0,CX36*CP55,CY36*CQ55)))))","v":0},0,0,0,0,0,0,0,0,0,0,0,{"$f":"IF(DG36<0,DS19,IF(DG36>0,DS18,0))","v":0},0,{"$f":"IFERROR(DG36/DG53,0)","v":0},0,{"$f":"IF(DU36=0,0,DU36/DU53)","v":0},{"$f":"IF(DU36=0,0,DV36*DH58)","v":0},{"$f":"IF(DG36=0,0,IF(AND($BH$14<>1,DS17=1),\"\",IF(AND($BH$14=1,DS17=1),DS36,IF(DU17=1,DW36,IF(DG36>0,DP36*DH55,DQ36*DI55)))))","v":0},0,0,0,0,0,0,0,0,0,0,0,{"$f":"IF(DY36<0,EK19,IF(DY36>0,EK18,0))","v":0},0,{"$f":"IFERROR(DY36/DY53,0)","v":0},0,{"$f":"IF(EM36=0,0,EM36/EM53)","v":0},{"$f":"IF(EM36=0,0,EN36*DZ58)","v":0},{"$f":"IF(DY36=0,0,IF(AND($BH$14<>1,EK17=1),\"\",IF(AND($BH$14=1,EK17=1),EK36,IF(EM17=1,EO36,IF(DY36>0,EH36*DZ55,EI36*EA55)))))","v":0},0,0,0,0,0,0,0,0,0,0,0,{"$f":"IF(EQ36<0,FC19,IF(EQ36>0,FC18,0))","v":0},0,{"$f":"IFERROR(EQ36/EQ53,0)","v":0},0,{"$f":"IF(FE36=0,0,FE36/FE53)","v":0},{"$f":"IF(FE36=0,0,FF36*ER58)","v":0},{"$f":"IF(EQ36=0,0,IF(AND($BH$14<>1,FC17=1),\"\",IF(AND($BH$14=1,FC17=1),FC36,IF(FE17=1,FG36,IF(EQ36>0,EZ36*ER55,FA36*ES55)))))","v":0},0,0,0,0,0,0,0,0,0,0,0,{"$f":"IF(FI36<0,FU19,IF(FI36>0,FU18,0))","v":0},0,{"$f":"IFERROR(FI36/FI53,0)","v":0},0,{"$f":"IF(FW36=0,0,FW36/FW53)","v":0},{"$f":"IF(FW36=0,0,FX36*FJ58)","v":0},{"$f":"IF(FI36=0,0,IF(AND($BH$14<>1,FU17=1),\"\",IF(AND($BH$14=1,FU17=1),FU36,IF(FW17=1,FY36,IF(FI36>0,FR36*FJ55,FS36*FK55)))))","v":0},0,0,0,0,0,0,0,0,0,0,0,{"$f":"IF(GA36<0,GM19,IF(GA36>0,GM18,0))","v":0},0,{"$f":"IFERROR(GA36/GA53,0)","v":0},0,{"$f":"IF(GO36=0,0,GO36/GO53)","v":0},{"$f":"IF(GO36=0,0,GP36*GB58)","v":0},{"$f":"IF(GA36=0,0,IF(AND($BH$14<>1,GM17=1),\"\",IF(AND($BH$14=1,GM17=1),GM36,IF(GO17=1,GQ36,IF(GA36>0,GJ36*GB55,GK36*GC55)))))","v":0},0,0,0,0,0,0,0,0,0,0,0]
[null,null,null,null,15,{"$f":"IF('Results from eQuest'!J30=\"\",\"\",'Results from eQuest'!J30)","v":""},null,null,"-",null,null,null,null,{"$f":"IFERROR(IF(F37=\"\",0,IF('Results from eQuest'!X30<>\"\",(('Results from eQuest'!X29)-('Results from eQuest'!X30)),\"<Enter Value\")),\"<Enter Value>\")","v":0},{"$f":"IFERROR(IF(F37=\"\",0,IF('Results from eQuest'!BJ30<>\"\",(('Results from eQuest'!BJ29)-('Results from eQuest'!BJ30))*0.1,\"<Enter Value\")),\"<Enter Value>\")","v":0},null,null,null,null,null,null,{"$f":"IFERROR(IF(F37=\"\",0,IF('Results from eQuest'!AW30<>\"\",(('Results from eQuest'!AW29)-('Results from eQuest'!AW30)),\"<Enter Value\")),\"<Enter Value>\")","v":0},null,null,{"$f":"IFERROR(IF(F37=\"\",0,IF('Results from eQuest'!BJ30<>\"\",(('Results from eQuest'!BJ29)-('Results from eQuest'!BJ30))*0.1,\"<Enter Value\")),\"<Enter Value>\")","v":0},{"$f":"IFERROR(IF(F37=\"\",0,IF(OR('Results from eQuest'!BA30<>\"\",'Results from eQuest'!BG30<>\"\"),(('Results from eQuest'!BA29+'Results from eQuest'!BG29)/10-('Results from eQuest'!BA30+'Results from eQuest'!BG30)/10),\"<Enter Value\")),\"<Enter Value>\")","v":0},{"$f":"IFERROR(IF(F37=\"\",0,IF(OR('Results from eQuest'!P30<>\"\",'Results from eQuest'!Q30<>\"\"),(('Results from eQuest'!P29+'Results from eQuest'!Q29)-('Results from eQuest'!P30+'Results from eQuest'!Q30)),\"<Enter Value\")),\"<Enter Value>\")","v":0},null,"",null,null,null,null,null,null,null,null,null,null,null,null,null,null,"Packaged Terminal AC",null,null,null,null,null,"Skylights","Skylight NFRC U-Factor is at least U-[X.XX] and SHGC is no greater than [X.XX]. [Include all skylight types]. Skylight area is XX%.",null,null,null,null,null,0,0,0,0,0,0,0,0,0,0,0,{"$f":"IF(BE37<0,BQ19,IF(BE37>0,BQ18,0))","v":0},0,{"$f":"IFERROR(BE37/BE53,0)","v":0},0,{"$f":"IF(BS37=0,0,BS37/BS53)","v":0},{"$f":"IF(BS37=0,0,BT37*BF58)","v":0},{"$f":"IF(BE37=0,0,IF(AND($BH$14<>1,BQ17=1),\"\",IF(AND($BH$14=1,BQ17=1),BQ37,IF(BS17=1,BU37,IF(BE37>0,BN37*BF55,BO37*BG55)))))","v":0},0,0,0,0,0,0,0,0,0,0,0,{"$f":"IF(BW37<0,CI19,IF(BW37>0,CI18,0))","v":0},0,{"$f":"IFERROR(BW37/BW53,0)","v":0},0,{"$f":"IF(CK37=0,0,CK37/CK53)","v":0},{"$f":"IF(CK37=0,0,CL37*BX58)","v":0},{"$f":"IF(BW37=0,0,IF(AND($BH$14<>1,CI17=1),\"\",IF(AND($BH$14=1,CI17=1),CI37,IF(CK17=1,CM37,IF(BW37>0,CF37*BX55,CG37*BY55)))))","v":0},0,0,0,0,0,0,0,0,0,0,0,{"$f":"IF(CO37<0,DA19,IF(CO37>0,DA18,0))","v":0},0,{"$f":"IFERROR(CO37/CO53,0)","v":0},0,{"$f":"IF(DC37=0,0,DC37/DC53)","v":0},{"$f":"IF(DC37=0,0,DD37*CP58)","v":0},{"$f":"IF(CO37=0,0,IF(AND($BH$14<>1,DA17=1),\"\",IF(AND($BH$14=1,DA17=1),DA37,IF(DC17=1,DE37,IF(CO37>0,CX37*CP55,CY37*CQ55)))))","v":0},0,0,0,0,0,0,0,0,0,0,0,{"$f":"IF(DG37<0,DS19,IF(DG37>0,DS18,0))","v":0},0,{"$f":"IFERROR(DG37/DG53,0)","v":0},0,{"$f":"IF(DU37=0,0,DU37/DU53)","v":0},{"$f":"IF(DU37=0,0,DV37*DH58)","v":0},{"$f":"IF(DG37=0,0,IF(AND($BH$14<>1,DS17=1),\"\",IF(AND($BH$14=1,DS17=1),DS37,IF(DU17=1,DW37,IF(DG37>0,DP37*DH55,DQ37*DI55)))))","v":0},0,0,0,0,0,0,0,0,0,0,0,{"$f":"IF(DY37<0,EK19,IF(DY37>0,EK18,0))","v":0},0,{"$f":"IFERROR(DY37/DY53,0)","v":0},0,{"$f":"IF(EM37=0,0,EM37/EM53)","v":0},{"$f":"IF(EM37=0,0,EN37*DZ58)","v":0},{"$f":"IF(DY37=0,0,IF(AND($BH$14<>1,EK17=1),\"\",IF(AND($BH$14=1,EK17=1),EK37,IF(EM17=1,EO37,IF(DY37>0,EH37*DZ55,EI37*EA55)))))","v":0},0,0,0,0,0,0,0,0,0,0,0,{"$f":"IF(EQ37<0,FC19,IF(EQ37>0,FC18,0))","v":0},0,{"$f":"IFERROR(EQ37/EQ53,0)","v":0},0,{"$f":"IF(FE37=0,0,FE37/FE53)","v":0},{"$f":"IF(FE37=0,0,FF37*ER58)","v":0},{"$f":"IF(EQ37=0,0,IF(AND($BH$14<>1,FC17=1),\"\",IF(AND($BH$14=1,FC17=1),FC37,IF(FE17=1,FG37,IF(EQ37>0,EZ37*ER55,FA37*ES55)))))","v":0},0,0,0,0,0,0,0,0,0,0,0,{"$f":"IF(FI37<0,FU19,IF(FI37>0,FU18,0))","v":0},0,{"$f":"IFERROR(FI37/FI53,0)","v":0},0,{"$f":"IF(FW37=0,0,FW37/FW53)","v":0},{"$f":"IF(FW37=0,0,FX37*FJ58)","v":0},{"$f":"IF(FI37=0,0,IF(AND($BH$14<>1,FU17=1),\"\",IF(AND($BH$14=1,FU17=1),FU37,IF(FW17=1,FY37,IF(FI37>0,FR37*FJ55,FS37*FK55)))))","v":0},0,0,0,0,0,0,0,0,0,0,0,{"$f":"IF(GA37<0,GM19,IF(GA37>0,GM18,0))","v":0},0,{"$f":"IFERROR(GA37/GA53,0)","v":0},0,{"$f":"IF(GO37=0,0,GO37/GO53)","v":0},{"$f":"IF(GO37=0,0,GP37*GB58)","v":0},{"$f":"IF(GA37=0,0,IF(AND($BH$14<>1,GM17=1),\"\",IF(AND($BH$14=1,GM17=1),GM37,IF(GO17=1,GQ37,IF(GA37>0,GJ37*GB55,GK37*GC55)))))","v":0},0,0,0,0,0,0,0,0,0,0,0]
[null,null,null,null,16,{"$f":"IF('Results from eQuest'!J31=\"\",\"\",'Results from eQuest'!J31)","v":""},null,null,"-",null,null,null,null,{"$f":"IFERROR(IF(F38=\"\",0,IF('Results from eQuest'!X31<>\"\",(('Results from eQuest'!X30)-('Results from eQuest'!X31)),\"<Enter Value\")),\"<Enter Value>\")","v":0},{"$f":"IFERROR(IF(F38=\"\",0,IF('Results from eQuest'!BJ31<>\"\",(('Results from eQuest'!BJ30)-('Results from eQuest'!BJ31))*0.1,\"<Enter Value\")),\"<Enter Value>\")","v":0},null,null,null,null,null,null,{"$f":"IFERROR(IF(F38=\"\",0,IF('Results from eQuest'!AW31<>\"\",(('Results from eQuest'!AW30)-('Results from eQuest'!AW31)),\"<Enter Value\")),\"<Enter Value>\")","v":0},null,null,{"$f":"IFERROR(IF(F38=\"\",0,IF('Results from eQuest'!BJ31<>\"\",(('Results from eQuest'!BJ30)-('Results from eQuest'!BJ31))*0.1,\"<Enter Value\")),\"<Enter Value>\")","v":0},{"$f":"IFERROR(IF(F38=\"\",0,IF(OR('Results from eQuest'!BA31<>\"\",'Results from eQuest'!BG31<>\"\"),(('Results from eQuest'!BA30+'Results from eQuest'!BG30)/10-('Results from eQuest'!BA31+'Results from eQuest'!BG31)/10),\"<Enter Value\")),\"<Enter Value>\")","v":0},{"$f":"IFERROR(IF(F38=\"\",0,IF(OR('Results from eQuest'!P31<>\"\",'Results from eQuest'!Q31<>\"\"),(('Results from eQuest'!P30+'Results from eQuest'!Q30)-('Results from eQuest'!P31+'Results from eQuest'!Q31)),\"<Enter Value\")),\"<Enter Value>\")","v":0},null,"",null,null,null,null,null,null,null,null,null,null,null,null,null,null,"Packaged Terminal HP",null,null,null,null,null,null,null,null,null,null,null,null,0,0,0,0,0,0,0,0,0,0,0,{"$f":"IF(BE38<0,BQ19,IF(BE38>0,BQ18,0))","v":0},0,{"$f":"IFERROR(BE38/BE53,0)","v":0},0,{"$f":"IF(BS38=0,0,BS38/BS53)","v":0},{"$f":"IF(BS38=0,0,BT38*BF58)","v":0},{"$f":"IF(BE38=0,0,IF(AND($BH$14<>1,BQ17=1),\"\",IF(AND($BH$14=1,BQ17=1),BQ38,IF(BS17=1,BU38,IF(BE38>0,BN38*BF55,BO38*BG55)))))","v":0},0,0,0,0,0,0,0,0,0,0,0,{"$f":"IF(BW38<0,CI19,IF(BW38>0,CI18,0))","v":0},0,{"$f":"IFERROR(BW38/BW53,0)","v":0},0,{"$f":"IF(CK38=0,0,CK38/CK53)","v":0},{"$f":"IF(CK38=0,0,CL38*BX58)","v":0},{"$f":"IF(BW38=0,0,IF(AND($BH$14<>1,CI17=1),\"\",IF(AND($BH$14=1,CI17=1),CI38,IF(CK17=1,CM38,IF(BW38>0,CF38*BX55,CG38*BY55)))))","v":0},0,0,0,0,0,0,0,0,0,0,0,{"$f":"IF(CO38<0,DA19,IF(CO38>0,DA18,0))","v":0},0,{"$f":"IFERROR(CO38/CO53,0)","v":0},0,{"$f":"IF(DC38=0,0,DC38/DC53)","v":0},{"$f":"IF(DC38=0,0,DD38*CP58)","v":0},{"$f":"IF(CO38=0,0,IF(AND($BH$14<>1,DA17=1),\"\",IF(AND($BH$14=1,DA17=1),DA38,IF(DC17=1,DE38,IF(CO38>0,CX38*CP55,CY38*CQ55)))))","v":0},0,0,0,0,0,0,0,0,0,0,0,{"$f":"IF(DG38<0,DS19,IF(DG38>0,DS18,0))","v":0},0,{"$f":"IFERROR(DG38/DG53,0)","v":0},0,{"$f":"IF(DU38=0,0,DU38/DU53)","v":0},{"$f":"IF(DU38=0,0,DV38*DH58)","v":0},{"$f":"IF(DG38=0,0,IF(AND($BH$14<>1,DS17=1),\"\",IF(AND($BH$14=1,DS17=1),DS38,IF(DU17=1,DW38,IF(DG38>0,DP38*DH55,DQ38*DI55)))))","v":0},0,0,0,0,0,0,0,0,0,0,0,{"$f":"IF(DY38<0,EK19,IF(DY38>0,EK18,0))","v":0},0,{"$f":"IFERROR(DY38/DY53,0)","v":0},0,{"$f":"IF(EM38=0,0,EM38/EM53)","v":0},{"$f":"IF(EM38=0,0,EN38*DZ58)","v":0},{"$f":"IF(DY38=0,0,IF(AND($BH$14<>1,EK17=1),\"\",IF(AND($BH$14=1,EK17=1),EK38,IF(EM17=1,EO38,IF(DY38>0,EH38*DZ55,EI38*EA55)))))","v":0},0,0,0,0,0,0,0,0,0,0,0,{"$f":"IF(EQ38<0,FC19,IF(EQ38>0,FC18,0))","v":0},0,{"$f":"IFERROR(EQ38/EQ53,0)","v":0},0,{"$f":"IF(FE38=0,0,FE38/FE53)","v":0},{"$f":"IF(FE38=0,0,FF38*ER58)","v":0},{"$f":"IF(EQ38=0,0,IF(AND($BH$14<>1,FC17=1),\"\",IF(AND($BH$14=1,FC17=1),FC38,IF(FE17=1,FG38,IF(EQ38>0,EZ38*ER55,FA38*ES55)))))","v":0},0,0,0,0,0,0,0,0,0,0,0,{"$f":"IF(FI38<0,FU19,IF(FI38>0,FU18,0))","v":0},0,{"$f":"IFERROR(FI38/FI53,0)","v":0},0,{"$f":"IF(FW38=0,0,FW38/FW53)","v":0},{"$f":"IF(FW38=0,0,FX38*FJ58)","v":0},{"$f":"IF(FI38=0,0,IF(AND($BH$14<>1,FU17=1),\"\",IF(AND($BH$14=1,FU17=1),FU38,IF(FW17=1,FY38,IF(FI38>0,FR38*FJ55,FS38*FK55)))))","v":0},0,0,0,0,0,0,0,0,0,0,0,{"$f":"IF(GA38<0,GM19,IF(GA38>0,GM18,0))","v":0},0,{"$f":"IFERROR(GA38/GA53,0)","v":0},0,{"$f":"IF(GO38=0,0,GO38/GO53)","v":0},{"$f":"IF(GO38=0,0,GP38*GB58)","v":0},{"$f":"IF(GA38=0,0,IF(AND($BH$14<>1,GM17=1),\"\",IF(AND($BH$14=1,GM17=1),GM38,IF(GO17=1,GQ38,IF(GA38>0,GJ38*GB55,GK38*GC55)))))","v":0},0,0,0,0,0,0,0,0,0,0,0]
[null,null,null,null,17,{"$f":"IF('Results from eQuest'!J32=\"\",\"\",'Results from eQuest'!J32)","v":""},null,null,"-",null,null,null,null,{"$f":"IFERROR(IF(F39=\"\",0,IF('Results from eQuest'!X32<>\"\",(('Results from eQuest'!X31)-('Results from eQuest'!X32)),\"<Enter Value\")),\"<Enter Value>\")","v":0},{"$f":"IFERROR(IF(F39=\"\",0,IF('Results from eQuest'!BJ32<>\"\",(('Results from eQuest'!BJ31)-('Results from eQuest'!BJ32))*0.1,\"<Enter Value\")),\"<Enter Value>\")","v":0},null,null,null,null,null,null,{"$f":"IFERROR(IF(F39=\"\",0,IF('Results from eQuest'!AW32<>\"\",(('Results from eQuest'!AW31)-('Results from eQuest'!AW32)),\"<Enter Value\")),\"<Enter Value>\")","v":0},null,null,{"$f":"IFERROR(IF(F39=\"\",0,IF('Results from eQuest'!BJ32<>\"\",(('Results from eQuest'!BJ31)-('Results from eQuest'!BJ32))*0.1,\"<Enter Value\")),\"<Enter Value>\")","v":0},{"$f":"IFERROR(IF(F39=\"\",0,IF(OR('Results from eQuest'!BA32<>\"\",'Results from eQuest'!BG32<>\"\"),(('Results from eQuest'!BA31+'Results from eQuest'!BG31)/10-('Results from eQuest'!BA32+'Results from eQuest'!BG32)/10),\"<Enter Value\")),\"<Enter Value>\")","v":0},{"$f":"IFERROR(IF(F39=\"\",0,IF(OR('Results from eQuest'!P32<>\"\",'Results from eQuest'!Q32<>\"\"),(('Results from eQuest'!P31+'Results from eQuest'!Q31)-('Results from eQuest'!P32+'Results from eQuest'!Q32)),\"<Enter Value\")),\"<Enter Value>\")","v":0},null,"",null,null,null,null,null,null,null,null,null,null,null,null,null,null,"Unit Heater (Electric)",null,null,null,null,null,"Air-Side HVAC",null,null,null,null,null,null,0,0,0,0,0,0,0,0,0,0,0,{"$f":"IF(BE39<0,BQ19,IF(BE39>0,BQ18,0))","v":0},0,{"$f":"IFERROR(BE39/BE53,0)","v":0},0,{"$f":"IF(BS39=0,0,BS39/BS53)","v":0},{"$f":"IF(BS39=0,0,BT39*BF58)","v":0},{"$f":"IF(BE39=0,0,IF(AND($BH$14<>1,BQ17=1),\"\",IF(AND($BH$14=1,BQ17=1),BQ39,IF(BS17=1,BU39,IF(BE39>0,BN39*BF55,BO39*BG55)))))","v":0},0,0,0,0,0,0,0,0,0,0,0,{"$f":"IF(BW39<0,CI19,IF(BW39>0,CI18,0))","v":0},0,{"$f":"IFERROR(BW39/BW53,0)","v":0},0,{"$f":"IF(CK39=0,0,CK39/CK53)","v":0},{"$f":"IF(CK39=0,0,CL39*BX58)","v":0},{"$f":"IF(BW39=0,0,IF(AND($BH$14<>1,CI17=1),\"\",IF(AND($BH$14=1,CI17=1),CI39,IF(CK17=1,CM39,IF(BW39>0,CF39*BX55,CG39*BY55)))))","v":0},0,0,0,0,0,0,0,0,0,0,0,{"$f":"IF(CO39<0,DA19,IF(CO39>0,DA18,0))","v":0},0,{"$f":"IFERROR(CO39/CO53,0)","v":0},0,{"$f":"IF(DC39=0,0,DC39/DC53)","v":0},{"$f":"IF(DC39=0,0,DD39*CP58)","v":0},{"$f":"IF(CO39=0,0,IF(AND($BH$14<>1,DA17=1),\"\",IF(AND($BH$14=1,DA17=1),DA39,IF(DC17=1,DE39,IF(CO39>0,CX39*CP55,CY39*CQ55)))))","v":0},0,0,0,0,0,0,0,0,0,0,0,{"$f":"IF(DG39<0,DS19,IF(DG39>0,DS18,0))","v":0},0,{"$f":"IFERROR(DG39/DG53,0)","v":0},0,{"$f":"IF(DU39=0,0,DU39/DU53)","v":0},{"$f":"IF(DU39=0,0,DV39*DH58)","v":0},{"$f":"IF(DG39=0,0,IF(AND($BH$14<>1,DS17=1),\"\",IF(AND($BH$14=1,DS17=1),DS39,IF(DU17=1,DW39,IF(DG39>0,DP39*DH55,DQ39*DI55)))))","v":0},0,0,0,0,0,0,0,0,0,0,0,{"$f":"IF(DY39<0,EK19,IF(DY39>0,EK18,0))","v":0},0,{"$f":"IFERROR(DY39/DY53,0)","v":0},0,{"$f":"IF(EM39=0,0,EM39/EM53)","v":0},{"$f":"IF(EM39=0,0,EN39*DZ58)","v":0},{"$f":"IF(DY39=0,0,IF(AND($BH$14<>1,EK17=1),\"\",IF(AND($BH$14=1,EK17=1),EK39,IF(EM17=1,EO39,IF(DY39>0,EH39*DZ55,EI39*EA55)))))","v":0},0,0,0,0,0,0,0,0,0,0,0,{"$f":"IF(EQ39<0,FC19,IF(EQ39>0,FC18,0))","v":0},0,{"$f":"IFERROR(EQ39/EQ53,0)","v":0},0,{"$f":"IF(FE39=0,0,FE39/FE53)","v":0},{"$f":"IF(FE39=0,0,FF39*ER58)","v":0},{"$f":"IF(EQ39=0,0,IF(AND($BH$14<>1,FC17=1),\"\",IF(AND($BH$14=1,FC17=1),FC39,IF(FE17=1,FG39,IF(EQ39>0,EZ39*ER55,FA39*ES55)))))","v":0},0,0,0,0,0,0,0,0,0,0,0,{"$f":"IF(FI39<0,FU19,IF(FI39>0,FU18,0))","v":0},0,{"$f":"IFERROR(FI39/FI53,0)","v":0},0,{"$f":"IF(FW39=0,0,FW39/FW53)","v":0},{"$f":"IF(FW39=0,0,FX39*FJ58)","v":0},{"$f":"IF(FI39=0,0,IF(AND($BH$14<>1,FU17=1),\"\",IF(AND($BH$14=1,FU17=1),FU39,IF(FW17=1,FY39,IF(FI39>0,FR39*FJ55,FS39*FK55)))))","v":0},0,0,0,0,0,0,0,0,0,0,0,{"$f":"IF(GA39<0,GM19,IF(GA39>0,GM18,0))","v":0},0,{"$f":"IFERROR(GA39/GA53,0)","v":0},0,{"$f":"IF(GO39=0,0,GO39/GO53)","v":0},{"$f":"IF(GO39=0,0,GP39*GB58)","v":0},{"$f":"IF(GA39=0,0,IF(AND($BH$14<>1,GM17=1),\"\",IF(AND($BH$14=1,GM17=1),GM39,IF(GO17=1,GQ39,IF(GA39>0,GJ39*GB55,GK39*GC55)))))","v":0},0,0,0,0,0,0,0,0,0,0,0]
[null,null,null,null,18,{"$f":"IF('Results from eQuest'!J33=\"\",\"\",'Results from eQuest'!J33)","v":""},null,null,"-",null,null,null,null,{"$f":"IFERROR(IF(F40=\"\",0,IF('Results from eQuest'!X33<>\"\",(('Results from eQuest'!X32)-('Results from eQuest'!X33)),\"<Enter Value\")),\"<Enter Value>\")","v":0},{"$f":"IFERROR(IF(F40=\"\",0,IF('Results from eQuest'!BJ33<>\"\",(('Results from eQuest'!BJ32)-('Results from eQuest'!BJ33))*0.1,\"<Enter Value\")),\"<Enter Value>\")","v":0},null,null,null,null,null,null,{"$f":"IFERROR(IF(F40=\"\",0,IF('Results from eQuest'!AW33<>\"\",(('Results from eQuest'!AW32)-('Results from eQuest'!AW33)),\"<Enter Value\")),\"<Enter Value>\")","v":0},null,null,{"$f":"IFERROR(IF(F40=\"\",0,IF('Results from eQuest'!BJ33<>\"\",(('Results from eQuest'!BJ32)-('Results from eQuest'!BJ33))*0.1,\"<Enter Value\")),\"<Enter Value>\")","v":0},{"$f":"IFERROR(IF(F40=\"\",0,IF(OR('Results from eQuest'!BA33<>\"\",'Results from eQuest'!BG33<>\"\"),(('Results from eQuest'!BA32+'Results from eQuest'!BG32)/10-('Results from eQuest'!BA33+'Results from eQuest'!BG33)/10),\"<Enter Value\")),\"<Enter Value>\")","v":0},{"$f":"IFERROR(IF(F40=\"\",0,IF(OR('Results from eQuest'!P33<>\"\",'Results from eQuest'!Q33<>\"\"),(('Results from eQuest'!P32+'Results from eQuest'!Q32)-('Results from eQuest'!P33+'Results from eQuest'!Q33)),\"<Enter Value\")),\"<Enter Value>\")","v":0},null,"",null,null,null,null,null,null,null,null,null,null,null,null,null,null,"Unit Heater (Furnace)",null,null,null,null,null,"Single Zone CV System (DX/Furnace)","[Provide a list of systems in the following format: [Name & Area Served]: [XXX] Tons, EER [XX], XX% Et, [XX]/[XX] Supply/Return HP (e.g., RTU-1: 20 Tons, EER 12.5, 80% Et, 4/2 SP/RT HP); if more than 10 systems, reference the mechanical schedule rather than listing each system]",null,null,null,null,null,0,0,0,0,0,0,0,0,0,0,0,{"$f":"IF(BE40<0,BQ19,IF(BE40>0,BQ18,0))","v":0},0,{"$f":"IFERROR(BE40/BE53,0)","v":0},0,{"$f":"IF(BS40=0,0,BS40/BS53)","v":0},{"$f":"IF(BS40=0,0,BT40*BF58)","v":0},{"$f":"IF(BE40=0,0,IF(AND($BH$14<>1,BQ17=1),\"\",IF(AND($BH$14=1,BQ17=1),BQ40,IF(BS17=1,BU40,IF(BE40>0,BN40*BF55,BO40*BG55)))))","v":0},0,0,0,0,0,0,0,0,0,0,0,{"$f":"IF(BW40<0,CI19,IF(BW40>0,CI18,0))","v":0},0,{"$f":"IFERROR(BW40/BW53,0)","v":0},0,{"$f":"IF(CK40=0,0,CK40/CK53)","v":0},{"$f":"IF(CK40=0,0,CL40*BX58)","v":0},{"$f":"IF(BW40=0,0,IF(AND($BH$14<>1,CI17=1),\"\",IF(AND($BH$14=1,CI17=1),CI40,IF(CK17=1,CM40,IF(BW40>0,CF40*BX55,CG40*BY55)))))","v":0},0,0,0,0,0,0,0,0,0,0,0,{"$f":"IF(CO40<0,DA19,IF(CO40>0,DA18,0))","v":0},0,{"$f":"IFERROR(CO40/CO53,0)","v":0},0,{"$f":"IF(DC40=0,0,DC40/DC53)","v":0},{"$f":"IF(DC40=0,0,DD40*CP58)","v":0},{"$f":"IF(CO40=0,0,IF(AND($BH$14<>1,DA17=1),\"\",IF(AND($BH$14=1,DA17=1),DA40,IF(DC17=1,DE40,IF(CO40>0,CX40*CP55,CY40*CQ55)))))","v":0},0,0,0,0,0,0,0,0,0,0,0,{"$f":"IF(DG40<0,DS19,IF(DG40>0,DS18,0))","v":0},0,{"$f":"IFERROR(DG40/DG53,0)","v":0},0,{"$f":"IF(DU40=0,0,DU40/DU53)","v":0},{"$f":"IF(DU40=0,0,DV40*DH58)","v":0},{"$f":"IF(DG40=0,0,IF(AND($BH$14<>1,DS17=1),\"\",IF(AND($BH$14=1,DS17=1),DS40,IF(DU17=1,DW40,IF(DG40>0,DP40*DH55,DQ40*DI55)))))","v":0},0,0,0,0,0,0,0,0,0,0,0,{"$f":"IF(DY40<0,EK19,IF(DY40>0,EK18,0))","v":0},0,{"$f":"IFERROR(DY40/DY53,0)","v":0},0,{"$f":"IF(EM40=0,0,EM40/EM53)","v":0},{"$f":"IF(EM40=0,0,EN40*DZ58)","v":0},{"$f":"IF(DY40=0,0,IF(AND($BH$14<>1,EK17=1),\"\",IF(AND($BH$14=1,EK17=1),EK40,IF(EM17=1,EO40,IF(DY40>0,EH40*DZ55,EI40*EA55)))))","v":0},0,0,0,0,0,0,0,0,0,0,0,{"$f":"IF(EQ40<0,FC19,IF(EQ40>0,FC18,0))","v":0},0,{"$f":"IFERROR(EQ40/EQ53,0)","v":0},0,{"$f":"IF(FE40=0,0,FE40/FE53)","v":0},{"$f":"IF(FE40=0,0,FF40*ER58)","v":0},{"$f":"IF(EQ40=0,0,IF(AND($BH$14<>1,FC17=1),\"\",IF(AND($BH$14=1,FC17=1),FC40,IF(FE17=1,FG40,IF(EQ40>0,EZ40*ER55,FA40*ES55)))))","v":0},0,0,0,0,0,0,0,0,0,0,0,{"$f":"IF(FI40<0,FU19,IF(FI40>0,FU18,0))","v":0},0,{"$f":"IFERROR(FI40/FI53,0)","v":0},0,{"$f":"IF(FW40=0,0,FW40/FW53)","v":0},{"$f":"IF(FW40=0,0,FX40*FJ58)","v":0},{"$f":"IF(FI40=0,0,IF(AND($BH$14<>1,FU17=1),\"\",IF(AND($BH$14=1,FU17=1),FU40,IF(FW17=1,FY40,IF(FI40>0,FR40*FJ55,FS40*FK55)))))","v":0},0,0,0,0,0,0,0,0,0,0,0,{"$f":"IF(GA40<0,GM19,IF(GA40>0,GM18,0))","v":0},0,{"$f":"IFERROR(GA40/GA53,0)","v":0},0,{"$f":"IF(GO40=0,0,GO40/GO53)","v":0},{"$f":"IF(GO40=0,0,GP40*GB58)","v":0},{"$f":"IF(GA40=0,0,IF(AND($BH$14<>1,GM17=1),\"\",IF(AND($BH$14=1,GM17=1),GM40,IF(GO17=1,GQ40,IF(GA40>0,GJ40*GB55,GK40*GC55)))))","v":0},0,0,0,0,0,0,0,0,0,0,0]
[null,null,null,null,19,{"$f":"IF('Results from eQuest'!J34=\"\",\"\",'Results from eQuest'!J34)","v":""},null,null,"-",null,null,null,null,{"$f":"IFERROR(IF(F41=\"\",0,IF('Results from eQuest'!X34<>\"\",(('Results from eQuest'!X33)-('Results from eQuest'!X34)),\"<Enter Value\")),\"<Enter Value>\")","v":0},{"$f":"IFERROR(IF(F41=\"\",0,IF('Results from eQuest'!BJ34<>\"\",(('Results from eQuest'!BJ33)-('Results from eQuest'!BJ34))*0.1,\"<Enter Value\")),\"<Enter Value>\")","v":0},null,null,null,null,null,null,{"$f":"IFERROR(IF(F41=\"\",0,IF('Results from eQuest'!AW34<>\"\",(('Results from eQuest'!AW33)-('Results from eQuest'!AW34)),\"<Enter Value\")),\"<Enter Value>\")","v":0},null,null,{"$f":"IFERROR(IF(F41=\"\",0,IF('Results from eQuest'!BJ34<>\"\",(('Results from eQuest'!BJ33)-('Results from eQuest'!BJ34))*0.1,\"<Enter Value\")),\"<Enter Value>\")","v":0},{"$f":"IFERROR(IF(F41=\"\",0,IF(OR('Results from eQuest'!BA34<>\"\",'Results from eQuest'!BG34<>\"\"),(('Results from eQuest'!BA33+'Results from eQuest'!BG33)/10-('Results from eQuest'!BA34+'Results from eQuest'!BG34)/10),\"<Enter Value\")),\"<Enter Value>\")","v":0},{"$f":"IFERROR(IF(F41=\"\",0,IF(OR('Results from eQuest'!P34<>\"\",'Results from eQuest'!Q34<>\"\"),(('Results from eQuest'!P33+'Results from eQuest'!Q33)-('Results from eQuest'!P34+'Results from eQuest'!Q34)),\"<Enter Value\")),\"<Enter Value>\")","v":0},null,"",null,null,null,null,null,null,null,null,null,null,null,null,null,null,"Unit Heater (HW)",null,null,null,null,null,"Single Zone CV System (DX/HW or Steam)","[Provide a list of systems in the following format: [Name & Area Served]: [XXX] Tons, EER [XX], [XX]/[XX] Supply/Return HP (e.g., RTU-1: 20 Tons, EER 12.5, 4/2 SP/RT HP); if more than 10 systems, reference the mechanical schedule rather than listing each system]",null,null,null,null,null,0,0,0,0,0,0,0,0,0,0,0,{"$f":"IF(BE41<0,BQ19,IF(BE41>0,BQ18,0))","v":0},0,{"$f":"IFERROR(BE41/BE53,0)","v":0},0,{"$f":"IF(BS41=0,0,BS41/BS53)","v":0},{"$f":"IF(BS41=0,0,BT41*BF58)","v":0},{"$f":"IF(BE41=0,0,IF(AND($BH$14<>1,BQ17=1),\"\",IF(AND($BH$14=1,BQ17=1),BQ41,IF(BS17=1,BU41,IF(BE41>0,BN41*BF55,BO41*BG55)))))","v":0},0,0,0,0,0,0,0,0,0,0,0,{"$f":"IF(BW41<0,CI19,IF(BW41>0,CI18,0))","v":0},0,{"$f":"IFERROR(BW41/BW53,0)","v":0},0,{"$f":"IF(CK41=0,0,CK41/CK53)","v":0},{"$f":"IF(CK41=0,0,CL41*BX58)","v":0},{"$f":"IF(BW41=0,0,IF(AND($BH$14<>1,CI17=1),\"\",IF(AND($BH$14=1,CI17=1),CI41,IF(CK17=1,CM41,IF(BW41>0,CF41*BX55,CG41*BY55)))))","v":0},0,0,0,0,0,0,0,0,0,0,0,{"$f":"IF(CO41<0,DA19,IF(CO41>0,DA18,0))","v":0},0,{"$f":"IFERROR(CO41/CO53,0)","v":0},0,{"$f":"IF(DC41=0,0,DC41/DC53)","v":0},{"$f":"IF(DC41=0,0,DD41*CP58)","v":0},{"$f":"IF(CO41=0,0,IF(AND($BH$14<>1,DA17=1),\"\",IF(AND($BH$14=1,DA17=1),DA41,IF(DC17=1,DE41,IF(CO41>0,CX41*CP55,CY41*CQ55)))))","v":0},0,0,0,0,0,0,0,0,0,0,0,{"$f":"IF(DG41<0,DS19,IF(DG41>0,DS18,0))","v":0},0,{"$f":"IFERROR(DG41/DG53,0)","v":0},0,{"$f":"IF(DU41=0,0,DU41/DU53)","v":0},{"$f":"IF(DU41=0,0,DV41*DH58)","v":0},{"$f":"IF(DG41=0,0,IF(AND($BH$14<>1,DS17=1),\"\",IF(AND($BH$14=1,DS17=1),DS41,IF(DU17=1,DW41,IF(DG41>0,DP41*DH55,DQ41*DI55)))))","v":0},0,0,0,0,0,0,0,0,0,0,0,{"$f":"IF(DY41<0,EK19,IF(DY41>0,EK18,0))","v":0},0,{"$f":"IFERROR(DY41/DY53,0)","v":0},0,{"$f":"IF(EM41=0,0,EM41/EM53)","v":0},{"$f":"IF(EM41=0,0,EN41*DZ58)","v":0},{"$f":"IF(DY41=0,0,IF(AND($BH$14<>1,EK17=1),\"\",IF(AND($BH$14=1,EK17=1),EK41,IF(EM17=1,EO41,IF(DY41>0,EH41*DZ55,EI41*EA55)))))","v":0},0,0,0,0,0,0,0,0,0,0,0,{"$f":"IF(EQ41<0,FC19,IF(EQ41>0,FC18,0))","v":0},0,{"$f":"IFERROR(EQ41/EQ53,0)","v":0},0,{"$f":"IF(FE41=0,0,FE41/FE53)","v":0},{"$f":"IF(FE41=0,0,FF41*ER58)","v":0},{"$f":"IF(EQ41=0,0,IF(AND($BH$14<>1,FC17=1),\"\",IF(AND($BH$14=1,FC17=1),FC41,IF(FE17=1,FG41,IF(EQ41>0,EZ41*ER55,FA41*ES55)))))","v":0},0,0,0,0,0,0,0,0,0,0,0,{"$f":"IF(FI41<0,FU19,IF(FI41>0,FU18,0))","v":0},0,{"$f":"IFERROR(FI41/FI53,0)","v":0},0,{"$f":"IF(FW41=0,0,FW41/FW53)","v":0},{"$f":"IF(FW41=0,0,FX41*FJ58)","v":0},{"$f":"IF(FI41=0,0,IF(AND($BH$14<>1,FU17=1),\"\",IF(AND($BH$14=1,FU17=1),FU41,IF(FW17=1,FY41,IF(FI41>0,FR41*FJ55,FS41*FK55)))))","v":0},0,0,0,0,0,0,0,0,0,0,0,{"$f":"IF(GA41<0,GM19,IF(GA41>0,GM18,0))","v":0},0,{"$f":"IFERROR(GA41/GA53,0)","v":0},0,{"$f":"IF(GO41=0,0,GO41/GO53)","v":0},{"$f":"IF(GO41=0,0,GP41*GB58)","v":0},{"$f":"IF(GA41=0,0,IF(AND($BH$14<>1,GM17=1),\"\",IF(AND($BH$14=1,GM17=1),GM41,IF(GO17=1,GQ41,IF(GA41>0,GJ41*GB55,GK41*GC55)))))","v":0},0,0,0,0,0,0,0,0,0,0,0]
[null,null,null,null,20,{"$f":"IF('Results from eQuest'!J35=\"\",\"\",'Results from eQuest'!J35)","v":""},null,null,"-",null,null,null,null,{"$f":"IFERROR(IF(F42=\"\",0,IF('Results from eQuest'!X35<>\"\",(('Results from eQuest'!X34)-('Results from eQuest'!X35)),\"<Enter Value\")),\"<Enter Value>\")","v":0},{"$f":"IFERROR(IF(F42=\"\",0,IF('Results from eQuest'!BJ35<>\"\",(('Results from eQuest'!BJ34)-('Results from eQuest'!BJ35))*0.1,\"<Enter Value\")),\"<Enter Value>\")","v":0},null,null,null,null,null,null,{"$f":"IFERROR(IF(F42=\"\",0,IF('Results from eQuest'!AW35<>\"\",(('Results from eQuest'!AW34)-('Results from eQuest'!AW35)),\"<Enter Value\")),\"<Enter Value>\")","v":0},null,null,{"$f":"IFERROR(IF(F42=\"\",0,IF('Results from eQuest'!BJ35<>\"\",(('Results from eQuest'!BJ34)-('Results from eQuest'!BJ35))*0.1,\"<Enter Value\")),\"<Enter Value>\")","v":0},{"$f":"IFERROR(IF(F42=\"\",0,IF(OR('Results from eQuest'!BA35<>\"\",'Results from eQuest'!BG35<>\"\"),(('Results from eQuest'!BA34+'Results from eQuest'!BG34)/10-('Results from eQuest'!BA35+'Results from eQuest'!BG35)/10),\"<Enter Value\")),\"<Enter Value>\")","v":0},{"$f":"IFERROR(IF(F42=\"\",0,IF(OR('Results from eQuest'!P35<>\"\",'Results from eQuest'!Q35<>\"\"),(('Results from eQuest'!P34+'Results from eQuest'!Q34)-('Results from eQuest'!P35+'Results from eQuest'!Q35)),\"<Enter Value\")),\"<Enter Value>\")","v":0},null,"",null,null,null,null,null,null,null,null,null,null,null,null,null,null,"Variable Refrigerant Flow Heat Pump",null,null,null,null,null,"Single Zone CV System (CHW/HW or Steam)","[Provide a list of systems in the following format: [Name & Served]: [XXX] Tons, [XX]/[XX] Supply/Return HP (e.g., AHU-1: 20 Tons, 4/2 SP/RT HP); if more than 10 systems, reference the mechanical schedule rather than listing each system]",null,null,null,null,null,0,0,0,0,0,0,0,0,0,0,0,{"$f":"IF(BE42<0,BQ19,IF(BE42>0,BQ18,0))","v":0},0,{"$f":"IFERROR(BE42/BE53,0)","v":0},0,{"$f":"IF(BS42=0,0,BS42/BS53)","v":0},{"$f":"IF(BS42=0,0,BT42*BF58)","v":0},{"$f":"IF(BE42=0,0,IF(AND($BH$14<>1,BQ17=1),\"\",IF(AND($BH$14=1,BQ17=1),BQ42,IF(BS17=1,BU42,IF(BE42>0,BN42*BF55,BO42*BG55)))))","v":0},0,0,0,0,0,0,0,0,0,0,0,{"$f":"IF(BW42<0,CI19,IF(BW42>0,CI18,0))","v":0},0,{"$f":"IFERROR(BW42/BW53,0)","v":0},0,{"$f":"IF(CK42=0,0,CK42/CK53)","v":0},{"$f":"IF(CK42=0,0,CL42*BX58)","v":0},{"$f":"IF(BW42=0,0,IF(AND($BH$14<>1,CI17=1),\"\",IF(AND($BH$14=1,CI17=1),CI42,IF(CK17=1,CM42,IF(BW42>0,CF42*BX55,CG42*BY55)))))","v":0},0,0,0,0,0,0,0,0,0,0,0,{"$f":"IF(CO42<0,DA19,IF(CO42>0,DA18,0))","v":0},0,{"$f":"IFERROR(CO42/CO53,0)","v":0},0,{"$f":"IF(DC42=0,0,DC42/DC53)","v":0},{"$f":"IF(DC42=0,0,DD42*CP58)","v":0},{"$f":"IF(CO42=0,0,IF(AND($BH$14<>1,DA17=1),\"\",IF(AND($BH$14=1,DA17=1),DA42,IF(DC17=1,DE42,IF(CO42>0,CX42*CP55,CY42*CQ55)))))","v":0},0,0,0,0,0,0,0,0,0,0,0,{"$f":"IF(DG42<0,DS19,IF(DG42>0,DS18,0))","v":0},0,{"$f":"IFERROR(DG42/DG53,0)","v":0},0,{"$f":"IF(DU42=0,0,DU42/DU53)","v":0},{"$f":"IF(DU42=0,0,DV42*DH58)","v":0},{"$f":"IF(DG42=0,0,IF(AND($BH$14<>1,DS17=1),\"\",IF(AND($BH$14=1,DS17=1),DS42,IF(DU17=1,DW42,IF(DG42>0,DP42*DH55,DQ42*DI55)))))","v":0},0,0,0,0,0,0,0,0,0,0,0,{"$f":"IF(DY42<0,EK19,IF(DY42>0,EK18,0))","v":0},0,{"$f":"IFERROR(DY42/DY53,0)","v":0},0,{"$f":"IF(EM42=0,0,EM42/EM53)","v":0},{"$f":"IF(EM42=0,0,EN42*DZ58)","v":0},{"$f":"IF(DY42=0,0,IF(AND($BH$14<>1,EK17=1),\"\",IF(AND($BH$14=1,EK17=1),EK42,IF(EM17=1,EO42,IF(DY42>0,EH42*DZ55,EI42*EA55)))))","v":0},0,0,0,0,0,0,0,0,0,0,0,{"$f":"IF(EQ42<0,FC19,IF(EQ42>0,FC18,0))","v":0},0,{"$f":"IFERROR(EQ42/EQ53,0)","v":0},0,{"$f":"IF(FE42=0,0,FE42/FE53)","v":0},{"$f":"IF(FE42=0,0,FF42*ER58)","v":0},{"$f":"IF(EQ42=0,0,IF(AND($BH$14<>1,FC17=1),\"\",IF(AND($BH$14=1,FC17=1),FC42,IF(FE17=1,FG42,IF(EQ42>0,EZ42*ER55,FA42*ES55)))))","v":0},0,0,0,0,0,0,0,0,0,0,0,{"$f":"IF(FI42<0,FU19,IF(FI42>0,FU18,0))","v":0},0,{"$f":"IFERROR(FI42/FI53,0)","v":0},0,{"$f":"IF(FW42=0,0,FW42/FW53)","v":0},{"$f":"IF(FW42=0,0,FX42*FJ58)","v":0},{"$f":"IF(FI42=0,0,IF(AND($BH$14<>1,FU17=1),\"\",IF(AND($BH$14=1,FU17=1),FU42,IF(FW17=1,FY42,IF(FI42>0,FR42*FJ55,FS42*FK55)))))","v":0},0,0,0,0,0,0,0,0,0,0,0,{"$f":"IF(GA42<0,GM19,IF(GA42>0,GM18,0))","v":0},0,{"$f":"IFERROR(GA42/GA53,0)","v":0},0,{"$f":"IF(GO42=0,0,GO42/GO53)","v":0},{"$f":"IF(GO42=0,0,GP42*GB58)","v":0},{"$f":"IF(GA42=0,0,IF(AND($BH$14<>1,GM17=1),\"\",IF(AND($BH$14=1,GM17=1),GM42,IF(GO17=1,GQ42,IF(GA42>0,GJ42*GB55,GK42*GC55)))))","v":0},0,0,0,0,0,0,0,0,0,0,0]
[null,null,null,null,21,{"$f":"IF('Results from eQuest'!J36=\"\",\"\",'Results from eQuest'!J36)","v":""},null,null,"-",null,null,null,null,{"$f":"IFERROR(IF(F43=\"\",0,IF('Results from eQuest'!X36<>\"\",(('Results from eQuest'!X35)-('Results from eQuest'!X36)),\"<Enter Value\")),\"<Enter Value>\")","v":0},{"$f":"IFERROR(IF(F43=\"\",0,IF('Results from eQuest'!BJ36<>\"\",(('Results from eQuest'!BJ35)-('Results from eQuest'!BJ36))*0.1,\"<Enter Value\")),\"<Enter Value>\")","v":0},null,null,null,null,null,null,{"$f":"IFERROR(IF(F43=\"\",0,IF('Results from eQuest'!AW36<>\"\",(('Results from eQuest'!AW35)-('Results from eQuest'!AW36)),\"<Enter Value\")),\"<Enter Value>\")","v":0},null,null,{"$f":"IFERROR(IF(F43=\"\",0,IF('Results from eQuest'!BJ36<>\"\",(('Results from eQuest'!BJ35)-('Results from eQuest'!BJ36))*0.1,\"<Enter Value\")),\"<Enter Value>\")","v":0},{"$f":"IFERROR(IF(F43=\"\",0,IF(OR('Results from eQuest'!BA36<>\"\",'Results from eQuest'!BG36<>\"\"),(('Results from eQuest'!BA35+'Results from eQuest'!BG35)/10-('Results from eQuest'!BA36+'Results from eQuest'!BG36)/10),\"<Enter Value\")),\"<Enter Value>\")","v":0},{"$f":"IFERROR(IF(F43=\"\",0,IF(OR('Results from eQuest'!P36<>\"\",'Results from eQuest'!Q36<>\"\"),(('Results from eQuest'!P35+'Results from eQuest'!Q35)-('Results from eQuest'!P36+'Results from eQuest'!Q36)),\"<Enter Value\")),\"<Enter Value>\")","v":0},null,"",null,null,null,null,null,null,null,null,null,null,null,null,null,null,"Water Source Heat Pump",null,null,null,null,null,"Single Zone VAV System (DX/Furnace)","[Provide a list of systems in the following format: [Name & Area Served]: [XXX] Tons, EER [XX], XX% Et, [XX]/[XX] Supply/Return HP (e.g., AHU-1: 20 Tons, EER 12.5, 4/2 SP/RT HP); if more than 10 systems, reference the mechanical schedule rather than listing each system; include minimum flow rates in heating and cooling mode]",null,null,null,null,null,0,0,0,0,0,0,0,0,0,0,0,{"$f":"IF(BE43<0,BQ19,IF(BE43>0,BQ18,0))","v":0},0,{"$f":"IFERROR(BE43/BE53,0)","v":0},0,{"$f":"IF(BS43=0,0,BS43/BS53)","v":0},{"$f":"IF(BS43=0,0,BT43*BF58)","v":0},{"$f":"IF(BE43=0,0,IF(AND($BH$14<>1,BQ17=1),\"\",IF(AND($BH$14=1,BQ17=1),BQ43,IF(BS17=1,BU43,IF(BE43>0,BN43*BF55,BO43*BG55)))))","v":0},0,0,0,0,0,0,0,0,0,0,0,{"$f":"IF(BW43<0,CI19,IF(BW43>0,CI18,0))","v":0},0,{"$f":"IFERROR(BW43/BW53,0)","v":0},0,{"$f":"IF(CK43=0,0,CK43/CK53)","v":0},{"$f":"IF(CK43=0,0,CL43*BX58)","v":0},{"$f":"IF(BW43=0,0,IF(AND($BH$14<>1,CI17=1),\"\",IF(AND($BH$14=1,CI17=1),CI43,IF(CK17=1,CM43,IF(BW43>0,CF43*BX55,CG43*BY55)))))","v":0},0,0,0,0,0,0,0,0,0,0,0,{"$f":"IF(CO43<0,DA19,IF(CO43>0,DA18,0))","v":0},0,{"$f":"IFERROR(CO43/CO53,0)","v":0},0,{"$f":"IF(DC43=0,0,DC43/DC53)","v":0},{"$f":"IF(DC43=0,0,DD43*CP58)","v":0},{"$f":"IF(CO43=0,0,IF(AND($BH$14<>1,DA17=1),\"\",IF(AND($BH$14=1,DA17=1),DA43,IF(DC17=1,DE43,IF(CO43>0,CX43*CP55,CY43*CQ55)))))","v":0},0,0,0,0,0,0,0,0,0,0,0,{"$f":"IF(DG43<0,DS19,IF(DG43>0,DS18,0))","v":0},0,{"$f":"IFERROR(DG43/DG53,0)","v":0},0,{"$f":"IF(DU43=0,0,DU43/DU53)","v":0},{"$f":"IF(DU43=0,0,DV43*DH58)","v":0},{"$f":"IF(DG43=0,0,IF(AND($BH$14<>1,DS17=1),\"\",IF(AND($BH$14=1,DS17=1),DS43,IF(DU17=1,DW43,IF(DG43>0,DP43*DH55,DQ43*DI55)))))","v":0},0,0,0,0,0,0,0,0,0,0,0,{"$f":"IF(DY43<0,EK19,IF(DY43>0,EK18,0))","v":0},0,{"$f":"IFERROR(DY43/DY53,0)","v":0},0,{"$f":"IF(EM43=0,0,EM43/EM53)","v":0},{"$f":"IF(EM43=0,0,EN43*DZ58)","v":0},{"$f":"IF(DY43=0,0,IF(AND($BH$14<>1,EK17=1),\"\",IF(AND($BH$14=1,EK17=1),EK43,IF(EM17=1,EO43,IF(DY43>0,EH43*DZ55,EI43*EA55)))))","v":0},0,0,0,0,0,0,0,0,0,0,0,{"$f":"IF(EQ43<0,FC19,IF(EQ43>0,FC18,0))","v":0},0,{"$f":"IFERROR(EQ43/EQ53,0)","v":0},0,{"$f":"IF(FE43=0,0,FE43/FE53)","v":0},{"$f":"IF(FE43=0,0,FF43*ER58)","v":0},{"$f":"IF(EQ43=0,0,IF(AND($BH$14<>1,FC17=1),\"\",IF(AND($BH$14=1,FC17=1),FC43,IF(FE17=1,FG43,IF(EQ43>0,EZ43*ER55,FA43*ES55)))))","v":0},0,0,0,0,0,0,0,0,0,0,0,{"$f":"IF(FI43<0,FU19,IF(FI43>0,FU18,0))","v":0},0,{"$f":"IFERROR(FI43/FI53,0)","v":0},0,{"$f":"IF(FW43=0,0,FW43/FW53)","v":0},{"$f":"IF(FW43=0,0,FX43*FJ58)","v":0},{"$f":"IF(FI43=0,0,IF(AND($BH$14<>1,FU17=1),\"\",IF(AND($BH$14=1,FU17=1),FU43,IF(FW17=1,FY43,IF(FI43>0,FR43*FJ55,FS43*FK55)))))","v":0},0,0,0,0,0,0,0,0,0,0,0,{"$f":"IF(GA43<0,GM19,IF(GA43>0,GM18,0))","v":0},0,{"$f":"IFERROR(GA43/GA53,0)","v":0},0,{"$f":"IF(GO43=0,0,GO43/GO53)","v":0},{"$f":"IF(GO43=0,0,GP43*GB58)","v":0},{"$f":"IF(GA43=0,0,IF(AND($BH$14<>1,GM17=1),\"\",IF(AND($BH$14=1,GM17=1),GM43,IF(GO17=1,GQ43,IF(GA43>0,GJ43*GB55,GK43*GC55)))))","v":0},0,0,0,0,0,0,0,0,0,0,0]
[null,null,null,null,22,{"$f":"IF('Results from eQuest'!J37=\"\",\"\",'Results from eQuest'!J37)","v":""},null,null,"-",null,null,null,null,{"$f":"IFERROR(IF(F44=\"\",0,IF('Results from eQuest'!X37<>\"\",(('Results from eQuest'!X36)-('Results from eQuest'!X37)),\"<Enter Value\")),\"<Enter Value>\")","v":0},{"$f":"IFERROR(IF(F44=\"\",0,IF('Results from eQuest'!BJ37<>\"\",(('Results from eQuest'!BJ36)-('Results from eQuest'!BJ37))*0.1,\"<Enter Value\")),\"<Enter Value>\")","v":0},null,null,null,null,null,null,{"$f":"IFERROR(IF(F44=\"\",0,IF('Results from eQuest'!AW37<>\"\",(('Results from eQuest'!AW36)-('Results from eQuest'!AW37)),\"<Enter Value\")),\"<Enter Value>\")","v":0},null,null,{"$f":"IFERROR(IF(F44=\"\",0,IF('Results from eQuest'!BJ37<>\"\",(('Results from eQuest'!BJ36)-('Results from eQuest'!BJ37))*0.1,\"<Enter Value\")),\"<Enter Value>\")","v":0},{"$f":"IFERROR(IF(F44=\"\",0,IF(OR('Results from eQuest'!BA37<>\"\",'Results from eQuest'!BG37<>\"\"),(('Results from eQuest'!BA36+'Results from eQuest'!BG36)/10-('Results from eQuest'!BA37+'Results from eQuest'!BG37)/10),\"<Enter Value\")),\"<Enter Value>\")","v":0},{"$f":"IFERROR(IF(F44=\"\",0,IF(OR('Results from eQuest'!P37<>\"\",'Results from eQuest'!Q37<>\"\"),(('Results from eQuest'!P36+'Results from eQuest'!Q36)-('Results from eQuest'!P37+'Results from eQuest'!Q37)),\"<Enter Value\")),\"<Enter Value>\")","v":0},null,"",null,null,null,null,null,null,null,null,null,null,null,null,null,null,"Other Air-Side System",null,null,null,null,null,"Multiple Zone VAV System (DX/Furnace)","[Provide a list of systems in the following format: [Name & Area Served]: [XXX] Tons, EER [XX], XX% Et, [XX]/[XX] Supply/Return HP (e.g., RTU-1: 20 Tons, EER 12.5, 4/2 SP/RT HP); if more than 10 systems, reference the mechanical schedule rather than listing each system; include typical VAV box minimum flow %]",null,null,null,null,null,0,0,0,0,0,0,0,0,0,0,0,{"$f":"IF(BE44<0,BQ19,IF(BE44>0,BQ18,0))","v":0},0,{"$f":"IFERROR(BE44/BE53,0)","v":0},0,{"$f":"IF(BS44=0,0,BS44/BS53)","v":0},{"$f":"IF(BS44=0,0,BT44*BF58)","v":0},{"$f":"IF(BE44=0,0,IF(AND($BH$14<>1,BQ17=1),\"\",IF(AND($BH$14=1,BQ17=1),BQ44,IF(BS17=1,BU44,IF(BE44>0,BN44*BF55,BO44*BG55)))))","v":0},0,0,0,0,0,0,0,0,0,0,0,{"$f":"IF(BW44<0,CI19,IF(BW44>0,CI18,0))","v":0},0,{"$f":"IFERROR(BW44/BW53,0)","v":0},0,{"$f":"IF(CK44=0,0,CK44/CK53)","v":0},{"$f":"IF(CK44=0,0,CL44*BX58)","v":0},{"$f":"IF(BW44=0,0,IF(AND($BH$14<>1,CI17=1),\"\",IF(AND($BH$14=1,CI17=1),CI44,IF(CK17=1,CM44,IF(BW44>0,CF44*BX55,CG44*BY55)))))","v":0},0,0,0,0,0,0,0,0,0,0,0,{"$f":"IF(CO44<0,DA19,IF(CO44>0,DA18,0))","v":0},0,{"$f":"IFERROR(CO44/CO53,0)","v":0},0,{"$f":"IF(DC44=0,0,DC44/DC53)","v":0},{"$f":"IF(DC44=0,0,DD44*CP58)","v":0},{"$f":"IF(CO44=0,0,IF(AND($BH$14<>1,DA17=1),\"\",IF(AND($BH$14=1,DA17=1),DA44,IF(DC17=1,DE44,IF(CO44>0,CX44*CP55,CY44*CQ55)))))","v":0},0,0,0,0,0,0,0,0,0,0,0,{"$f":"IF(DG44<0,DS19,IF(DG44>0,DS18,0))","v":0},0,{"$f":"IFERROR(DG44/DG53,0)","v":0},0,{"$f":"IF(DU44=0,0,DU44/DU53)","v":0},{"$f":"IF(DU44=0,0,DV44*DH58)","v":0},{"$f":"IF(DG44=0,0,IF(AND($BH$14<>1,DS17=1),\"\",IF(AND($BH$14=1,DS17=1),DS44,IF(DU17=1,DW44,IF(DG44>0,DP44*DH55,DQ44*DI55)))))","v":0},0,0,0,0,0,0,0,0,0,0,0,{"$f":"IF(DY44<0,EK19,IF(DY44>0,EK18,0))","v":0},0,{"$f":"IFERROR(DY44/DY53,0)","v":0},0,{"$f":"IF(EM44=0,0,EM44/EM53)","v":0},{"$f":"IF(EM44=0,0,EN44*DZ58)","v":0},{"$f":"IF(DY44=0,0,IF(AND($BH$14<>1,EK17=1),\"\",IF(AND($BH$14=1,EK17=1),EK44,IF(EM17=1,EO44,IF(DY44>0,EH44*DZ55,EI44*EA55)))))","v":0},0,0,0,0,0,0,0,0,0,0,0,{"$f":"IF(EQ44<0,FC19,IF(EQ44>0,FC18,0))","v":0},0,{"$f":"IFERROR(EQ44/EQ53,0)","v":0},0,{"$f":"IF(FE44=0,0,FE44/FE53)","v":0},{"$f":"IF(FE44=0,0,FF44*ER58)","v":0},{"$f":"IF(EQ44=0,0,IF(AND($BH$14<>1,FC17=1),\"\",IF(AND($BH$14=1,FC17=1),FC44,IF(FE17=1,FG44,IF(EQ44>0,EZ44*ER55,FA44*ES55)))))","v":0},0,0,0,0,0,0,0,0,0,0,0,{"$f":"IF(FI44<0,FU19,IF(FI44>0,FU18,0))","v":0},0,{"$f":"IFERROR(FI44/FI53,0)","v":0},0,{"$f":"IF(FW44=0,0,FW44/FW53)","v":0},{"$f":"IF(FW44=0,0,FX44*FJ58)","v":0},{"$f":"IF(FI44=0,0,IF(AND($BH$14<>1,FU17=1),\"\",IF(AND($BH$14=1,FU17=1),FU44,IF(FW17=1,FY44,IF(FI44>0,FR44*FJ55,FS44*FK55)))))","v":0},0,0,0,0,0,0,0,0,0,0,0,{"$f":"IF(GA44<0,GM19,IF(GA44>0,GM18,0))","v":0},0,{"$f":"IFERROR(GA44/GA53,0)","v":0},0,{"$f":"IF(GO44=0,0,GO44/GO53)","v":0},{"$f":"IF(GO44=0,0,GP44*GB58)","v":0},{"$f":"IF(GA44=0,0,IF(AND($BH$14<>1,GM17=1),\"\",IF(AND($BH$14=1,GM17=1),GM44,IF(GO17=1,GQ44,IF(GA44>0,GJ44*GB55,GK44*GC55)))))","v":0},0,0,0,0,0,0,0,0,0,0,0]
[null,null,null,null,23,{"$f":"IF('Results from eQuest'!J38=\"\",\"\",'Results from eQuest'!J38)","v":""},null,null,"-",null,null,null,null,{"$f":"IFERROR(IF(F45=\"\",0,IF('Results from eQuest'!X38<>\"\",(('Results from eQuest'!X37)-('Results from eQuest'!X38)),\"<Enter Value\")),\"<Enter Value>\")","v":0},{"$f":"IFERROR(IF(F45=\"\",0,IF('Results from eQuest'!BJ38<>\"\",(('Results from eQuest'!BJ37)-('Results from eQuest'!BJ38))*0.1,\"<Enter Value\")),\"<Enter Value>\")","v":0},null,null,null,null,null,null,{"$f":"IFERROR(IF(F45=\"\",0,IF('Results from eQuest'!AW38<>\"\",(('Results from eQuest'!AW37)-('Results from eQuest'!AW38)),\"<Enter Value\")),\"<Enter Value>\")","v":0},null,null,{"$f":"IFERROR(IF(F45=\"\",0,IF('Results from eQuest'!BJ38<>\"\",(('Results from eQuest'!BJ37)-('Results from eQuest'!BJ38))*0.1,\"<Enter Value\")),\"<Enter Value>\")","v":0},{"$f":"IFERROR(IF(F45=\"\",0,IF(OR('Results from eQuest'!BA38<>\"\",'Results from eQuest'!BG38<>\"\"),(('Results from eQuest'!BA37+'Results from eQuest'!BG37)/10-('Results from eQuest'!BA38+'Results from eQuest'!BG38)/10),\"<Enter Value\")),\"<Enter Value>\")","v":0},{"$f":"IFERROR(IF(F45=\"\",0,IF(OR('Results from eQuest'!P38<>\"\",'Results from eQuest'!Q38<>\"\"),(('Results from eQuest'!P37+'Results from eQuest'!Q37)-('Results from eQuest'!P38+'Results from eQuest'!Q38)),\"<Enter Value\")),\"<Enter Value>\")","v":0},null,"",null,null,null,null,null,null,null,null,null,null,null,null,null,null,"Desiccant Dehumidification Wheel",null,null,null,null,null,"Single Zone VAV System (DX/HW)","[Provide a list of systems in the following format: [Name]: [XXX] Tons, EER [XX], [XX]/[XX] Supply/Return HP (e.g., AHU-1: 20 Tons, EER 12.5, 4/2 SP/RT HP); if more than 10 systems, reference the mechanical schedule rather than listing each system; include minimum flow rates in heating and cooling mode]",null,null,null,null,null,0,0,0,0,0,0,0,0,0,0,0,{"$f":"IF(BE45<0,BQ19,IF(BE45>0,BQ18,0))","v":0},0,{"$f":"IFERROR(BE45/BE53,0)","v":0},0,{"$f":"IF(BS45=0,0,BS45/BS53)","v":0},{"$f":"IF(BS45=0,0,BT45*BF58)","v":0},{"$f":"IF(BE45=0,0,IF(AND($BH$14<>1,BQ17=1),\"\",IF(AND($BH$14=1,BQ17=1),BQ45,IF(BS17=1,BU45,IF(BE45>0,BN45*BF55,BO45*BG55)))))","v":0},0,0,0,0,0,0,0,0,0,0,0,{"$f":"IF(BW45<0,CI19,IF(BW45>0,CI18,0))","v":0},0,{"$f":"IFERROR(BW45/BW53,0)","v":0},0,{"$f":"IF(CK45=0,0,CK45/CK53)","v":0},{"$f":"IF(CK45=0,0,CL45*BX58)","v":0},{"$f":"IF(BW45=0,0,IF(AND($BH$14<>1,CI17=1),\"\",IF(AND($BH$14=1,CI17=1),CI45,IF(CK17=1,CM45,IF(BW45>0,CF45*BX55,CG45*BY55)))))","v":0},0,0,0,0,0,0,0,0,0,0,0,{"$f":"IF(CO45<0,DA19,IF(CO45>0,DA18,0))","v":0},0,{"$f":"IFERROR(CO45/CO53,0)","v":0},0,{"$f":"IF(DC45=0,0,DC45/DC53)","v":0},{"$f":"IF(DC45=0,0,DD45*CP58)","v":0},{"$f":"IF(CO45=0,0,IF(AND($BH$14<>1,DA17=1),\"\",IF(AND($BH$14=1,DA17=1),DA45,IF(DC17=1,DE45,IF(CO45>0,CX45*CP55,CY45*CQ55)))))","v":0},0,0,0,0,0,0,0,0,0,0,0,{"$f":"IF(DG45<0,DS19,IF(DG45>0,DS18,0))","v":0},0,{"$f":"IFERROR(DG45/DG53,0)","v":0},0,{"$f":"IF(DU45=0,0,DU45/DU53)","v":0},{"$f":"IF(DU45=0,0,DV45*DH58)","v":0},{"$f":"IF(DG45=0,0,IF(AND($BH$14<>1,DS17=1),\"\",IF(AND($BH$14=1,DS17=1),DS45,IF(DU17=1,DW45,IF(DG45>0,DP45*DH55,DQ45*DI55)))))","v":0},0,0,0,0,0,0,0,0,0,0,0,{"$f":"IF(DY45<0,EK19,IF(DY45>0,EK18,0))","v":0},0,{"$f":"IFERROR(DY45/DY53,0)","v":0},0,{"$f":"IF(EM45=0,0,EM45/EM53)","v":0},{"$f":"IF(EM45=0,0,EN45*DZ58)","v":0},{"$f":"IF(DY45=0,0,IF(AND($BH$14<>1,EK17=1),\"\",IF(AND($BH$14=1,EK17=1),EK45,IF(EM17=1,EO45,IF(DY45>0,EH45*DZ55,EI45*EA55)))))","v":0},0,0,0,0,0,0,0,0,0,0,0,{"$f":"IF(EQ45<0,FC19,IF(EQ45>0,FC18,0))","v":0},0,{"$f":"IFERROR(EQ45/EQ53,0)","v":0},0,{"$f":"IF(FE45=0,0,FE45/FE53)","v":0},{"$f":"IF(FE45=0,0,FF45*ER58)","v":0},{"$f":"IF(EQ45=0,0,IF(AND($BH$14<>1,FC17=1),\"\",IF(AND($BH$14=1,FC17=1),FC45,IF(FE17=1,FG45,IF(EQ45>0,EZ45*ER55,FA45*ES55)))))","v":0},0,0,0,0,0,0,0,0,0,0,0,{"$f":"IF(FI45<0,FU19,IF(FI45>0,FU18,0))","v":0},0,{"$f":"IFERROR(FI45/FI53,0)","v":0},0,{"$f":"IF(FW45=0,0,FW45/FW53)","v":0},{"$f":"IF(FW45=0,0,FX45*FJ58)","v":0},{"$f":"IF(FI45=0,0,IF(AND($BH$14<>1,FU17=1),\"\",IF(AND($BH$14=1,FU17=1),FU45,IF(FW17=1,FY45,IF(FI45>0,FR45*FJ55,FS45*FK55)))))","v":0},0,0,0,0,0,0,0,0,0,0,0,{"$f":"IF(GA45<0,GM19,IF(GA45>0,GM18,0))","v":0},0,{"$f":"IFERROR(GA45/GA53,0)","v":0},0,{"$f":"IF(GO45=0,0,GO45/GO53)","v":0},{"$f":"IF(GO45=0,0,GP45*GB58)","v":0},{"$f":"IF(GA45=0,0,IF(AND($BH$14<>1,GM17=1),\"\",IF(AND($BH$14=1,GM17=1),GM45,IF(GO17=1,GQ45,IF(GA45>0,GJ45*GB55,GK45*GC55)))))","v":0},0,0,0,0,0,0,0,0,0,0,0]
[null,null,null,null,24,{"$f":"IF('Results from eQuest'!J39=\"\",\"\",'Results from eQuest'!J39)","v":""},null,null,"-",null,null,null,null,{"$f":"IFERROR(IF(F46=\"\",0,IF('Results from eQuest'!X39<>\"\",(('Results from eQuest'!X38)-('Results from eQuest'!X39)),\"<Enter Value\")),\"<Enter Value>\")","v":0},{"$f":"IFERROR(IF(F46=\"\",0,IF('Results from eQuest'!BJ39<>\"\",(('Results from eQuest'!BJ38)-('Results from eQuest'!BJ39))*0.1,\"<Enter Value\")),\"<Enter Value>\")","v":0},null,null,null,null,null,null,{"$f":"IFERROR(IF(F46=\"\",0,IF('Results from eQuest'!AW39<>\"\",(('Results from eQuest'!AW38)-('Results from eQuest'!AW39)),\"<Enter Value\")),\"<Enter Value>\")","v":0},null,null,{"$f":"IFERROR(IF(F46=\"\",0,IF('Results from eQuest'!BJ39<>\"\",(('Results from eQuest'!BJ38)-('Results from eQuest'!BJ39))*0.1,\"<Enter Value\")),\"<Enter Value>\")","v":0},{"$f":"IFERROR(IF(F46=\"\",0,IF(OR('Results from eQuest'!BA39<>\"\",'Results from eQuest'!BG39<>\"\"),(('Results from eQuest'!BA38+'Results from eQuest'!BG38)/10-('Results from eQuest'!BA39+'Results from eQuest'!BG39)/10),\"<Enter Value\")),\"<Enter Value>\")","v":0},{"$f":"IFERROR(IF(F46=\"\",0,IF(OR('Results from eQuest'!P39<>\"\",'Results from eQuest'!Q39<>\"\"),(('Results from eQuest'!P38+'Results from eQuest'!Q38)-('Results from eQuest'!P39+'Results from eQuest'!Q39)),\"<Enter Value\")),\"<Enter Value>\")","v":0},null,"",null,null,null,null,null,null,null,null,null,null,null,null,null,null,"Energy Recovery",null,null,null,null,null,"Multiple Zone VAV System (DX/HW)","[Provide a list of systems in the following format: [Name & Area Served]: [XXX] Tons, EER [XX], [XX]/[XX] Supply/Return HP (e.g., AHU-1: 20 Tons, EER 12.5, 4/2 SP/RT HP); if more than 10 systems, reference the mechanical schedule rather than listing each system; include typical VAV box minimum flow %]",null,null,null,null,null,0,0,0,0,0,0,0,0,0,0,0,{"$f":"IF(BE46<0,BQ19,IF(BE46>0,BQ18,0))","v":0},0,{"$f":"IFERROR(BE46/BE53,0)","v":0},0,{"$f":"IF(BS46=0,0,BS46/BS53)","v":0},{"$f":"IF(BS46=0,0,BT46*BF58)","v":0},{"$f":"IF(BE46=0,0,IF(AND($BH$14<>1,BQ17=1),\"\",IF(AND($BH$14=1,BQ17=1),BQ46,IF(BS17=1,BU46,IF(BE46>0,BN46*BF55,BO46*BG55)))))","v":0},0,0,0,0,0,0,0,0,0,0,0,{"$f":"IF(BW46<0,CI19,IF(BW46>0,CI18,0))","v":0},0,{"$f":"IFERROR(BW46/BW53,0)","v":0},0,{"$f":"IF(CK46=0,0,CK46/CK53)","v":0},{"$f":"IF(CK46=0,0,CL46*BX58)","v":0},{"$f":"IF(BW46=0,0,IF(AND($BH$14<>1,CI17=1),\"\",IF(AND($BH$14=1,CI17=1),CI46,IF(CK17=1,CM46,IF(BW46>0,CF46*BX55,CG46*BY55)))))","v":0},0,0,0,0,0,0,0,0,0,0,0,{"$f":"IF(CO46<0,DA19,IF(CO46>0,DA18,0))","v":0},0,{"$f":"IFERROR(CO46/CO53,0)","v":0},0,{"$f":"IF(DC46=0,0,DC46/DC53)","v":0},{"$f":"IF(DC46=0,0,DD46*CP58)","v":0},{"$f":"IF(CO46=0,0,IF(AND($BH$14<>1,DA17=1),\"\",IF(AND($BH$14=1,DA17=1),DA46,IF(DC17=1,DE46,IF(CO46>0,CX46*CP55,CY46*CQ55)))))","v":0},0,0,0,0,0,0,0,0,0,0,0,{"$f":"IF(DG46<0,DS19,IF(DG46>0,DS18,0))","v":0},0,{"$f":"IFERROR(DG46/DG53,0)","v":0},0,{"$f":"IF(DU46=0,0,DU46/DU53)","v":0},{"$f":"IF(DU46=0,0,DV46*DH58)","v":0},{"$f":"IF(DG46=0,0,IF(AND($BH$14<>1,DS17=1),\"\",IF(AND($BH$14=1,DS17=1),DS46,IF(DU17=1,DW46,IF(DG46>0,DP46*DH55,DQ46*DI55)))))","v":0},0,0,0,0,0,0,0,0,0,0,0,{"$f":"IF(DY46<0,EK19,IF(DY46>0,EK18,0))","v":0},0,{"$f":"IFERROR(DY46/DY53,0)","v":0},0,{"$f":"IF(EM46=0,0,EM46/EM53)","v":0},{"$f":"IF(EM46=0,0,EN46*DZ58)","v":0},{"$f":"IF(DY46=0,0,IF(AND($BH$14<>1,EK17=1),\"\",IF(AND($BH$14=1,EK17=1),EK46,IF(EM17=1,EO46,IF(DY46>0,EH46*DZ55,EI46*EA55)))))","v":0},0,0,0,0,0,0,0,0,0,0,0,{"$f":"IF(EQ46<0,FC19,IF(EQ46>0,FC18,0))","v":0},0,{"$f":"IFERROR(EQ46/EQ53,0)","v":0},0,{"$f":"IF(FE46=0,0,FE46/FE53)","v":0},{"$f":"IF(FE46=0,0,FF46*ER58)","v":0},{"$f":"IF(EQ46=0,0,IF(AND($BH$14<>1,FC17=1),\"\",IF(AND($BH$14=1,FC17=1),FC46,IF(FE17=1,FG46,IF(EQ46>0,EZ46*ER55,FA46*ES55)))))","v":0},0,0,0,0,0,0,0,0,0,0,0,{"$f":"IF(FI46<0,FU19,IF(FI46>0,FU18,0))","v":0},0,{"$f":"IFERROR(FI46/FI53,0)","v":0},0,{"$f":"IF(FW46=0,0,FW46/FW53)","v":0},{"$f":"IF(FW46=0,0,FX46*FJ58)","v":0},{"$f":"IF(FI46=0,0,IF(AND($BH$14<>1,FU17=1),\"\",IF(AND($BH$14=1,FU17=1),FU46,IF(FW17=1,FY46,IF(FI46>0,FR46*FJ55,FS46*FK55)))))","v":0},0,0,0,0,0,0,0,0,0,0,0,{"$f":"IF(GA46<0,GM19,IF(GA46>0,GM18,0))","v":0},0,{"$f":"IFERROR(GA46/GA53,0)","v":0},0,{"$f":"IF(GO46=0,0,GO46/GO53)","v":0},{"$f":"IF(GO46=0,0,GP46*GB58)","v":0},{"$f":"IF(GA46=0,0,IF(AND($BH$14<>1,GM17=1),\"\",IF(AND($BH$14=1,GM17=1),GM46,IF(GO17=1,GQ46,IF(GA46>0,GJ46*GB55,GK46*GC55)))))","v":0},0,0,0,0,0,0,0,0,0,0,0]
[null,null,null,null,25,{"$f":"IF('Results from eQuest'!J40=\"\",\"\",'Results from eQuest'!J40)","v":""},null,null,"-",null,null,null,null,{"$f":"IFERROR(IF(F47=\"\",0,IF('Results from eQuest'!X40<>\"\",(('Results from eQuest'!X39)-('Results from eQuest'!X40)),\"<Enter Value\")),\"<Enter Value>\")","v":0},{"$f":"IFERROR(IF(F47=\"\",0,IF('Results from eQuest'!BJ40<>\"\",(('Results from eQuest'!BJ39)-('Results from eQuest'!BJ40))*0.1,\"<Enter Value\")),\"<Enter Value>\")","v":0},null,null,null,null,null,null,{"$f":"IFERROR(IF(F47=\"\",0,IF('Results from eQuest'!AW40<>\"\",(('Results from eQuest'!AW39)-('Results from eQuest'!AW40)),\"<Enter Value\")),\"<Enter Value>\")","v":0},null,null,{"$f":"IFERROR(IF(F47=\"\",0,IF('Results from eQuest'!BJ40<>\"\",(('Results from eQuest'!BJ39)-('Results from eQuest'!BJ40))*0.1,\"<Enter Value\")),\"<Enter Value>\")","v":0},{"$f":"IFERROR(IF(F47=\"\",0,IF(OR('Results from eQuest'!BA40<>\"\",'Results from eQuest'!BG40<>\"\"),(('Results from eQuest'!BA39+'Results from eQuest'!BG39)/10-('Results from eQuest'!BA40+'Results from eQuest'!BG40)/10),\"<Enter Value\")),\"<Enter Value>\")","v":0},{"$f":"IFERROR(IF(F47=\"\",0,IF(OR('Results from eQuest'!P40<>\"\",'Results from eQuest'!Q40<>\"\"),(('Results from eQuest'!P39+'Results from eQuest'!Q39)-('Results from eQuest'!P40+'Results from eQuest'!Q40)),\"<Enter Value\")),\"<Enter Value>\")","v":0},null,"",null,null,null,null,null,null,null,null,null,null,null,null,null,null,"Kitchen Hood VFD",null,null,null,null,null,"Single Zone VAV System (CHW/HW or Steam)","[Provide a list of systems in the following format: [Name & Area Served]: [XXX] Tons, [XX]/[XX] Supply/Return HP (e.g., AHU-1: 20 Tons, 4/2 SP/RT HP); if more than 10 systems, reference the mechanical schedule rather than listing each system; include minimum flow rates in heating and cooling mode]",null,null,null,null,null,0,0,0,0,0,0,0,0,0,0,0,{"$f":"IF(BE47<0,BQ19,IF(BE47>0,BQ18,0))","v":0},0,{"$f":"IFERROR(BE47/BE53,0)","v":0},0,{"$f":"IF(BS47=0,0,BS47/BS53)","v":0},{"$f":"IF(BS47=0,0,BT47*BF58)","v":0},{"$f":"IF(BE47=0,0,IF(AND($BH$14<>1,BQ17=1),\"\",IF(AND($BH$14=1,BQ17=1),BQ47,IF(BS17=1,BU47,IF(BE47>0,BN47*BF55,BO47*BG55)))))","v":0},0,0,0,0,0,0,0,0,0,0,0,{"$f":"IF(BW47<0,CI19,IF(BW47>0,CI18,0))","v":0},0,{"$f":"IFERROR(BW47/BW53,0)","v":0},0,{"$f":"IF(CK47=0,0,CK47/CK53)","v":0},{"$f":"IF(CK47=0,0,CL47*BX58)","v":0},{"$f":"IF(BW47=0,0,IF(AND($BH$14<>1,CI17=1),\"\",IF(AND($BH$14=1,CI17=1),CI47,IF(CK17=1,CM47,IF(BW47>0,CF47*BX55,CG47*BY55)))))","v":0},0,0,0,0,0,0,0,0,0,0,0,{"$f":"IF(CO47<0,DA19,IF(CO47>0,DA18,0))","v":0},0,{"$f":"IFERROR(CO47/CO53,0)","v":0},0,{"$f":"IF(DC47=0,0,DC47/DC53)","v":0},{"$f":"IF(DC47=0,0,DD47*CP58)","v":0},{"$f":"IF(CO47=0,0,IF(AND($BH$14<>1,DA17=1),\"\",IF(AND($BH$14=1,DA17=1),DA47,IF(DC17=1,DE47,IF(CO47>0,CX47*CP55,CY47*CQ55)))))","v":0},0,0,0,0,0,0,0,0,0,0,0,{"$f":"IF(DG47<0,DS19,IF(DG47>0,DS18,0))","v":0},0,{"$f":"IFERROR(DG47/DG53,0)","v":0},0,{"$f":"IF(DU47=0,0,DU47/DU53)","v":0},{"$f":"IF(DU47=0,0,DV47*DH58)","v":0},{"$f":"IF(DG47=0,0,IF(AND($BH$14<>1,DS17=1),\"\",IF(AND($BH$14=1,DS17=1),DS47,IF(DU17=1,DW47,IF(DG47>0,DP47*DH55,DQ47*DI55)))))","v":0},0,0,0,0,0,0,0,0,0,0,0,{"$f":"IF(DY47<0,EK19,IF(DY47>0,EK18,0))","v":0},0,{"$f":"IFERROR(DY47/DY53,0)","v":0},0,{"$f":"IF(EM47=0,0,EM47/EM53)","v":0},{"$f":"IF(EM47=0,0,EN47*DZ58)","v":0},{"$f":"IF(DY47=0,0,IF(AND($BH$14<>1,EK17=1),\"\",IF(AND($BH$14=1,EK17=1),EK47,IF(EM17=1,EO47,IF(DY47>0,EH47*DZ55,EI47*EA55)))))","v":0},0,0,0,0,0,0,0,0,0,0,0,{"$f":"IF(EQ47<0,FC19,IF(EQ47>0,FC18,0))","v":0},0,{"$f":"IFERROR(EQ47/EQ53,0)","v":0},0,{"$f":"IF(FE47=0,0,FE47/FE53)","v":0},{"$f":"IF(FE47=0,0,FF47*ER58)","v":0},{"$f":"IF(EQ47=0,0,IF(AND($BH$14<>1,FC17=1),\"\",IF(AND($BH$14=1,FC17=1),FC47,IF(FE17=1,FG47,IF(EQ47>0,EZ47*ER55,FA47*ES55)))))","v":0},0,0,0,0,0,0,0,0,0,0,0,{"$f":"IF(FI47<0,FU19,IF(FI47>0,FU18,0))","v":0},0,{"$f":"IFERROR(FI47/FI53,0)","v":0},0,{"$f":"IF(FW47=0,0,FW47/FW53)","v":0},{"$f":"IF(FW47=0,0,FX47*FJ58)","v":0},{"$f":"IF(FI47=0,0,IF(AND($BH$14<>1,FU17=1),\"\",IF(AND($BH$14=1,FU17=1),FU47,IF(FW17=1,FY47,IF(FI47>0,FR47*FJ55,FS47*FK55)))))","v":0},0,0,0,0,0,0,0,0,0,0,0,{"$f":"IF(GA47<0,GM19,IF(GA47>0,GM18,0))","v":0},0,{"$f":"IFERROR(GA47/GA53,0)","v":0},0,{"$f":"IF(GO47=0,0,GO47/GO53)","v":0},{"$f":"IF(GO47=0,0,GP47*GB58)","v":0},{"$f":"IF(GA47=0,0,IF(AND($BH$14<>1,GM17=1),\"\",IF(AND($BH$14=1,GM17=1),GM47,IF(GO17=1,GQ47,IF(GA47>0,GJ47*GB55,GK47*GC55)))))","v":0},0,0,0,0,0,0,0,0,0,0,0]
[null,null,null,null,26,{"$f":"IF('Results from eQuest'!J41=\"\",\"\",'Results from eQuest'!J41)","v":""},null,null,"-",null,null,null,null,{"$f":"IFERROR(IF(F48=\"\",0,IF('Results from eQuest'!X41<>\"\",(('Results from eQuest'!X40)-('Results from eQuest'!X41)),\"<Enter Value\")),\"<Enter Value>\")","v":0},{"$f":"IFERROR(IF(F48=\"\",0,IF('Results from eQuest'!BJ41<>\"\",(('Results from eQuest'!BJ40)-('Results from eQuest'!BJ41))*0.1,\"<Enter Value\")),\"<Enter Value>\")","v":0},null,null,null,null,null,null,{"$f":"IFERROR(IF(F48=\"\",0,IF('Results from eQuest'!AW41<>\"\",(('Results from eQuest'!AW40)-('Results from eQuest'!AW41)),\"<Enter Value\")),\"<Enter Value>\")","v":0},null,null,{"$f":"IFERROR(IF(F48=\"\",0,IF('Results from eQuest'!BJ41<>\"\",(('Results from eQuest'!BJ40)-('Results from eQuest'!BJ41))*0.1,\"<Enter Value\")),\"<Enter Value>\")","v":0},{"$f":"IFERROR(IF(F48=\"\",0,IF(OR('Results from eQuest'!BA41<>\"\",'Results from eQuest'!BG41<>\"\"),(('Results from eQuest'!BA40+'Results from eQuest'!BG40)/10-('Results from eQuest'!BA41+'Results from eQuest'!BG41)/10),\"<Enter Value\")),\"<Enter Value>\")","v":0},{"$f":"IFERROR(IF(F48=\"\",0,IF(OR('Results from eQuest'!P41<>\"\",'Results from eQuest'!Q41<>\"\"),(('Results from eQuest'!P40+'Results from eQuest'!Q40)-('Results from eQuest'!P41+'Results from eQuest'!Q41)),\"<Enter Value\")),\"<Enter Value>\")","v":0},null,"",null,null,null,null,null,null,null,null,null,null,null,null,null,null,null,null,null,null,null,null,"Multiple Zone VAV System (CHW/HW or Steam)","[Provide a list of systems in the following format: [Name & Area Served]: [XXX] Tons, [XX]/[XX] Supply/Return HP (e.g., AHU-1: 20 Tons, 4/2 SP/RT HP); if more than 10 systems, reference the mechanical schedule rather than listing each system; include typical VAV box minimum flow %]",null,null,null,null,null,0,0,0,0,0,0,0,0,0,0,0,{"$f":"IF(BE48<0,BQ19,IF(BE48>0,BQ18,0))","v":0},0,{"$f":"IFERROR(BE48/BE53,0)","v":0},0,{"$f":"IF(BS48=0,0,BS48/BS53)","v":0},{"$f":"IF(BS48=0,0,BT48*BF58)","v":0},{"$f":"IF(BE48=0,0,IF(AND($BH$14<>1,BQ17=1),\"\",IF(AND($BH$14=1,BQ17=1),BQ48,IF(BS17=1,BU48,IF(BE48>0,BN48*BF55,BO48*BG55)))))","v":0},0,0,0,0,0,0,0,0,0,0,0,{"$f":"IF(BW48<0,CI19,IF(BW48>0,CI18,0))","v":0},0,{"$f":"IFERROR(BW48/BW53,0)","v":0},0,{"$f":"IF(CK48=0,0,CK48/CK53)","v":0},{"$f":"IF(CK48=0,0,CL48*BX58)","v":0},{"$f":"IF(BW48=0,0,IF(AND($BH$14<>1,CI17=1),\"\",IF(AND($BH$14=1,CI17=1),CI48,IF(CK17=1,CM48,IF(BW48>0,CF48*BX55,CG48*BY55)))))","v":0},0,0,0,0,0,0,0,0,0,0,0,{"$f":"IF(CO48<0,DA19,IF(CO48>0,DA18,0))","v":0},0,{"$f":"IFERROR(CO48/CO53,0)","v":0},0,{"$f":"IF(DC48=0,0,DC48/DC53)","v":0},{"$f":"IF(DC48=0,0,DD48*CP58)","v":0},{"$f":"IF(CO48=0,0,IF(AND($BH$14<>1,DA17=1),\"\",IF(AND($BH$14=1,DA17=1),DA48,IF(DC17=1,DE48,IF(CO48>0,CX48*CP55,CY48*CQ55)))))","v":0},0,0,0,0,0,0,0,0,0,0,0,{"$f":"IF(DG48<0,DS19,IF(DG48>0,DS18,0))","v":0},0,{"$f":"IFERROR(DG48/DG53,0)","v":0},0,{"$f":"IF(DU48=0,0,DU48/DU53)","v":0},{"$f":"IF(DU48=0,0,DV48*DH58)","v":0},{"$f":"IF(DG48=0,0,IF(AND($BH$14<>1,DS17=1),\"\",IF(AND($BH$14=1,DS17=1),DS48,IF(DU17=1,DW48,IF(DG48>0,DP48*DH55,DQ48*DI55)))))","v":0},0,0,0,0,0,0,0,0,0,0,0,{"$f":"IF(DY48<0,EK19,IF(DY48>0,EK18,0))","v":0},0,{"$f":"IFERROR(DY48/DY53,0)","v":0},0,{"$f":"IF(EM48=0,0,EM48/EM53)","v":0},{"$f":"IF(EM48=0,0,EN48*DZ58)","v":0},{"$f":"IF(DY48=0,0,IF(AND($BH$14<>1,EK17=1),\"\",IF(AND($BH$14=1,EK17=1),EK48,IF(EM17=1,EO48,IF(DY48>0,EH48*DZ55,EI48*EA55)))))","v":0},0,0,0,0,0,0,0,0,0,0,0,{"$f":"IF(EQ48<0,FC19,IF(EQ48>0,FC18,0))","v":0},0,{"$f":"IFERROR(EQ48/EQ53,0)","v":0},0,{"$f":"IF(FE48=0,0,FE48/FE53)","v":0},{"$f":"IF(FE48=0,0,FF48*ER58)","v":0},{"$f":"IF(EQ48=0,0,IF(AND($BH$14<>1,FC17=1),\"\",IF(AND($BH$14=1,FC17=1),FC48,IF(FE17=1,FG48,IF(EQ48>0,EZ48*ER55,FA48*ES55)))))","v":0},0,0,0,0,0,0,0,0,0,0,0,{"$f":"IF(FI48<0,FU19,IF(FI48>0,FU18,0))","v":0},0,{"$f":"IFERROR(FI48/FI53,0)","v":0},0,{"$f":"IF(FW48=0,0,FW48/FW53)","v":0},{"$f":"IF(FW48=0,0,FX48*FJ58)","v":0},{"$f":"IF(FI48=0,0,IF(AND($BH$14<>1,FU17=1),\"\",IF(AND($BH$14=1,FU17=1),FU48,IF(FW17=1,FY48,IF(FI48>0,FR48*FJ55,FS48*FK55)))))","v":0},0,0,0,0,0,0,0,0,0,0,0,{"$f":"IF(GA48<0,GM19,IF(GA48>0,GM18,0))","v":0},0,{"$f":"IFERROR(GA48/GA53,0)","v":0},0,{"$f":"IF(GO48=0,0,GO48/GO53)","v":0},{"$f":"IF(GO48=0,0,GP48*GB58)","v":0},{"$f":"IF(GA48=0,0,IF(AND($BH$14<>1,GM17=1),\"\",IF(AND($BH$14=1,GM17=1),GM48,IF(GO17=1,GQ48,IF(GA48>0,GJ48*GB55,GK48*GC55)))))","v":0},0,0,0,0,0,0,0,0,0,0,0]
[null,null,null,null,27,{"$f":"IF('Results from eQuest'!J42=\"\",\"\",'Results from eQuest'!J42)","v":""},null,null,"-",null,null,null,null,{"$f":"IFERROR(IF(F49=\"\",0,IF('Results from eQuest'!X42<>\"\",(('Results from eQuest'!X41)-('Results from eQuest'!X42)),\"<Enter Value\")),\"<Enter Value>\")","v":0},{"$f":"IFERROR(IF(F49=\"\",0,IF('Results from eQuest'!BJ42<>\"\",(('Results from eQuest'!BJ41)-('Results from eQuest'!BJ42))*0.1,\"<Enter Value\")),\"<Enter Value>\")","v":0},null,null,null,null,null,null,{"$f":"IFERROR(IF(F49=\"\",0,IF('Results from eQuest'!AW42<>\"\",(('Results from eQuest'!AW41)-('Results from eQuest'!AW42)),\"<Enter Value\")),\"<Enter Value>\")","v":0},null,null,{"$f":"IFERROR(IF(F49=\"\",0,IF('Results from eQuest'!BJ42<>\"\",(('Results from eQuest'!BJ41)-('Results from eQuest'!BJ42))*0.1,\"<Enter Value\")),\"<Enter Value>\")","v":0},{"$f":"IFERROR(IF(F49=\"\",0,IF(OR('Results from eQuest'!BA42<>\"\",'Results from eQuest'!BG42<>\"\"),(('Results from eQuest'!BA41+'Results from eQuest'!BG41)/10-('Results from eQuest'!BA42+'Results from eQuest'!BG42)/10),\"<Enter Value\")),\"<Enter Value>\")","v":0},{"$f":"IFERROR(IF(F49=\"\",0,IF(OR('Results from eQuest'!P42<>\"\",'Results from eQuest'!Q42<>\"\"),(('Results from eQuest'!P41+'Results from eQuest'!Q41)-('Results from eQuest'!P42+'Results from eQuest'!Q42)),\"<Enter Value\")),\"<Enter Value>\")","v":0},null,"",null,null,null,null,null,null,null,null,null,null,null,null,null,null,null,null,null,null,null,null,"Dedicated Outdoor Air System (DX/Furnace)","[Provide a list of systems in the following format: [Name & Area Served]: [XXX] Tons, EER [XX], XX% Et, [XX]/[XX] Supply/Return HP (e.g., DOAS-1: 20 Tons, EER 12.5, 80% Et, 4/2 SP/RT HP); if more than 10 systems, reference the mechanical schedule rather than listing each system]",null,null,null,null,null,0,0,0,0,0,0,0,0,0,0,0,{"$f":"IF(BE49<0,BQ19,IF(BE49>0,BQ18,0))","v":0},0,{"$f":"IFERROR(BE49/BE53,0)","v":0},0,{"$f":"IF(BS49=0,0,BS49/BS53)","v":0},{"$f":"IF(BS49=0,0,BT49*BF58)","v":0},{"$f":"IF(BE49=0,0,IF(AND($BH$14<>1,BQ17=1),\"\",IF(AND($BH$14=1,BQ17=1),BQ49,IF(BS17=1,BU49,IF(BE49>0,BN49*BF55,BO49*BG55)))))","v":0},0,0,0,0,0,0,0,0,0,0,0,{"$f":"IF(BW49<0,CI19,IF(BW49>0,CI18,0))","v":0},0,{"$f":"IFERROR(BW49/BW53,0)","v":0},0,{"$f":"IF(CK49=0,0,CK49/CK53)","v":0},{"$f":"IF(CK49=0,0,CL49*BX58)","v":0},{"$f":"IF(BW49=0,0,IF(AND($BH$14<>1,CI17=1),\"\",IF(AND($BH$14=1,CI17=1),CI49,IF(CK17=1,CM49,IF(BW49>0,CF49*BX55,CG49*BY55)))))","v":0},0,0,0,0,0,0,0,0,0,0,0,{"$f":"IF(CO49<0,DA19,IF(CO49>0,DA18,0))","v":0},0,{"$f":"IFERROR(CO49/CO53,0)","v":0},0,{"$f":"IF(DC49=0,0,DC49/DC53)","v":0},{"$f":"IF(DC49=0,0,DD49*CP58)","v":0},{"$f":"IF(CO49=0,0,IF(AND($BH$14<>1,DA17=1),\"\",IF(AND($BH$14=1,DA17=1),DA49,IF(DC17=1,DE49,IF(CO49>0,CX49*CP55,CY49*CQ55)))))","v":0},0,0,0,0,0,0,0,0,0,0,0,{"$f":"IF(DG49<0,DS19,IF(DG49>0,DS18,0))","v":0},0,{"$f":"IFERROR(DG49/DG53,0)","v":0},0,{"$f":"IF(DU49=0,0,DU49/DU53)","v":0},{"$f":"IF(DU49=0,0,DV49*DH58)","v":0},{"$f":"IF(DG49=0,0,IF(AND($BH$14<>1,DS17=1),\"\",IF(AND($BH$14=1,DS17=1),DS49,IF(DU17=1,DW49,IF(DG49>0,DP49*DH55,DQ49*DI55)))))","v":0},0,0,0,0,0,0,0,0,0,0,0,{"$f":"IF(DY49<0,EK19,IF(DY49>0,EK18,0))","v":0},0,{"$f":"IFERROR(DY49/DY53,0)","v":0},0,{"$f":"IF(EM49=0,0,EM49/EM53)","v":0},{"$f":"IF(EM49=0,0,EN49*DZ58)","v":0},{"$f":"IF(DY49=0,0,IF(AND($BH$14<>1,EK17=1),\"\",IF(AND($BH$14=1,EK17=1),EK49,IF(EM17=1,EO49,IF(DY49>0,EH49*DZ55,EI49*EA55)))))","v":0},0,0,0,0,0,0,0,0,0,0,0,{"$f":"IF(EQ49<0,FC19,IF(EQ49>0,FC18,0))","v":0},0,{"$f":"IFERROR(EQ49/EQ53,0)","v":0},0,{"$f":"IF(FE49=0,0,FE49/FE53)","v":0},{"$f":"IF(FE49=0,0,FF49*ER58)","v":0},{"$f":"IF(EQ49=0,0,IF(AND($BH$14<>1,FC17=1),\"\",IF(AND($BH$14=1,FC17=1),FC49,IF(FE17=1,FG49,IF(EQ49>0,EZ49*ER55,FA49*ES55)))))","v":0},0,0,0,0,0,0,0,0,0,0,0,{"$f":"IF(FI49<0,FU19,IF(FI49>0,FU18,0))","v":0},0,{"$f":"IFERROR(FI49/FI53,0)","v":0},0,{"$f":"IF(FW49=0,0,FW49/FW53)","v":0},{"$f":"IF(FW49=0,0,FX49*FJ58)","v":0},{"$f":"IF(FI49=0,0,IF(AND($BH$14<>1,FU17=1),\"\",IF(AND($BH$14=1,FU17=1),FU49,IF(FW17=1,FY49,IF(FI49>0,FR49*FJ55,FS49*FK55)))))","v":0},0,0,0,0,0,0,0,0,0,0,0,{"$f":"IF(GA49<0,GM19,IF(GA49>0,GM18,0))","v":0},0,{"$f":"IFERROR(GA49/GA53,0)","v":0},0,{"$f":"IF(GO49=0,0,GO49/GO53)","v":0},{"$f":"IF(GO49=0,0,GP49*GB58)","v":0},{"$f":"IF(GA49=0,0,IF(AND($BH$14<>1,GM17=1),\"\",IF(AND($BH$14=1,GM17=1),GM49,IF(GO17=1,GQ49,IF(GA49>0,GJ49*GB55,GK49*GC55)))))","v":0},0,0,0,0,0,0,0,0,0,0,0]
[null,null,null,null,28,{"$f":"IF('Results from eQuest'!J43=\"\",\"\",'Results from eQuest'!J43)","v":""},null,null,"-",null,null,null,null,{"$f":"IFERROR(IF(F50=\"\",0,IF('Results from eQuest'!X43<>\"\",(('Results from eQuest'!X42)-('Results from eQuest'!X43)),\"<Enter Value\")),\"<Enter Value>\")","v":0},{"$f":"IFERROR(IF(F50=\"\",0,IF('Results from eQuest'!BJ43<>\"\",(('Results from eQuest'!BJ42)-('Results from eQuest'!BJ43))*0.1,\"<Enter Value\")),\"<Enter Value>\")","v":0},null,null,null,null,null,null,{"$f":"IFERROR(IF(F50=\"\",0,IF('Results from eQuest'!AW43<>\"\",(('Results from eQuest'!AW42)-('Results from eQuest'!AW43)),\"<Enter Value\")),\"<Enter Value>\")","v":0},null,null,{"$f":"IFERROR(IF(F50=\"\",0,IF('Results from eQuest'!BJ43<>\"\",(('Results from eQuest'!BJ42)-('Results from eQuest'!BJ43))*0.1,\"<Enter Value\")),\"<Enter Value>\")","v":0},{"$f":"IFERROR(IF(F50=\"\",0,IF(OR('Results from eQuest'!BA43<>\"\",'Results from eQuest'!BG43<>\"\"),(('Results from eQuest'!BA42+'Results from eQuest'!BG42)/10-('Results from eQuest'!BA43+'Results from eQuest'!BG43)/10),\"<Enter Value\")),\"<Enter Value>\")","v":0},{"$f":"IFERROR(IF(F50=\"\",0,IF(OR('Results from eQuest'!P43<>\"\",'Results from eQuest'!Q43<>\"\"),(('Results from eQuest'!P42+'Results from eQuest'!Q42)-('Results from eQuest'!P43+'Results from eQuest'!Q43)),\"<Enter Value\")),\"<Enter Value>\")","v":0},null,"",null,null,null,null,null,null,null,null,null,null,null,null,null,null,null,null,null,null,null,null,"Dedicated Outdoor Air System (DX/HW or Steam)","[Provide a list of systems in the following format: [Name & Area Served]: [XXX] Tons, EER [XX], [XX]/[XX] Supply/Return HP (e.g., DOAS-1: 20 Tons, EER 12.5, 4/2 SP/RT HP); if more than 10 systems, reference the mechanical schedule rather than listing each system]",null,null,null,null,null,0,0,0,0,0,0,0,0,0,0,0,{"$f":"IF(BE50<0,BQ19,IF(BE50>0,BQ18,0))","v":0},0,{"$f":"IFERROR(BE50/BE53,0)","v":0},0,{"$f":"IF(BS50=0,0,BS50/BS53)","v":0},{"$f":"IF(BS50=0,0,BT50*BF58)","v":0},{"$f":"IF(BE50=0,0,IF(AND($BH$14<>1,BQ17=1),\"\",IF(AND($BH$14=1,BQ17=1),BQ50,IF(BS17=1,BU50,IF(BE50>0,BN50*BF55,BO50*BG55)))))","v":0},0,0,0,0,0,0,0,0,0,0,0,{"$f":"IF(BW50<0,CI19,IF(BW50>0,CI18,0))","v":0},0,{"$f":"IFERROR(BW50/BW53,0)","v":0},0,{"$f":"IF(CK50=0,0,CK50/CK53)","v":0},{"$f":"IF(CK50=0,0,CL50*BX58)","v":0},{"$f":"IF(BW50=0,0,IF(AND($BH$14<>1,CI17=1),\"\",IF(AND($BH$14=1,CI17=1),CI50,IF(CK17=1,CM50,IF(BW50>0,CF50*BX55,CG50*BY55)))))","v":0},0,0,0,0,0,0,0,0,0,0,0,{"$f":"IF(CO50<0,DA19,IF(CO50>0,DA18,0))","v":0},0,{"$f":"IFERROR(CO50/CO53,0)","v":0},0,{"$f":"IF(DC50=0,0,DC50/DC53)","v":0},{"$f":"IF(DC50=0,0,DD50*CP58)","v":0},{"$f":"IF(CO50=0,0,IF(AND($BH$14<>1,DA17=1),\"\",IF(AND($BH$14=1,DA17=1),DA50,IF(DC17=1,DE50,IF(CO50>0,CX50*CP55,CY50*CQ55)))))","v":0},0,0,0,0,0,0,0,0,0,0,0,{"$f":"IF(DG50<0,DS19,IF(DG50>0,DS18,0))","v":0},0,{"$f":"IFERROR(DG50/DG53,0)","v":0},0,{"$f":"IF(DU50=0,0,DU50/DU53)","v":0},{"$f":"IF(DU50=0,0,DV50*DH58)","v":0},{"$f":"IF(DG50=0,0,IF(AND($BH$14<>1,DS17=1),\"\",IF(AND($BH$14=1,DS17=1),DS50,IF(DU17=1,DW50,IF(DG50>0,DP50*DH55,DQ50*DI55)))))","v":0},0,0,0,0,0,0,0,0,0,0,0,{"$f":"IF(DY50<0,EK19,IF(DY50>0,EK18,0))","v":0},0,{"$f":"IFERROR(DY50/DY53,0)","v":0},0,{"$f":"IF(EM50=0,0,EM50/EM53)","v":0},{"$f":"IF(EM50=0,0,EN50*DZ58)","v":0},{"$f":"IF(DY50=0,0,IF(AND($BH$14<>1,EK17=1),\"\",IF(AND($BH$14=1,EK17=1),EK50,IF(EM17=1,EO50,IF(DY50>0,EH50*DZ55,EI50*EA55)))))","v":0},0,0,0,0,0,0,0,0,0,0,0,{"$f":"IF(EQ50<0,FC19,IF(EQ50>0,FC18,0))","v":0},0,{"$f":"IFERROR(EQ50/EQ53,0)","v":0},0,{"$f":"IF(FE50=0,0,FE50/FE53)","v":0},{"$f":"IF(FE50=0,0,FF50*ER58)","v":0},{"$f":"IF(EQ50=0,0,IF(AND($BH$14<>1,FC17=1),\"\",IF(AND($BH$14=1,FC17=1),FC50,IF(FE17=1,FG50,IF(EQ50>0,EZ50*ER55,FA50*ES55)))))","v":0},0,0,0,0,0,0,0,0,0,0,0,{"$f":"IF(FI50<0,FU19,IF(FI50>0,FU18,0))","v":0},0,{"$f":"IFERROR(FI50/FI53,0)","v":0},0,{"$f":"IF(FW50=0,0,FW50/FW53)","v":0},{"$f":"IF(FW50=0,0,FX50*FJ58)","v":0},{"$f":"IF(FI50=0,0,IF(AND($BH$14<>1,FU17=1),\"\",IF(AND($BH$14=1,FU17=1),FU50,IF(FW17=1,FY50,IF(FI50>0,FR50*FJ55,FS50*FK55)))))","v":0},0,0,0,0,0,0,0,0,0,0,0,{"$f":"IF(GA50<0,GM19,IF(GA50>0,GM18,0))","v":0},0,{"$f":"IFERROR(GA50/GA53,0)","v":0},0,{"$f":"IF(GO50=0,0,GO50/GO53)","v":0},{"$f":"IF(GO50=0,0,GP50*GB58)","v":0},{"$f":"IF(GA50=0,0,IF(AND($BH$14<>1,GM17=1),\"\",IF(AND($BH$14=1,GM17=1),GM50,IF(GO17=1,GQ50,IF(GA50>0,GJ50*GB55,GK50*GC55)))))","v":0},0,0,0,0,0,0,0,0,0,0,0]
[null,null,null,null,29,{"$f":"IF('Results from eQuest'!J44=\"\",\"\",'Results from eQuest'!J44)","v":""},null,null,"-",null,null,null,null,{"$f":"IFERROR(IF(F51=\"\",0,IF('Results from eQuest'!X44<>\"\",(('Results from eQuest'!X43)-('Results from eQuest'!X44)),\"<Enter Value\")),\"<Enter Value>\")","v":0},{"$f":"IFERROR(IF(F51=\"\",0,IF('Results from eQuest'!BJ44<>\"\",(('Results from eQuest'!BJ43)-('Results from eQuest'!BJ44))*0.1,\"<Enter Value\")),\"<Enter Value>\")","v":0},null,null,null,null,null,null,{"$f":"IFERROR(IF(F51=\"\",0,IF('Results from eQuest'!AW44<>\"\",(('Results from eQuest'!AW43)-('Results from eQuest'!AW44)),\"<Enter Value\")),\"<Enter Value>\")","v":0},null,null,{"$f":"IFERROR(IF(F51=\"\",0,IF('Results from eQuest'!BJ44<>\"\",(('Results from eQuest'!BJ43)-('Results from eQuest'!BJ44))*0.1,\"<Enter Value\")),\"<Enter Value>\")","v":0},{"$f":"IFERROR(IF(F51=\"\",0,IF(OR('Results from eQuest'!BA44<>\"\",'Results from eQuest'!BG44<>\"\"),(('Results from eQuest'!BA43+'Results from eQuest'!BG43)/10-('Results from eQuest'!BA44+'Results from eQuest'!BG44)/10),\"<Enter Value\")),\"<Enter Value>\")","v":0},{"$f":"IFERROR(IF(F51=\"\",0,IF(OR('Results from eQuest'!P44<>\"\",'Results from eQuest'!Q44<>\"\"),(('Results from eQuest'!P43+'Results from eQuest'!Q43)-('Results from eQuest'!P44+'Results from eQuest'!Q44)),\"<Enter Value\")),\"<Enter Value>\")","v":0},null,"",null,null,null,null,null,null,null,null,null,null,null,null,null,null,null,null,null,null,null,null,"Dedicated Outdoor Air System (CHW/HW)","[Provide a list of systems in the following format: [Name & Area Served]: [XXX] Tons, [XX]/[XX] Supply/Return HP (e.g., DOAS-1: 20 Tons, 4/2 SP/RT HP); if more than 10 systems, reference the mechanical schedule rather than listing each system]",null,null,null,null,null,0,0,0,0,0,0,0,0,0,0,0,{"$f":"IF(BE51<0,BQ19,IF(BE51>0,BQ18,0))","v":0},0,{"$f":"IFERROR(BE51/BE53,0)","v":0},0,{"$f":"IF(BS51=0,0,BS51/BS53)","v":0},{"$f":"IF(BS51=0,0,BT51*BF58)","v":0},{"$f":"IF(BE51=0,0,IF(AND($BH$14<>1,BQ17=1),\"\",IF(AND($BH$14=1,BQ17=1),BQ51,IF(BS17=1,BU51,IF(BE51>0,BN51*BF55,BO51*BG55)))))","v":0},0,0,0,0,0,0,0,0,0,0,0,{"$f":"IF(BW51<0,CI19,IF(BW51>0,CI18,0))","v":0},0,{"$f":"IFERROR(BW51/BW53,0)","v":0},0,{"$f":"IF(CK51=0,0,CK51/CK53)","v":0},{"$f":"IF(CK51=0,0,CL51*BX58)","v":0},{"$f":"IF(BW51=0,0,IF(AND($BH$14<>1,CI17=1),\"\",IF(AND($BH$14=1,CI17=1),CI51,IF(CK17=1,CM51,IF(BW51>0,CF51*BX55,CG51*BY55)))))","v":0},0,0,0,0,0,0,0,0,0,0,0,{"$f":"IF(CO51<0,DA19,IF(CO51>0,DA18,0))","v":0},0,{"$f":"IFERROR(CO51/CO53,0)","v":0},0,{"$f":"IF(DC51=0,0,DC51/DC53)","v":0},{"$f":"IF(DC51=0,0,DD51*CP58)","v":0},{"$f":"IF(CO51=0,0,IF(AND($BH$14<>1,DA17=1),\"\",IF(AND($BH$14=1,DA17=1),DA51,IF(DC17=1,DE51,IF(CO51>0,CX51*CP55,CY51*CQ55)))))","v":0},0,0,0,0,0,0,0,0,0,0,0,{"$f":"IF(DG51<0,DS19,IF(DG51>0,DS18,0))","v":0},0,{"$f":"IFERROR(DG51/DG53,0)","v":0},0,{"$f":"IF(DU51=0,0,DU51/DU53)","v":0},{"$f":"IF(DU51=0,0,DV51*DH58)","v":0},{"$f":"IF(DG51=0,0,IF(AND($BH$14<>1,DS17=1),\"\",IF(AND($BH$14=1,DS17=1),DS51,IF(DU17=1,DW51,IF(DG51>0,DP51*DH55,DQ51*DI55)))))","v":0},0,0,0,0,0,0,0,0,0,0,0,{"$f":"IF(DY51<0,EK19,IF(DY51>0,EK18,0))","v":0},0,{"$f":"IFERROR(DY51/DY53,0)","v":0},0,{"$f":"IF(EM51=0,0,EM51/EM53)","v":0},{"$f":"IF(EM51=0,0,EN51*DZ58)","v":0},{"$f":"IF(DY51=0,0,IF(AND($BH$14<>1,EK17=1),\"\",IF(AND($BH$14=1,EK17=1),EK51,IF(EM17=1,EO51,IF(DY51>0,EH51*DZ55,EI51*EA55)))))","v":0},0,0,0,0,0,0,0,0,0,0,0,{"$f":"IF(EQ51<0,FC19,IF(EQ51>0,FC18,0))","v":0},0,{"$f":"IFERROR(EQ51/EQ53,0)","v":0},0,{"$f":"IF(FE51=0,0,FE51/FE53)","v":0},{"$f":"IF(FE51=0,0,FF51*ER58)","v":0},{"$f":"IF(EQ51=0,0,IF(AND($BH$14<>1,FC17=1),\"\",IF(AND($BH$14=1,FC17=1),FC51,IF(FE17=1,FG51,IF(EQ51>0,EZ51*ER55,FA51*ES55)))))","v":0},0,0,0,0,0,0,0,0,0,0,0,{"$f":"IF(FI51<0,FU19,IF(FI51>0,FU18,0))","v":0},0,{"$f":"IFERROR(FI51/FI53,0)","v":0},0,{"$f":"IF(FW51=0,0,FW51/FW53)","v":0},{"$f":"IF(FW51=0,0,FX51*FJ58)","v":0},{"$f":"IF(FI51=0,0,IF(AND($BH$14<>1,FU17=1),\"\",IF(AND($BH$14=1,FU17=1),FU51,IF(FW17=1,FY51,IF(FI51>0,FR51*FJ55,FS51*FK55)))))","v":0},0,0,0,0,0,0,0,0,0,0,0,{"$f":"IF(GA51<0,GM19,IF(GA51>0,GM18,0))","v":0},0,{"$f":"IFERROR(GA51/GA53,0)","v":0},0,{"$f":"IF(GO51=0,0,GO51/GO53)","v":0},{"$f":"IF(GO51=0,0,GP51*GB58)","v":0},{"$f":"IF(GA51=0,0,IF(AND($BH$14<>1,GM17=1),\"\",IF(AND($BH$14=1,GM17=1),GM51,IF(GO17=1,GQ51,IF(GA51>0,GJ51*GB55,GK51*GC55)))))","v":0},0,0,0,0,0,0,0,0,0,0,0]
[null,null,null,null,30,{"$f":"IF('Results from eQuest'!J45=\"\",\"\",'Results from eQuest'!J45)","v":""},null,null,"-",null,null,null,null,{"$f":"IFERROR(IF(F52=\"\",0,IF('Results from eQuest'!X45<>\"\",(('Results from eQuest'!X44)-('Results from eQuest'!X45)),\"<Enter Value\")),\"<Enter Value>\")","v":0},{"$f":"IFERROR(IF(F52=\"\",0,IF('Results from eQuest'!BJ45<>\"\",(('Results from eQuest'!BJ44)-('Results from eQuest'!BJ45))*0.1,\"<Enter Value\")),\"<Enter Value>\")","v":0},null,null,null,null,null,null,{"$f":"IFERROR(IF(F52=\"\",0,IF('Results from eQuest'!AW45<>\"\",(('Results from eQuest'!AW44)-('Results from eQuest'!AW45)),\"<Enter Value\")),\"<Enter Value>\")","v":0},null,null,{"$f":"IFERROR(IF(F52=\"\",0,IF('Results from eQuest'!BJ45<>\"\",(('Results from eQuest'!BJ44)-('Results from eQuest'!BJ45))*0.1,\"<Enter Value\")),\"<Enter Value>\")","v":0},{"$f":"IFERROR(IF(F52=\"\",0,IF(OR('Results from eQuest'!BA45<>\"\",'Results from eQuest'!BG45<>\"\"),(('Results from eQuest'!BA44+'Results from eQuest'!BG44)/10-('Results from eQuest'!BA45+'Results from eQuest'!BG45)/10),\"<Enter Value\")),\"<Enter Value>\")","v":0},{"$f":"IFERROR(IF(F52=\"\",0,IF(OR('Results from eQuest'!P45<>\"\",'Results from eQuest'!Q45<>\"\"),(('Results from eQuest'!P44+'Results from eQuest'!Q44)-('Results from eQuest'!P45+'Results from eQuest'!Q45)),\"<Enter Value\")),\"<Enter Value>\")","v":0},null,"",null,null,null,null,null,null,null,null,null,null,null,null,null,null,null,null,null,null,null,null,"Air to Air Heat Pump","[Provide a list of systems in the following format: [Name & Area Served]: [XXX] Tons, EER [XX], COP/HSPF [XX], [XX]/[XX] Supply/Return HP (e.g., HP-1: 20 Tons, EER 12.5, COP 2.5, 4/2 SP/RT HP); if more than 10 systems, reference the mechanical schedule rather than listing each system]",null,null,null,null,null,{"$f":"N52","v":0},{"$f":"IF(N52>0,N52,0)","v":0},{"$f":"IF(N52<0,N52,0)","v":0},{"$f":"BE52","v":0},{"$f":"IF(BH52>0,BH52,0)","v":0},{"$f":"IF(BH52<0,BH52,0)","v":0},{"$f":"IFERROR(IF(BH52<0,0,BH52/BI$53),0)","v":0},{"$f":"IFERROR(IF(BH52>0,0,BH52/BJ$53),0)","v":0},{"$f":"BN52+BO52","v":0},{"$f":"BI52*BI$54","v":0},{"$f":"BJ52*BJ$54","v":0},{"$f":"IF(BE52<0,BQ19,IF(BE52>0,BQ18,0))","v":0},0,{"$f":"IFERROR(BE52/BE53,0)","v":0},0,{"$f":"IF(BS52=0,0,BS52/BS53)","v":0},{"$f":"IF(BS52=0,0,BT52*BF58)","v":0},{"$f":"IF(BE52=0,0,IF(AND($BH$14<>1,BQ17=1),\"\",IF(AND($BH$14=1,BQ17=1),BQ52,IF(BS17=1,BU52,IF(BE52>0,BN52*BF55,BO52*BG55)))))","v":0},0,0,0,0,0,0,0,0,0,0,0,{"$f":"IF(BW52<0,CI19,IF(BW52>0,CI18,0))","v":0},0,{"$f":"IFERROR(BW52/BW53,0)","v":0},0,{"$f":"IF(CK52=0,0,CK52/CK53)","v":0},{"$f":"IF(CK52=0,0,CL52*BX58)","v":0},{"$f":"IF(BW52=0,0,IF(AND($BH$14<>1,CI17=1),\"\",IF(AND($BH$14=1,CI17=1),CI52,IF(CK17=1,CM52,IF(BW52>0,CF52*BX55,CG52*BY55)))))","v":0},0,0,0,0,0,0,0,0,0,0,0,{"$f":"IF(CO52<0,DA19,IF(CO52>0,DA18,0))","v":0},0,{"$f":"IFERROR(CO52/CO53,0)","v":0},0,{"$f":"IF(DC52=0,0,DC52/DC53)","v":0},{"$f":"IF(DC52=0,0,DD52*CP58)","v":0},{"$f":"IF(CO52=0,0,IF(AND($BH$14<>1,DA17=1),\"\",IF(AND($BH$14=1,DA17=1),DA52,IF(DC17=1,DE52,IF(CO52>0,CX52*CP55,CY52*CQ55)))))","v":0},0,0,0,0,0,0,0,0,0,0,0,{"$f":"IF(DG52<0,DS19,IF(DG52>0,DS18,0))","v":0},0,{"$f":"IFERROR(DG52/DG53,0)","v":0},0,{"$f":"IF(DU52=0,0,DU52/DU53)","v":0},{"$f":"IF(DU52=0,0,DV52*DH58)","v":0},{"$f":"IF(DG52=0,0,IF(AND($BH$14<>1,DS17=1),\"\",IF(AND($BH$14=1,DS17=1),DS52,IF(DU17=1,DW52,IF(DG52>0,DP52*DH55,DQ52*DI55)))))","v":0},0,0,0,0,0,0,0,0,0,0,0,{"$f":"IF(DY52<0,EK19,IF(DY52>0,EK18,0))","v":0},0,{"$f":"IFERROR(DY52/DY53,0)","v":0},0,{"$f":"IF(EM52=0,0,EM52/EM53)","v":0},{"$f":"IF(EM52=0,0,EN52*DZ58)","v":0},{"$f":"IF(DY52=0,0,IF(AND($BH$14<>1,EK17=1),\"\",IF(AND($BH$14=1,EK17=1),EK52,IF(EM17=1,EO52,IF(DY52>0,EH52*DZ55,EI52*EA55)))))","v":0},0,0,0,0,0,0,0,0,0,0,0,{"$f":"IF(EQ52<0,FC19,IF(EQ52>0,FC18,0))","v":0},0,{"$f":"IFERROR(EQ52/EQ53,0)","v":0},0,{"$f":"IF(FE52=0,0,FE52/FE53)","v":0},{"$f":"IF(FE52=0,0,FF52*ER58)","v":0},{"$f":"IF(EQ52=0,0,IF(AND($BH$14<>1,FC17=1),\"\",IF(AND($BH$14=1,FC17=1),FC52,IF(FE17=1,FG52,IF(EQ52>0,EZ52*ER55,FA52*ES55)))))","v":0},0,0,0,0,0,0,0,0,0,0,0,{"$f":"IF(FI52<0,FU19,IF(FI52>0,FU18,0))","v":0},0,{"$f":"IFERROR(FI52/FI53,0)","v":0},0,{"$f":"IF(FW52=0,0,FW52/FW53)","v":0},{"$f":"IF(FW52=0,0,FX52*FJ58)","v":0},{"$f":"IF(FI52=0,0,IF(AND($BH$14<>1,FU17=1),\"\",IF(AND($BH$14=1,FU17=1),FU52,IF(FW17=1,FY52,IF(FI52>0,FR52*FJ55,FS52*FK55)))))","v":0},0,0,0,0,0,0,0,0,0,0,0,{"$f":"IF(GA52<0,GM19,IF(GA52>0,GM18,0))","v":0},0,{"$f":"IFERROR(GA52/GA53,0)","v":0},0,{"$f":"IF(GO52=0,0,GO52/GO53)","v":0},{"$f":"IF(GO52=0,0,GP52*GB58)","v":0},{"$f":"IF(GA52=0,0,IF(AND($BH$14<>1,GM17=1),\"\",IF(AND($BH$14=1,GM17=1),GM52,IF(GO17=1,GQ52,IF(GA52>0,GJ52*GB55,GK52*GC55)))))","v":0},0,0,0,0,0,0,0,0,0,0,0]
[null,null,null,null,null,null,null,null,null,null,null,null,"TOTALS",{"$f":"SUM(N23:N52)","v":0},{"$f":"SUM(O23:O52)","v":0},0,0,0,0,0,0,0,null,null,{"$f":"SUM(Y23:Y52)","v":0},0,0,0,0,null,0,null,null,null,null,null,null,null,null,null,null,null,null,null,null,null,null,null,null,"Chilled Beams","[Provide a list of spaces served by chilled beams (e.g., \"classrooms, offices, and conference rooms\", and specify whether they are active or passive beams.]",null,null,null,null,"Total vs 2004, units of fuel:",{"$f":"SUM(BE23:BE52)","v":0},{"$f":"SUM(BF23:BF52)","v":0},{"$f":"SUM(BG23:BG52)","v":0},{"$f":"SUM(BH23:BH52)","v":0},{"$f":"SUMIF(BH23:BH52,\">0\")","v":0},{"$f":"SUMIF(BH23:BH52,\"<0\")","v":0},{"$f":"SUM(BK23:BK52)","v":0},0,0,0,0,null,{"$f":"SUM(BQ23:BQ52)","v":0},0,0,0,0,0,0,0,0,0,{"$f":"SUMIF(BZ23:BZ52,\">0\")","v":0},{"$f":"SUMIF(BZ23:BZ52,\"<0\")","v":0},{"$f":"SUM(CC23:CC52)","v":0},0,0,0,0,null,{"$f":"SUM(CI23:CI52)","v":0},0,0,0,0,0,0,0,0,0,{"$f":"SUMIF(CR23:CR52,\">0\")","v":0},{"$f":"SUMIF(CR23:CR52,\"<0\")","v":0},{"$f":"SUM(CU23:CU52)","v":0},0,0,0,0,null,{"$f":"SUM(DA23:DA52)","v":0},0,0,0,0,0,0,0,0,0,{"$f":"SUMIF(DJ23:DJ52,\">0\")","v":0},{"$f":"SUMIF(DJ23:DJ52,\"<0\")","v":0},{"$f":"SUM(DM23:DM52)","v":0},0,0,0,0,null,{"$f":"SUM(DS23:DS52)","v":0},0,0,0,0,0,0,0,0,0,{"$f":"SUMIF(EB23:EB52,\">0\")","v":0},{"$f":"SUMIF(EB23:EB52,\"<0\")","v":0},{"$f":"SUM(EE23:EE52)","v":0},0,0,0,0,null,{"$f":"SUM(EK23:EK52)","v":0},0,0,0,0,0,0,0,0,0,{"$f":"SUMIF(ET23:ET52,\">0\")","v":0},{"$f":"SUMIF(ET23:ET52,\"<0\")","v":0},{"$f":"SUM(EW23:EW52)","v":0},0,0,0,0,null,{"$f":"SUM(FC23:FC52)","v":0},0,0,0,0,0,0,0,0,0,{"$f":"SUMIF(FL23:FL52,\">0\")","v":0},{"$f":"SUMIF(FL23:FL52,\"<0\")","v":0},{"$f":"SUM(FO23:FO52)","v":0},0,0,0,0,null,{"$f":"SUM(FU23:FU52)","v":0},0,0,0,0,0,0,0,0,0,{"$f":"SUMIF(GD23:GD52,\">0\")","v":0},{"$f":"SUMIF(GD23:GD52,\"<0\")","v":0},{"$f":"SUM(GG23:GG52)","v":0},{"$f":"SUM(GH23:GH52)","v":0},{"$f":"SUM(GI23:GI52)","v":0},{"$f":"SUM(GJ23:GJ52)","v":0},{"$f":"SUM(GK23:GK52)","v":0},null,{"$f":"SUM(GM23:GM52)","v":0},0,0,0,0,0,{"$f":"SUM(GS23:GS52)","v":0},0,0,0,{"$f":"SUMIF(GV23:GV52,\">0\")","v":0},{"$f":"SUMIF(GV23:GV52,\"<0\")","v":0},{"$f":"SUM(GY23:GY52)","v":0},{"$f":"SUM(GZ23:GZ52)","v":0},{"$f":"SUM(HA23:HA52)","v":0},{"$f":"SUM(HB23:HB52)","v":0},{"$f":"SUM(HC23:HC52)","v":0}]
[null,null,"2000-05-01",null,null,null,null,null,null,null,null,null,null,null,null,null,null,null,null,null,null,null,null,null,null,null,null,null,null,null,null,null,null,null,null,null,null,null,null,null,null,null,null,null,null,null,null,null,null,"Closed Loop Geothermal HP","[Provide a list of systems in the following format: [Name & Area Served]: [XXX] Tons, EER [XX], COP/HSPF [XX], [XX]/[XX] Supply/Return HP (e.g., HP-1: 20 Tons, EER 19.5, COP 4.1, 4/2 SP/RT HP); if more than 10 systems, reference the mechanical schedule rather than listing each system]",null,null,null,null,"N/A","N/A","N/A","N/A","N/A",1,1,null,null,null,null,null,null,null,null,null,null,null,null,"N/A","N/A","N/A","N/A",1,1,null,null,null,null,null,null,null,null,null,null,null,null,"N/A","N/A","N/A","N/A",1,1,null,null,null,null,null,null,null,null,null,null,null,null,"N/A","N/A","N/A","N/A",1,1,null,null,null,null,null,null,null,null,null,null,null,null,"N/A","N/A","N/A","N/A",1,1,null,null,null,null,null,null,null,null,null,null,null,null,"N/A","N/A","N/A","N/A",1,1,null,null,null,null,null,null,null,null,null,null,null,null,"N/A","N/A","N/A","N/A",1,1,null,null,null,null,null,null,null,null,null,null,null,null,"N/A","N/A","N/A","N/A",1,1,null,null,null,null,null,null,null,null,null,null,null,null,"N/A","N/A","N/A","N/A",1,1]
[null,null,"2000-06-01",null,null,null,null,null,null,null,null,null,null,null,null,null,null,null,null,null,null,null,null,null,null,null,null,null,null,null,null,null,null,null,null,null,null,null,null,null,null,null,null,null,null,null,null,null,null,"Fan Coil Units (CHW/HW)","[Provide a list of systems in the following format: [Name & Area Served]: [XX] CFM, [XX] HP, [Fan Motor Type] (e.g., FCU-1: 400 CFM, 0.25 HP, EC Motor)]",null,null,null,null,"Impact adjustment to account for 2004 vs 2019:",{"$f":"BF58/BE53","v":{"$error":"#N/A"}},{"$f":"IF(BO53=0,BF58/BE53,BF56/BF53)","v":{"$error":"#N/A"}},{"$f":"IF(BN53=0,BF58/BE53,BF57/BG53)","v":{"$error":"#N/A"}},"penalty adjustment",null,null,null,null,null,null,null,null,null,null,null,null,null,null,{"$f":"BX58/BW53","v":{"$error":"#N/A"}},{"$f":"IF(CG53=0,BX58/BW53,BX56/BX53)","v":{"$error":"#N/A"}},{"$f":"IF(CF53=0,BX58/BW53,BX57/BY53)","v":{"$error":"#N/A"}},"penalty adjustment",null,null,null,null,null,null,null,null,null,null,null,null,null,null,{"$f":"CP58/CO53","v":{"$error":"#N/A"}},{"$f":"IF(CY53=0,CP58/CO53,CP56/CP53)","v":{"$error":"#N/A"}},{"$f":"IF(CX53=0,CP58/CO53,CP57/CQ53)","v":{"$error":"#N/A"}},"penalty adjustment",null,null,null,null,null,null,null,null,null,null,null,null,null,null,{"$f":"DH58/DG53","v":{"$error":"#N/A"}},{"$f":"IF(DQ53=0,DH58/DG53,DH56/DH53)","v":{"$error":"#N/A"}},{"$f":"IF(DP53=0,DH58/DG53,DH57/DI53)","v":{"$error":"#N/A"}},"penalty adjustment",null,null,null,null,null,null,null,null,null,null,null,null,null,null,{"$f":"DZ58/DY53","v":{"$error":"#N/A"}},{"$f":"IF(EI53=0,DZ58/DY53,DZ56/DZ53)","v":{"$error":"#N/A"}},{"$f":"IF(EH53=0,DZ58/DY53,DZ57/EA53)","v":{"$error":"#N/A"}},"penalty adjustment",null,null,null,null,null,null,null,null,null,null,null,null,null,null,{"$f":"ER58/EQ53","v":{"$error":"#N/A"}},{"$f":"IF(FA53=0,ER58/EQ53,ER56/ER53)","v":{"$error":"#N/A"}},{"$f":"IF(EZ53=0,ER58/EQ53,ER57/ES53)","v":{"$error":"#N/A"}},"penalty adjustment",null,null,null,null,null,null,null,null,null,null,null,null,null,null,{"$f":"FJ58/FI53","v":{"$error":"#N/A"}},{"$f":"IF(FS53=0,FJ58/FI53,FJ56/FJ53)","v":{"$error":"#N/A"}},{"$f":"IF(FR53=0,FJ58/FI53,FJ57/FK53)","v":{"$error":"#N/A"}},"penalty adjustment",null,null,null,null,null,null,null,null,null,null,null,null,null,null,{"$f":"GB58/GA53","v":{"$error":"#DIV/0!"}},{"$f":"IF(GK53=0,GB58/GA53,GB56/GB53)","v":{"$error":"#DIV/0!"}},{"$f":"IF(GJ53=0,GB58/GA53,GB57/GC53)","v":{"$error":"#DIV/0!"}},"penalty adjustment",null,null,null,null,null,null,null,null,null,null,null,null,null,null,{"$f":"GT58/GS53","v":{"$error":"#DIV/0!"}},{"$f":"IF(HC53=0,GT58/GS53,GT56/GT53)","v":{"$error":"#DIV/0!"}},{"$f":"IF(HB53=0,GT58/GS53,GT57/GU53)","v":{"$error":"#DIV/0!"}},"penalty adjustment"]
[null,null,"2000-05-01",null,null,null,null,null,null,null,null,null,null,null,null,null,null,null,null,null,null,null,null,null,null,null,null,null,null,null,null,null,null,null,null,null,null,null,null,null,null,null,null,null,null,null,null,null,null,"Open Loop Geothermal HP","[Provide a list of systems in the following format: [Name & Area Served]: [XXX] Tons, EER [XX], COP/HSPF [XX], [XX]/[XX] Supply/Return HP (e.g., HP-1: 20 Tons, EER 19.5, COP 4.1, 4/2 SP/RT HP); if more than 10 systems, reference the mechanical schedule rather than listing each system]",null,null,null,null,null,{"$f":"MATCH(BE21,SEEUPF_EndUse_Fuel_EC_Cap_Labels,0)+3","v":{"$error":"#N/A"}},{"$f":"SUMIF(INDEX(SEEUPF_EndUse_Fuel_EC_Cap,,BE56),\">0\")*1000*(1/3.412)","v":{"$error":"#N/A"}},"kWh, sum of savings that are more than 0 (so sum of savings with respect to 2019 excluding penalties)",null,null,null,null,null,null,null,null,null,null,null,null,null,null,null,{"$f":"MATCH(BW21,SEEUPF_EndUse_Fuel_EC_Cap_Labels,0)+3","v":{"$error":"#N/A"}},{"$f":"SUMIF(INDEX(SEEUPF_EndUse_Fuel_EC_Cap,,BW56),\">0\")","v":{"$error":"#N/A"}},"MMBtu, sum of savings that are more than 0 (so sum of savings with respect to 2019 excluding penalties)",null,null,null,null,null,null,null,null,null,null,null,null,null,null,null,{"$f":"MATCH(CO21,SEEUPF_EndUse_Fuel_EC_Cap_Labels,0)+3","v":{"$error":"#N/A"}},{"$f":"SUMIF(INDEX(SEEUPF_EndUse_Fuel_EC_Cap,,CO56),\">0\")","v":{"$error":"#N/A"}},"MMBtu, sum of savings that are more than 0 (so sum of savings with respect to 2019 excluding penalties)",null,null,null,null,null,null,null,null,null,null,null,null,null,null,null,{"$f":"MATCH(DG21,SEEUPF_EndUse_Fuel_EC_Cap_Labels,0)+3","v":{"$error":"#N/A"}},{"$f":"SUMIF(INDEX(SEEUPF_EndUse_Fuel_EC_Cap,,DG56),\">0\")","v":{"$error":"#N/A"}},"MMBtu, sum of savings that are more than 0 (so sum of savings with respect to 2019 excluding penalties)",null,null,null,null,null,null,null,null,null,null,null,null,null,null,null,{"$f":"MATCH(DY21,SEEUPF_EndUse_Fuel_EC_Cap_Labels,0)+3","v":{"$error":"#N/A"}},{"$f":"SUMIF(INDEX(SEEUPF_EndUse_Fuel_EC_Cap,,DY56),\">0\")","v":{"$error":"#N/A"}},"MMBtu, sum of savings that are more than 0 (so sum of savings with respect to 2019 excluding penalties)",null,null,null,null,null,null,null,null,null,null,null,null,null,null,null,{"$f":"MATCH(EQ21,SEEUPF_EndUse_Fuel_EC_Cap_Labels,0)+3","v":{"$error":"#N/A"}},{"$f":"SUMIF(INDEX(SEEUPF_EndUse_Fuel_EC_Cap,,EQ56),\">0\")","v":{"$error":"#N/A"}},"MMBtu, sum of savings that are more than 0 (so sum of savings with respect to 2019 excluding penalties)",null,null,null,null,null,null,null,null,null,null,null,null,null,null,null,{"$f":"MATCH(FI21,SEEUPF_EndUse_Fuel_EC_Cap_Labels,0)+3","v":{"$error":"#N/A"}},{"$f":"SUMIF(INDEX(SEEUPF_EndUse_Fuel_EC_Cap,,FI56),\">0\")","v":{"$error":"#N/A"}},"MMBtu, sum of savings that are more than 0 (so sum of savings with respect to 2019 excluding penalties)",null,null,null,null,null,null,null,null,null,null,null,null,null,null,null,"Not used",{"$f":"SUM(GC15:GC20)","v":0},"MMBtu, sum of savings that are more than 0 (so sum of savings with respect to 2019 excluding penalties)",null,null,null,null,null,null,null,null,null,null,null,null,null,null,null,"Not used",{"$f":"SUMIFS(INDEX(Demand_Savings_Electric,,COLUMN('Demand Savings'!$V$22)-4),INDEX(Demand_Savings_Electric,,COLUMN('Demand Savings'!$V$22)-4),\">0\",INDEX(Demand_Savings_Electric,,COLUMN('Demand Savings'!$E$22)-4),\"<>Whole Building\")","v":0},"kW, sum of savings that are more than 0 (so sum of savings with respect to 2019 excluding penalties)"]
[null,null,{"$f":"5/0","v":{"$error":"#DIV/0!"}},null,null,null,null,null,null,null,null,null,null,null,null,null,null,null,null,null,null,null,null,null,null,null,null,null,null,null,null,null,null,null,null,null,null,null,null,null,null,null,null,null,null,null,null,null,null,"Packaged Terminal AC","[Provide a list of systems in the following format: [Name & Area Served]:  [XX] CFM, EER [XX], [XX] HP, [Fan Motor Type] (e.g., AC-1: 400 CFM, EER 11.5, 0.25 HP, EC Motor)]",null,null,null,null,"These all include exceptional calcs with cap applied and no renewables",null,{"$f":"SUMIF(INDEX(SEEUPF_EndUse_Fuel_EC_Cap,,BE56),\"<0\")*1000*(1/3.412)","v":{"$error":"#N/A"}},"kWh, sum of savings that are less than 0 (so sum of penalty with respect to 2019)",null,null,null,null,null,null,null,null,null,null,null,null,null,null,null,null,{"$f":"SUMIF(INDEX(SEEUPF_EndUse_Fuel_EC_Cap,,BW56),\"<0\")","v":{"$error":"#N/A"}},"MMBtu, sum of savings that are less than 0 (so sum of penalty with respect to 2019)",null,null,null,null,null,null,null,null,null,null,null,null,null,null,null,null,{"$f":"SUMIF(INDEX(SEEUPF_EndUse_Fuel_EC_Cap,,CO56),\"<0\")","v":{"$error":"#N/A"}},"MMBtu, sum of savings that are less than 0 (so sum of penalty with respect to 2019)",null,null,null,null,null,null,null,null,null,null,null,null,null,null,null,null,{"$f":"SUMIF(INDEX(SEEUPF_EndUse_Fuel_EC_Cap,,DG56),\"<0\")","v":{"$error":"#N/A"}},"MMBtu, sum of savings that are less than 0 (so sum of penalty with respect to 2019)",null,null,null,null,null,null,null,null,null,null,null,null,null,null,null,null,{"$f":"SUMIF(INDEX(SEEUPF_EndUse_Fuel_EC_Cap,,DY56),\"<0\")","v":{"$error":"#N/A"}},"MMBtu, sum of savings that are less than 0 (so sum of penalty with respect to 2019)",null,null,null,null,null,null,null,null,null,null,null,null,null,null,null,null,{"$f":"SUMIF(INDEX(SEEUPF_EndUse_Fuel_EC_Cap,,EQ56),\"<0\")","v":{"$error":"#N/A"}},"MMBtu, sum of savings that are less than 0 (so sum of penalty with respect to 2019)",null,null,null,null,null,null,null,null,null,null,null,null,null,null,null,null,{"$f":"SUMIF(INDEX(SEEUPF_EndUse_Fuel_EC_Cap,,FI56),\"<0\")","v":{"$error":"#N/A"}},"MMBtu, sum of savings that are less than 0 (so sum of penalty with respect to 2019)",null,null,null,null,null,null,null,null,null,null,null,null,null,null,null,"Different calcs than others",{"$f":"SUM(GD15:GD20)","v":0},"MMBtu, sum of savings that are less than 0 (so sum of penalty with respect to 2019)",null,null,null,null,null,null,null,null,null,null,null,null,null,null,null,"Different calcs than others",{"$f":"SUMIFS(INDEX(Demand_Savings_Electric,,COLUMN('Demand Savings'!$V$22)-4),INDEX(Demand_Savings_Electric,,COLUMN('Demand Savings'!$V$22)-4),\"<0\",INDEX(Demand_Savings_Electric,,COLUMN('Demand Savings'!$E$22)-4),\"<>Whole Building\")","v":0},"kW, sum of savings that are less than 0 (so sum of penalty with respect to 2019)"]
[null,null,null,null,"Table 2. Measure Savings with respect to 90.1 2019",null,null,null,null,null,null,null,null,null,null,null,null,null,null,null,null,null,null,null,null,null,null,null,null,null,null,null,null,null,null,null,null,null,null,null,null,null,null,null,null,null,null,null,null,"Packaged Terminal HP","[Provide a list of systems in the following format: [Name & Area Served]: [XX] CFM, EER [XX], COP/HSPF [XX], [XX] HP, [Fan Motor Type] (e.g., HP-1: 400 CFM, EER 11.5, HSPF 6.5, 0.25 HP, EC Motor)]",null,null,null,null,null,null,{"$f":"SUM(INDEX(SEEUPF_EndUse_Fuel_EC_Cap,,BE56))*1000*(1/3.412)","v":{"$error":"#N/A"}},"kWh, sum of savings including penalties and actual measure savings with respect to 2019",null,null,null,null,null,null,null,null,null,null,null,null,null,null,null,null,{"$f":"SUM(INDEX(SEEUPF_EndUse_Fuel_EC_Cap,,BW56))","v":{"$error":"#N/A"}},"MMBtu, sum of savings including penalties and actual measure savings with respect to 2019",null,null,null,null,null,null,null,null,null,null,null,null,null,null,null,null,{"$f":"SUM(INDEX(SEEUPF_EndUse_Fuel_EC_Cap,,CO56))","v":{"$error":"#N/A"}},"MMBtu, sum of savings including penalties and actual measure savings with respect to 2019",null,null,null,null,null,null,null,null,null,null,null,null,null,null,null,null,{"$f":"SUM(INDEX(SEEUPF_EndUse_Fuel_EC_Cap,,DG56))","v":{"$error":"#N/A"}},"MMBtu, sum of savings including penalties and actual measure savings with respect to 2019",null,null,null,null,null,null,null,null,null,null,null,null,null,null,null,null,{"$f":"SUM(INDEX(SEEUPF_EndUse_Fuel_EC_Cap,,DY56))","v":{"$error":"#N/A"}},"MMBtu, sum of savings including penalties and actual measure savings with respect to 2019",null,null,null,null,null,null,null,null,null,null,null,null,null,null,null,null,{"$f":"SUM(INDEX(SEEUPF_EndUse_Fuel_EC_Cap,,EQ56))","v":{"$error":"#N/A"}},"MMBtu, sum of savings including penalties and actual measure savings with respect to 2019",null,null,null,null,null,null,null,null,null,null,null,null,null,null,null,null,{"$f":"SUM(INDEX(SEEUPF_EndUse_Fuel_EC_Cap,,FI56))","v":{"$error":"#N/A"}},"MMBtu, sum of savings including penalties and actual measure savings with respect to 2019",null,null,null,null,null,null,null,null,null,null,null,null,null,null,null,null,{"$f":"SUM(GE15:GE20)","v":0},"MMBtu, sum of savings including penalties and actual measure savings with respect to 2019",null,null,null,null,null,null,null,null,null,null,null,null,null,null,null,null,{"$f":"SUMIFS(INDEX(Demand_Savings_Electric,,COLUMN('Demand Savings'!$V$22)-4),INDEX(Demand_Savings_Electric,,COLUMN('Demand Savings'!$E$22)-4),\"<>Whole Building\")","v":0},"kW, sum of savings including penalties and actual measure savings with respect to 2019"]
[null,null,null,null,"Instructions\n1. The estimated savings with respect to 90.1 2019 will typically autopopulate in the table below. If they do not and/or there is red fill behind the button below, then press the button directly below (if changes are made to Table 1 the button will have to be pressed again - this will be obvious because there will be red fill behind the button). The code associated with the button requires the use of the Excel Solver Add-In. The code will attempt to automatically install Solver. If you are prompted to enter a password then press cancel - this will have no impact. If the macro fails the instructions for adding Solver can be found at the following link: https://support.microsoft.com/en-us/office/load-the-solver-add-in-in-excel-612926fc-d53b-46b4-872c-e24772f078ca. ",null,null,null,null,null,null,null,null,null,null,null,null,null,null,null,null,null,null,null,null,null,null,null,null,null,null,null,null,null,null,null,null,null,null,null,null,null,null,null,null,null,null,null,null,"Unit Heater (Electric)","[Provide a list of systems in the following format: [Name & Area Served]: [XX] CFM, [XX] HP, [Fan Motor Type] (e.g., UH-1: 400 CFM, 0.25 HP, EC Motor)]"]
[null,null,null,null,null,null,null,null,null,null,null,null,null,"Approximate Incremental Energy Savings with Respect to 90.1 2019",null,null,null,null,null,null,null,null,null,null,null,null,null,"Approximate Incremental Metrics with Respect to 90.1 2019",null,null,null,null,null,null,null,null,null,null,null,null,null,null,null,null,null,null,null,null,null,"Unit Heater (Furnace)","[Provide a list of systems in the following format: [Name & Area Served]: [XX] CFM, [XX] HP, [Fan Motor Type] (e.g., UH-1: 400 CFM, 0.25 HP, EC Motor)]",null,null,null,null,null,"Site EUI adjusted baseline 2019",{"$f":"'Connecticut Reporting Summary'!$F$90","v":""},"Site EUI baseline no adjustment",{"$f":"SUM(INDEX(SEEUPF_EndUse_Fuel_EC_Cap,,BI60))*1000/'Connecticut Reporting Summary'!$E$90","v":{"$error":"#DIV/0!"}},22,{"$f":"SUM(INDEX(SEEUPF_EndUse_Fuel_EC_Cap,,BI60))","v":0}]
[null,null,null,null,{"$f":"E22","v":"Measure #"},{"$f":"F22","v":"Parametric Run"},null,{"$f":"G22","v":"Measure Type"},"Measure Subtype","Baseline Description","Proposed Design Description","Qty","Units","Electric kWh","Natural Gas MMBtu","District Cooling MMBtu","District Hot Water MMBtu","District Steam MMBtu","Fuel Oil / Diesel MMBtu","Propane MMBtu"," Total Other Fuels MMBtu","Electric kW","EUI with Savings, kBtu/sf","% savings","Total Non-Electric MMBtu","Heating MMBtu (Non-Electric Only)","Cooling kWh (Electric Only)","Water Savings 1000 gal","Total Cost Savings ($)",null,null,null,null,null,null,null,null,null,null,null,null,null,null,null,null,null,null,null,null,"Unit Heater (HW)","[Provide a list of systems in the following format: [Name & Area Served]: [XX] CFM, [XX] HP, [Fan Motor Type] (e.g., UH-1: 400 CFM, 0.25 HP, EC Motor)]",null,null,null,null,null,"EUI with Savings, kBtu/sf","% savings","Running total kBtu consumed"]
[null,null,null,null,{"$f":"E23","v":1},"",null,0,0,0,0,0,0,{"$f":"IF(N23=0,0,BV23)","v":0},{"$f":"IF(O23=0,0,CN23)","v":0},{"$f":"IF(P23=0,0,DF23)","v":0},{"$f":"IF(Q23=0,0,DX23)","v":0},{"$f":"IF(R23=0,0,EP23)","v":0},{"$f":"IF(S23=0,0,FH23)","v":0},{"$f":"IF(T23=0,0,FZ23)","v":0},{"$f":"IF(U23=0,0,GR23)","v":0},{"$f":"IF(V23=0,0,IF(V23>0,HB23*$GT$55,HC23*$GU$55))","v":0},{"$f":"BE62","v":{"$error":"#DIV/0!"}},{"$f":"BF62","v":{"$error":"#VALUE!"}},null,null,null,{"$f":"AB23","v":0},{"$f":"IFERROR((N62*$E$16)+IFERROR((O62*$E$17),0)+(AB62*$E$18)+(P62*$H$16)+(Q62*$H$17)+(R62*$H$18)+(S62*$H$19)+(T62*$E$19)+(U62*$H$20),\"\")","v":""},null,null,null,null,null,null,null,null,null,null,null,null,null,null,null,null,null,null,null,null,"Variable Refrigerant Flow Heat Pump","[Provide a list of systems in the following format: [Name & Area Served]: [XX] Tons, EER [XX], COP [XX] (e.g., VRF-1: 6 Tons, EER 12.5, COP 3.5), and a list of typical indoor unit types in the following format: [Name & Area Served]: [XX] CFM, XX [HP], [Fan Motor Type] (e.g., FC-1: 400 CFM, 0.25 HP, EC Motor)]",null,null,null,null,null,{"$f":"BG62/'Connecticut Reporting Summary'!$E$90","v":{"$error":"#DIV/0!"}},{"$f":"($BF$60-BE62)/$BF$60","v":{"$error":"#VALUE!"}},{"$f":"(($BJ$60)-((N23*3.412*(1/1000))+SUM(O23:U23)))*1000","v":0}]
[null,null,null,null,2,"",null,0,0,0,0,0,0,{"$f":"IF(N24=0,0,BV24)","v":0},{"$f":"IF(O24=0,0,CN24)","v":0},{"$f":"IF(P24=0,0,DF24)","v":0},{"$f":"IF(Q24=0,0,DX24)","v":0},{"$f":"IF(R24=0,0,EP24)","v":0},{"$f":"IF(S24=0,0,FH24)","v":0},{"$f":"IF(T24=0,0,FZ24)","v":0},{"$f":"IF(U24=0,0,GR24)","v":0},0,{"$f":"BE63","v":{"$error":"#DIV/0!"}},{"$f":"BF63","v":{"$error":"#VALUE!"}},null,null,null,0,{"$f":"IFERROR((N63*$E$16)+IFERROR((O63*$E$17),0)+(AB63*$E$18)+(P63*$H$16)+(Q63*$H$17)+(R63*$H$18)+(S63*$H$19)+(T63*$E$19)+(U63*$H$20),\"\")","v":""},null,null,null,null,null,null,null,null,null,null,null,null,null,null,null,null,null,null,null,null,"Water Source Heat Pump","[Provide a list of systems in the following format: [Name & Area Served]: [XX] CFM, EER [XX], COP/HSPF [XX], [XX] HP, [Fan Motor Type] (e.g., HP-1: 400 CFM, EER 11.5, HSPF 6.5, 0.25 HP, EC Motor)]",null,null,null,null,null,{"$f":"BG63/'Connecticut Reporting Summary'!$E$90","v":{"$error":"#DIV/0!"}},{"$f":"($BF$60-BE63)/$BF$60","v":{"$error":"#VALUE!"}},{"$f":"((BG62)-((N24*3.412)+(SUM(O24:U24)*1000)))","v":0}]
[null,null,null,null,3,"",null,0,0,0,0,0,0,0,0,0,0,0,0,0,0,0,{"$error":"#DIV/0!"},{"$error":"#VALUE!"},null,null,null,0,"",null,null,null,null,null,null,null,null,null,null,null,null,null,null,null,null,null,null,null,null,"Other Air-Side System","[Provide a list of systems or a list of typical systems including capacity, design CFM, fan motor HP, heating and cooling efficiency, and key energy efficiency features, as applicable. Additionally, describe the areas/spaces which these system serves. If there is an excessive number of systems (>10) a reference to the mechanical schedule is acceptable.]",null,null,null,null,null,{"$f":"BG64/'Connecticut Reporting Summary'!$E$90","v":{"$error":"#DIV/0!"}},{"$error":"#VALUE!"},{"$f":"((BG63)-((N25*3.412)+(SUM(O25:U25)*1000)))","v":0}]
[null,null,null,null,4,"",null,0,0,0,0,0,0,0,0,0,0,0,0,0,0,0,{"$error":"#DIV/0!"},{"$error":"#VALUE!"},null,null,null,0,"",null,null,null,null,null,null,null,null,null,null,null,null,null,null,null,null,null,null,null,null,"Desiccant Dehumidification Wheel","[Provide a list of systems equipped with desiccant dehumidification wheels and describe the areas of the building which they serve.]",null,null,null,null,null,{"$f":"BG65/'Connecticut Reporting Summary'!$E$90","v":{"$error":"#DIV/0!"}},{"$error":"#VALUE!"},0]
[null,null,null,null,5,"",null,0,0,0,0,0,0,0,0,0,0,0,0,0,0,0,{"$error":"#DIV/0!"},{"$error":"#VALUE!"},null,null,null,0,"",null,null,null,null,null,null,null,null,null,null,null,null,null,null,null,null,null,null,null,null,"Energy Recovery","The following air handlers have a [insert energy recovery type] with an overall winter & summer effectiveness of XX% and XX% installed, respectively: [Provide a list of applicable air handlers and their air-flow rates, designed static pressure drop across the energy recovery system and applicable heat wheel power, energy recovery fan power and coil pumping power for water-side recovery systems]",null,null,null,null,null,{"$f":"BG66/'Connecticut Reporting Summary'!$E$90","v":{"$error":"#DIV/0!"}},{"$error":"#VALUE!"},0]
[null,null,null,null,6,"",null,0,0,0,0,0,0,0,0,0,0,0,0,0,0,0,{"$error":"#DIV/0!"},{"$error":"#VALUE!"},null,null,null,0,"",null,null,null,null,null,null,null,null,null,null,null,null,null,null,null,null,null,null,null,null,"Kitchen Hood VFD","[Provide the exhaust flow rate and motor HP for each kitchen hood (e.g., \"EX-1: 1000 CFM, 2 HP\") and describe the proposed control sequence, including the minimum flow rate.]\n[Provide the make-up air flow rate and motor HP for each interconnected make-up air unit (e.g., \"EX-1: 1000 CFM, 2 HP\") and describe the proposed control sequence, including the minimum flow rate.]",null,null,null,null,null,{"$f":"BG67/'Connecticut Reporting Summary'!$E$90","v":{"$error":"#DIV/0!"}},{"$error":"#VALUE!"},0]
[null,null,null,null,7,"",null,0,0,0,0,0,0,0,0,0,0,0,0,0,0,0,{"$error":"#DIV/0!"},{"$error":"#VALUE!"},null,null,null,0,"",null,null,null,null,null,null,null,null,null,null,null,null,null,null,null,null,null,null,null,null,"Water-Side HVAC",null,null,null,null,null,null,{"$f":"BG68/'Connecticut Reporting Summary'!$E$90","v":{"$error":"#DIV/0!"}},{"$error":"#VALUE!"},0]
[null,null,null,null,8,"",null,0,0,0,0,0,0,0,0,0,0,0,0,0,0,0,{"$error":"#DIV/0!"},{"$error":"#VALUE!"},null,null,null,0,"",null,null,null,null,null,null,null,null,null,null,null,null,null,null,null,null,null,null,null,null,"Cooling Tower","[X (QTY)] [XX] Ton [cooling tower type] cooling towers with [#] [XX] HP motors [equipped with VFDs].",null,null,null,null,null,{"$f":"BG69/'Connecticut Reporting Summary'!$E$90","v":{"$error":"#DIV/0!"}},{"$error":"#VALUE!"},0]
[null,null,null,null,9,"",null,0,0,0,0,0,0,0,0,0,0,0,0,0,0,0,{"$error":"#DIV/0!"},{"$error":"#VALUE!"},null,null,null,0,"",null,null,null,null,null,null,null,null,null,null,null,null,null,null,null,null,null,null,null,null,"Electric Chiller (air-cooled)","[X (QTY)] [XXX] Ton air-cooled [chiller type] chillers have been installed with a COP of at least X.X and an IPLV of at least X.X at designs conditions and a COP of at least X.X and an IPLV of at least X.X at the applicable rating conditions.",null,null,null,null,null,{"$f":"BG70/'Connecticut Reporting Summary'!$E$90","v":{"$error":"#DIV/0!"}},{"$error":"#VALUE!"},0]
[null,null,null,null,10,"",null,0,0,0,0,0,0,0,0,0,0,0,0,0,0,0,{"$error":"#DIV/0!"},{"$error":"#VALUE!"},null,null,null,0,"",null,null,null,null,null,null,null,null,null,null,null,null,null,null,null,null,null,null,null,null,"Electric Chiller (water-cooled)","[X (QTY)] [XXX] Ton water-cooled [chiller type] chillers have been installed with a COP of at least X.X and an IPLV of at least X.X at designs conditions and a COP of at least X.X and an IPLV of at least X.X at the applicable rating conditions.",null,null,null,null,null,{"$f":"BG71/'Connecticut Reporting Summary'!$E$90","v":{"$error":"#DIV/0!"}},{"$error":"#VALUE!"},0]
[null,null,null,null,11,"",null,0,0,0,0,0,0,0,0,0,0,0,0,0,0,0,{"$error":"#DIV/0!"},{"$error":"#VALUE!"},null,null,null,0,"",null,null,null,null,null,null,null,null,null,null,null,null,null,null,null,null,null,null,null,null,"Steam Absorption Chiller","[X (QTY)]  [XXX] Ton [chiller type] steam or hot water-fired [single or double effect] absorption chillers have been installed with a COP of at least X.X and an IPLV of at least X.X at designs conditions and a COP of at least X.X and an IPLV of at least X.X at the applicable rating conditions.",null,null,null,null,null,{"$f":"BG72/'Connecticut Reporting Summary'!$E$90","v":{"$error":"#DIV/0!"}},{"$error":"#VALUE!"},0]
[null,null,null,null,12,"",null,0,0,0,0,0,0,0,0,0,0,0,0,0,0,0,{"$error":"#DIV/0!"},{"$error":"#VALUE!"},null,null,null,0,"",null,null,null,null,null,null,null,null,null,null,null,null,null,null,null,null,null,null,null,null,"Gas Absorption Chiller","[X (QTY)]  [XXX] Ton [chiller type] gas direct-fired absorption chillers have been installed with a COP of at least X.X and an IPLV of at least X.X at designs conditions and a COP of at least X.X and an IPLV of at least X.X at the applicable baseline rating conditions.",null,null,null,null,null,{"$f":"BG73/'Connecticut Reporting Summary'!$E$90","v":{"$error":"#DIV/0!"}},{"$error":"#VALUE!"},0]
[null,null,null,null,13,"",null,0,0,0,0,0,0,0,0,0,0,0,0,0,0,0,{"$error":"#DIV/0!"},{"$error":"#VALUE!"},null,null,null,0,"",null,null,null,null,null,null,null,null,null,null,null,null,null,null,null,null,null,null,null,null,"Hot Water Boiler","[X (QTY)]  [X,XXX] MBH [condensing/conventional] HW boilers have been installed with a thermal efficiency of [XX] % or above at a design supply temperature and delta T of [XX and XX], respectively and a thermal efficiency of [XX] % or above at the applicable rated supply temperature and delta T of [XX and XX], respectively.",null,null,null,null,null,{"$f":"BG74/'Connecticut Reporting Summary'!$E$90","v":{"$error":"#DIV/0!"}},{"$error":"#VALUE!"},0]
[null,null,null,null,14,"",null,0,0,0,0,0,0,0,0,0,0,0,0,0,0,0,{"$error":"#DIV/0!"},{"$error":"#VALUE!"},null,null,null,0,"",null,null,null,null,null,null,null,null,null,null,null,null,null,null,null,null,null,null,null,null,"Steam Boiler","[X (QTY)] [X,XXX] MBH steam boilers have been installed with a thermal efficiency of [XX] % or above.",null,null,null,null,null,{"$f":"BG75/'Connecticut Reporting Summary'!$E$90","v":{"$error":"#DIV/0!"}},{"$error":"#VALUE!"},0]
[null,null,null,null,15,"",null,0,0,0,0,0,0,0,0,0,0,0,0,0,0,0,{"$error":"#DIV/0!"},{"$error":"#VALUE!"},null,null,null,0,"",null,null,null,null,null,null,null,null,null,null,null,null,null,null,null,null,null,null,null,null,"Water to Water Geothermal HP Chillers – Closed Loop","[X (QTY)] [XXX] Ton water-to-water geothermal heat pump chillers have been installed with a cooling COP of at least X.X and a cooling IPLV of at least X.X and a heating COP of at least X.X and  heating IPLV of at least X.X.",null,null,null,null,null,{"$f":"BG76/'Connecticut Reporting Summary'!$E$90","v":{"$error":"#DIV/0!"}},{"$error":"#VALUE!"},0]
[null,null,null,null,16,"",null,0,0,0,0,0,0,0,0,0,0,0,0,0,0,0,{"$error":"#DIV/0!"},{"$error":"#VALUE!"},null,null,null,0,"",null,null,null,null,null,null,null,null,null,null,null,null,null,null,null,null,null,null,null,null,"Water to Water Geothermal HP Chillers – Open Loop","[X (QTY)] [XXX] Ton water-to-water geothermal heat pump chillers have been installed with a cooling COP of at least X.X and a cooling IPLV of at least X.X and a heating COP of at least X.X and heating IPLV of at least X.X.",null,null,null,null,null,{"$f":"BG77/'Connecticut Reporting Summary'!$E$90","v":{"$error":"#DIV/0!"}},{"$error":"#VALUE!"},0]
[null,null,null,null,{"$f":"E39","v":17},"",null,0,0,0,0,0,0,0,0,0,0,0,0,0,0,0,{"$error":"#DIV/0!"},{"$error":"#VALUE!"},null,null,null,0,"",null,null,null,null,null,null,null,null,null,null,null,null,null,null,null,null,null,null,null,null,"CHW Pump","The chilled water loop is served by [X] [XX] HP primary pumps [configured for variable flow] [equipped with VFDs] and [X] [XX] HP secondary pumps [configured for variable flow] [equipped with VFDs].",null,null,null,null,null,{"$f":"BG78/'Connecticut Reporting Summary'!$E$90","v":{"$error":"#DIV/0!"}},{"$error":"#VALUE!"},0]
[null,null,null,null,18,"",null,0,0,0,0,0,0,0,0,0,0,0,0,0,0,0,{"$error":"#DIV/0!"},{"$error":"#VALUE!"},null,null,null,0,"",null,null,null,null,null,null,null,null,null,null,null,null,null,null,null,null,null,null,null,null,"CW Pump","The condenser water loop is served by [X] [XX] HP primary pumps [configured for variable flow] [equipped with VFDs] and [X] [XX] HP secondary pumps [configured for variable flow] [equipped with VFDs].",null,null,null,null,null,{"$f":"BG79/'Connecticut Reporting Summary'!$E$90","v":{"$error":"#DIV/0!"}},{"$error":"#VALUE!"},0]
[null,null,null,null,19,"",null,0,0,0,0,0,0,0,0,0,0,0,0,0,0,0,{"$error":"#DIV/0!"},{"$error":"#VALUE!"},null,null,null,0,"",null,null,null,null,null,null,null,null,null,null,null,null,null,null,null,null,null,null,null,null,"HW Pump","The hot water loop is served by [X] [XX] HP primary pumps [configured for variable flow] [equipped with VFDs] and [X] [XX] HP secondary pumps [configured for variable flow] [equipped with VFDs].",null,null,null,null,null,{"$f":"BG80/'Connecticut Reporting Summary'!$E$90","v":{"$error":"#DIV/0!"}},{"$error":"#VALUE!"},0]
[null,null,null,null,20,"",null,0,0,0,0,0,0,0,0,0,0,0,0,0,0,0,{"$error":"#DIV/0!"},{"$error":"#VALUE!"},null,null,null,0,"",null,null,null,null,null,null,null,null,null,null,null,null,null,null,null,null,null,null,null,null,"HVAC Controls",null,null,null,null,null,null,{"$f":"BG81/'Connecticut Reporting Summary'!$E$90","v":{"$error":"#DIV/0!"}},{"$error":"#VALUE!"},0]
[null,null,null,null,21,"",null,0,0,0,0,0,0,0,0,0,0,0,0,0,0,0,{"$error":"#DIV/0!"},{"$error":"#VALUE!"},null,null,null,0,"",null,null,null,null,null,null,null,null,null,null,null,null,null,null,null,null,null,null,null,null,"HW Differential Pressure Reset","Hot water pump motor speed is controlled to maintain a differential pressure setpoint, which is reset by a digital control system so that the worst-case zone valve is nearly open.",null,null,null,null,null,{"$f":"BG82/'Connecticut Reporting Summary'!$E$90","v":{"$error":"#DIV/0!"}},{"$error":"#VALUE!"},0]
[null,null,null,null,22,"",null,0,0,0,0,0,0,0,0,0,0,0,0,0,0,0,{"$error":"#DIV/0!"},{"$error":"#VALUE!"},null,null,null,0,"",null,null,null,null,null,null,null,null,null,null,null,null,null,null,null,null,null,null,null,null,"CHW Differential Pressure Reset","Chilled water pump motor speed is controlled to maintain a differential pressure setpoint, which is reset by a digital control system so that the worst-case zone valve is nearly open.",null,null,null,null,null,{"$f":"BG83/'Connecticut Reporting Summary'!$E$90","v":{"$error":"#DIV/0!"}},{"$error":"#VALUE!"},0]
[null,null,null,null,23,"",null,0,0,0,0,0,0,0,0,0,0,0,0,0,0,0,{"$error":"#DIV/0!"},{"$error":"#VALUE!"},null,null,null,0,"",null,null,null,null,null,null,null,null,null,null,null,null,null,null,null,null,null,null,null,null,"HW OA Reset","Hot water loop supply temperature is reset to [X] F at an ODB of [X] F and below and [X] F at an ODB of [X] F and above.",null,null,null,null,null,{"$f":"BG84/'Connecticut Reporting Summary'!$E$90","v":{"$error":"#DIV/0!"}},{"$error":"#VALUE!"},0]
[null,null,null,null,24,"",null,0,0,0,0,0,0,0,0,0,0,0,0,0,0,0,{"$error":"#DIV/0!"},{"$error":"#VALUE!"},null,null,null,0,"",null,null,null,null,null,null,null,null,null,null,null,null,null,null,null,null,null,null,null,null,"CHW OA Reset","Chilled water loop supply temperature is reset to [X] F at an ODB of [X] F and below and [X] F at an ODB of [X] F and above.",null,null,null,null,null,{"$f":"BG85/'Connecticut Reporting Summary'!$E$90","v":{"$error":"#DIV/0!"}},{"$error":"#VALUE!"},0]
[null,null,null,null,25,"",null,0,0,0,0,0,0,0,0,0,0,0,0,0,0,0,{"$error":"#DIV/0!"},{"$error":"#VALUE!"},null,null,null,0,"",null,null,null,null,null,null,null,null,null,null,null,null,null,null,null,null,null,null,null,null,"Enthalpy Economizer","[Dual or single] enthalpy economizers have been installed on the following air handlers: [provide a list of air-handlers]",null,null,null,null,null,{"$f":"BG86/'Connecticut Reporting Summary'!$E$90","v":{"$error":"#DIV/0!"}},{"$error":"#VALUE!"},0]
[null,null,null,null,26,"",null,0,0,0,0,0,0,0,0,0,0,0,0,0,0,0,{"$error":"#DIV/0!"},{"$error":"#VALUE!"},null,null,null,0,"",null,null,null,null,null,null,null,null,null,null,null,null,null,null,null,null,null,null,null,null,"Demand Control Ventilation","CO2 sensors have been installed in the following zones and the associated air handlers are controlled to reduce the outside air rate based on the CO2 sensor reading: [provide a list of zones equipped with CO2 sensors (e.g., \"auditorium and all conference rooms\")",null,null,null,null,null,{"$f":"BG87/'Connecticut Reporting Summary'!$E$90","v":{"$error":"#DIV/0!"}},{"$error":"#VALUE!"},0]
[null,null,null,null,27,"",null,0,0,0,0,0,0,0,0,0,0,0,0,0,0,0,{"$error":"#DIV/0!"},{"$error":"#VALUE!"},null,null,null,0,"",null,null,null,null,null,null,null,null,null,null,null,null,null,null,null,null,null,null,null,null,"VAV Static Pressure Reset","[All/some] multiple zone VAV air handlers have been equipped with controls to reset the static pressure setpoint until at least one VAV box is nearly open. [If only some air handlers are equipped with static pressure reset control, provide a list of air handlers.]",null,null,null,null,null,{"$f":"BG88/'Connecticut Reporting Summary'!$E$90","v":{"$error":"#DIV/0!"}},{"$error":"#VALUE!"},0]
[null,null,null,null,28,"",null,0,0,0,0,0,0,0,0,0,0,0,0,0,0,0,{"$error":"#DIV/0!"},{"$error":"#VALUE!"},null,null,null,0,"",null,null,null,null,null,null,null,null,null,null,null,null,null,null,null,null,null,null,null,null,"Other HVAC Controls","Describe the control strategy using specific language and include a list of systems or types of systems equipped with the control.",null,null,null,null,null,{"$f":"BG89/'Connecticut Reporting Summary'!$E$90","v":{"$error":"#DIV/0!"}},{"$error":"#VALUE!"},0]
[null,null,null,null,29,"",null,0,0,0,0,0,0,0,0,0,0,0,0,0,0,0,{"$error":"#DIV/0!"},{"$error":"#VALUE!"},null,null,null,0,"",null,null,null,null,null,null,null,null,null,null,null,null,null,null,null,null,null,null,null,null,"Other",null,null,null,null,null,null,{"$f":"BG90/'Connecticut Reporting Summary'!$E$90","v":{"$error":"#DIV/0!"}},{"$error":"#VALUE!"},0]
[null,null,null,null,30,"",null,0,0,0,0,0,0,0,0,0,0,0,0,0,0,0,{"$error":"#DIV/0!"},{"$error":"#VALUE!"},null,null,null,0,"",null,null,null,null,null,null,null,null,null,null,null,null,null,null,null,null,null,null,null,null,"EnergyStar Appliances","Provide a list of each EnergyStar qualified equipment type along with the quantity and any key system parameters.",null,null,null,null,null,{"$f":"BG91/'Connecticut Reporting Summary'!$E$90","v":{"$error":"#DIV/0!"}},{"$error":"#VALUE!"},0]
[null,null,null,null,null,null,null,null,null,null,null,null,"TOTALS",{"$f":"SUM(N62:N91)","v":0},{"$f":"SUM(O62:O91)","v":0},0,0,0,0,0,0,0,"-","-",0,0,0,0,0]

{"sheet":"Ext + Parking Garage Lighting","index":17,"n_rows":56,"n_cols":61,"rows_kept":56,"cut":false,"hidden":false,"merged":[[22,5,22,7],[14,4,14,6],[14,10,14,12],[5,4,5,23],[6,4,6,23],[11,4,11,24],[13,10,13,12],[13,13,13,16],[16,10,16,12],[15,26,18,28],[15,29,18,30],[15,31,18,32],[17,10,17,12],[18,10,18,12],[23,5,23,7],[44,4,44,24],[7,4,7,23],[52,4,53,4],[8,4,8,23],[45,4,46,4],[29,5,29,7],[15,10,15,12],[24,5,24,7],[25,5,25,7],[26,5,26,7],[27,5,27,7],[28,5,28,7],[19,5,19,7],[20,5,20,7],[21,5,21,7],[34,4,34,24],[52,5,52,6],[52,7,52,8],[51,4,51,24],[45,7,46,7]]}
[null,null,null,null,"Ext + Parking Garage Lighting",null,null,null,null,null,null,null,null,null,null,null,null,null,null,null,null,null,null,null,null,null,null,null,null,null,null,null,null,null,null,null,null,null,null,null,"Zone 0","Zone 1","Zone 2","Zone 3","Zone 4"]
[null,null,null,null,null,null,null,null,null,null,null,null,null,null,null,null,null,null,null,null,null,null,null,null,null,null,null,null,null,null,null,null,null,null,null,null,null,null,null,"Base site allowance (W)","No Allowance",350,400,500,900]
[null,null,{"$f":"5/0","v":{"$error":"#DIV/0!"}},null,null,null,null,null,null,null,null,null,null,null,null,null,null,null,null,null,null,null,null,null,null,null,null,null,null,null,null,null,null,null,null,null,null,"Surface","Tradeable or Nontradeable","Required Input","W/sf or W/linear foot","W/sf or W/linear foot","W/sf or W/linear foot","W/sf or W/linear foot","W/sf or W/linear foot"]
[null,null,null,null,null,null,null,null,null,null,null,null,null,null,null,null,null,null,null,null,null,null,null,null,null,null,null,null,null,null,null,null,null,null,null,null,null,"Parking areas and drives","Tradable","Area","No Allowance",0.03,0.04,0.06,0.08]
[null,null,null,null,"Table of Contents",null,null,null,null,null,null,null,null,null,null,null,null,null,null,null,null,null,null,null,null,null,null,null,null,null,null,null,null,null,null,null,null,"Walkways/ramps less than 10 ft wide","Tradable","Length","No Allowance",0.5,0.5,0.6,0.7]
[null,null,null,null,{"$f":"E11","v":"Table 1: Exterior Lighting (Tradable and Nontradable Surfaces) and Parking Garage Lighting"},null,null,null,null,null,null,null,null,null,null,null,null,null,null,null,null,null,null,null,null,null,null,null,null,null,null,null,null,null,null,null,null,"Walkways 10 ft wide or greater","Tradable","Area","No Allowance",0.1,0.1,0.11,0.14000000000000001]
[null,null,null,null,{"$f":"E34","v":"Table 2: Exterior/Parking Garage Lighting Summary"},null,null,null,null,null,null,null,null,null,null,null,null,null,null,null,null,null,null,null,null,null,null,null,null,null,null,null,null,null,null,null,null,"Plaza areas","Tradable","Area","No Allowance",0.1,0.1,0.11,0.14000000000000001]
[null,null,null,null,{"$f":"E44","v":"Table 3: Exterior/Parking Garage Lighting Site Energy Savings, kWh"},null,null,null,null,null,null,null,null,null,null,null,null,null,null,null,null,null,null,null,null,null,null,null,null,null,null,null,null,null,null,null,null,"Special feature areas","Tradable","Area","No Allowance",0.1,0.1,0.11,0.14000000000000001]
[null,null,null,null,{"$f":"E51","v":"Table 4: Exterior/Parking Garage Lighting Coincident Peak Demand: Summer & Winter"},null,null,null,null,null,null,null,null,null,null,null,null,null,null,null,null,null,null,null,null,null,null,null,null,null,null,null,null,null,null,null,null,"Dining areas","Tradable","Area","No Allowance",0.65,0.65,0.75,0.95]
[null,null,null,null,null,null,null,null,null,null,null,null,null,null,null,null,null,null,null,null,null,null,null,null,null,null,null,null,null,null,null,null,null,null,null,null,null,"Stairways","Tradable","Area","No Allowance",0.6,0.7,0.7,0.7]
[null,null,null,null,"Table 1: Exterior Lighting (Tradable and Nontradable Surfaces) and Parking Garage Lighting",null,null,null,null,null,null,null,null,null,null,null,null,null,null,null,null,null,null,null,null,null,null,null,null,null,null,null,null,null,null,null,null,"Pedestrian tunnels","Tradable","Area","No Allowance",0.12,0.12,0.14000000000000001,0.21]
[null,null,null,null,"Instructions\n1. Per the Energy Modeling Guidelines projects must exclude parking garage and exterior lighting from the energy model. However, incentives can be obtained by exceeding the minimum requirements of ASHRAE 90.1 2019. Fill out Tables 1, 3, and 4 below.\n2. Enter exterior/parking garage lighting shown on the design documents. Use separate row(s) for each lighting application from 90.1 Table 9.4.2-2 for which lighting is specified. Parking garage lighting can be entered by selecting \"Parking Garage\" for the lighting application and entering the lighting counts shown on design documents.",null,null,null,null,null,null,null,null,null,null,null,null,null,null,null,null,null,null,null,null,null,null,null,null,null,null,null,null,null,null,null,null,"Landscaping","Tradable","Area","No Allowance",0.03,0.04,0.04,0.04]
[null,null,null,null,null,null,null,null,null,null,null,null,null,null,null,null,null,null,null,null,null,null,null,null,null,null,null,null,null,null,null,null,null,null,null,null,null,"Pedestrian and vehicular entrances and exits","Tradable","Length","No Allowance",14,14,21,21]
[null,null,null,null,null,null,null,null,null,null,"Lighting Schedules Dwg #",null,null,null,null,null,null,null,null,null,null,null,null,null,null,null,null,null,null,null,null,null,null,null,null,null,null,"Entry canopies","Tradable","Area","No Allowance",0.2,0.2,0.2,0.2]
[null,null,null,null,"Exterior Lighting Zone (90.1 Table 9.4.2-1)",null,null,null,null,null,"Fixture Label:",null,null,null,null,null,null,null,null,null,null,null,null,null,null,null,null,null,null,null,null,null,null,null,null,null,null,"Loading docks","Tradable","Area","No Allowance",0.35,0.35,0.35,0.35]
[null,null,null,null,null,null,null,null,null,null,"Maximum Fixture Wattage:",null,null,null,null,null,null,null,null,null,null,null,null,null,null,null,"Proposed Design Lighting Power [Watt]",null,null,"Baseline Design Lighting Power [Watt]",null,"ASHRAE 90.1 2019 Lighting Power Allowance [Watt]",null,null,null,null,null,"Sales canopies free standing and attached","Tradable","Area","No Allowance",0.4,0.4,0.6,0.7]
[null,null,null,null,null,null,null,null,null,null,"Fixture Type:",null,null,null,null,null,null,null,null,null,null,null,null,null,null,null,null,null,null,null,null,null,null,null,null,null,null,"Outdoor sales open areas (including vehicle sales lots)","Tradable","Area","No Allowance",0.2,0.2,0.2,0.2]
[null,null,null,null,null,null,null,null,null,null,"Exempt Lighting Application?",null,null,"No","No","No","No","No","No","No","No","No","No","No","No",null,null,null,null,null,null,null,null,null,null,null,null,"Street frontage for vehicle sales lots in addition to “open area” allowance","Tradable","Length","No Allowance","No Allowance",7,7,21]
[null,null,null,null,null,null,null,null,null,null,"Total Fixture Counts:",null,null,{"$f":"SUMPRODUCT($L$21:$L$30,N21:N30)","v":0},0,0,0,0,0,0,0,0,0,0,0,null,null,null,null,null,null,null,null,null,null,null,null,"Building Facades, Area","Nontradable","Area","No Allowance","No Allowance",0.1,0.15,0.2]
[null,null,null,null,"Area Name Reference (Optional)","Lighting Application",null,null,"Exterior Lighting Allowance Type (Tradable or Nontradable)","Required Input (Area or Length)","Total Area (ft2) or Length (ft) or Other","Multi-\nplier","Plans/\nSpec","FIXTURE COUNTS\nEnter fixture counts for each exterior area. If Rated Input Wattage is entered as W/LnFt, enter fixture length in linear feet (LnFt). ",null,null,null,null,null,null,null,null,null,null,null,null,"Lighting Power Excluding Exempt Lighting","Exempt Exterior Lighting Power","Total Lighting Power including Exempt Lighting","Lighting Power Excluding Exempt Lighting ","Total Lighting Power including Exempt Lighting","Lighting Power Excluding Exempt Lighting ","Individual Lighting Power Allowance Including Exempt","Please Describe the Proposed Exterior Lighting Controls for each Application, If Applicable",null,null,null,"Building Facades, Length","Nontradable","Length","No Allowance","No Allowance",2.5,3.75,5,null,null,null,"Units BL","BL LPD","ATM BL","Units Proposed","ATM Prescriptive","Prescrip LPD","Table 9.4.2-2 Watt","Allowable (for summing)","Nontradable Allowance","Exempt Wattage","Table 9.4.2-2 Watt (no exempt)","Allowable (for summing) No exempt","Nontradable Allowance no exempt"]
["D",null,null,null,null,null,null,null,{"$f":"IFERROR(INDEX($AM$3:$AM$27,MATCH(F21,$AL$3:$AL$27,0),),\"\")","v":""},{"$f":"IFERROR(INDEX($AN$3:$AN$27,MATCH(F21,$AL$3:$AL$27,0),),\"\")","v":""},null,{"$f":"IF(ISBLANK(F21),0,1)","v":0},null,null,null,null,null,null,null,null,null,null,null,null,null,null,{"$f":"IFERROR(IF(F21=\"\",\"\",SUMPRODUCT($N$16:$Y$16,N21:Y21,--($N$18:$Y$18=\"No\"))),\"\")","v":""},{"$f":"IFERROR(IF(F21=\"\",\"\",SUMPRODUCT($N$16:$Y$16,N21:Y21,--($N$18:$Y$18=\"Yes\"))),\"\")","v":""},{"$f":"IFERROR(IF(F21=\"\",\"\",AA21+AB21),0)","v":""},{"$f":"IFERROR(IF(F21=\"\",\"\",IF(I21=\"Nontradable\",AA21,IF(J21=\"Number of ATMS\",MIN(AC21,BA21),MIN(K21*BB21)))),0)","v":""},{"$f":"IFERROR(IF(F21=\"\",\"\",AD21+AB21),0)","v":""},{"$f":"IFERROR(IF(F21=\"\",\"\",IF(AA21=0,0,IF(AV21=1,\"No Allowance\",IF(I21=\"Nontradable\",BI21,IF(J21=\"Number of ATMS\",BA21,(K21*BB21)))))),0)","v":""},{"$f":"IFERROR(IF(F21=\"\",\"\",IF(AC21=0,0,IF(AV21=1,\"No Allowance\",IF(I21=\"Nontradable\",BE21,IF(J21=\"Number of ATMS\",BA21+BF21,(K21*BB21)+BF21))))),0)","v":""},null,null,null,null,"Automated teller machines (ATMs) and night depositories","Nontradable","Number of ATMS","No Allowance","135 W + 45W per additional ATM","135 W + 45W per additional ATM","135 W + 45W per additional ATM","135 W + 45W per additional ATM",null,null,{"$f":"IF(F21=\"Parking Garage\", \"\", IF(AND($H$15=\"Zone 0\",F21<>\"Roadway/parking entry,trail head, and toilet facility, or other locations\"),1,IF(AND($H$15<>\"Zone 0\",F21=\"Roadway/parking entry,trail head, and toilet facility, or other locations\"),1,IF(AND($H$15=\"Zone 1\",F21=\"Outdoor Sales Street frontage (for vehicle sales lots in addition to open-area allowance)\"),1,\"\"))))","v":""},{"$f":"IF(J21=\"Number of Entries\",\" W/Entry\",IF(J21=\"Number of ATMS\",\"\",IF(J21=\"Number of Drive-throughs\",\" W/Drive-through\",IF(J21=\"Area\",\"W/sf\",\"W/lf\"))))","v":"W/lf"},{"$f":"IF(ISBLANK(F21),\"\",INDEX($AL$1:$AS$27,MATCH(F21,INDEX($AL$1:$AS$27,,1),0),MATCH($H$15,INDEX($AL$1:$AS$27,1,),0)))","v":""},{"$f":"IF(K21=\"\",0,(135+((K21-1)*45))+BF21)","v":0},{"$f":"IF(J21=\"Number of Entries\",\" W/Entry\",IF(J21=\"Number of ATMS\",\" W/ATM\",IF(J21=\"Number of Drive-throughs\",\" W/Drive-through\",IF(J21=\"Area\",\"W/sf\",\"W/lf\"))))","v":"W/lf"},{"$f":"IF(K21=\"\",0,135+((K21-1)*45))","v":0},{"$f":"IF(AV21=1,\"No Allowance\",INDEX($AL$1:$AS$27,MATCH(F21,INDEX($AL$1:$AS$27,,1),0),MATCH($H$15,INDEX($AL$1:$AS$27,1,),0)))","v":{"$error":"#N/A"}},{"$f":"IFERROR(IF(AV21=1,\"No Allowance\",IF(J21=\"Number of ATMS\",BA21+BF21,(K21*BB21)+BF21)),0)","v":0},{"$f":"IF(AV21=1,0,IF(I21=\"Nontradable\",MIN(AC21,BC21),BC21))","v":0},{"$f":"IF(BC21=BD21,BD21,TEXT(BD21,\"#,##0\")&\"W (up to \"&TEXT(BC21,\"#,##0\")&\"W)\")","v":0},{"$f":"SUMPRODUCT($N$16:$Y$16,N21:Y21,--($N$18:$Y$18=\"Yes\"))","v":0},{"$f":"IFERROR(IF(AV21=1,\"No Allowance\",IF(J21=\"Number of ATMS\",BA21,(K21*BB21))),0)","v":0},{"$f":"IF(AV21=1,0,IF(I21=\"Nontradable\",MIN(AA21,BG21),BG21))","v":0},{"$f":"IF(BG21=BH21,BH21,TEXT(BH21,\"#,##0\")&\"W (up to \"&TEXT(BG21,\"#,##0\")&\"W)\")","v":0}]
["D",null,null,null,null,null,null,null,{"$f":"IFERROR(INDEX($AM$3:$AM$27,MATCH(F22,$AL$3:$AL$27,0),),\"\")","v":""},{"$f":"IFERROR(INDEX($AN$3:$AN$27,MATCH(F22,$AL$3:$AL$27,0),),\"\")","v":""},null,{"$f":"IF(ISBLANK(F22),0,1)","v":0},null,null,null,null,null,null,null,null,null,null,null,null,null,null,{"$f":"IFERROR(IF(F22=\"\",\"\",SUMPRODUCT($N$16:$Y$16,N22:Y22,--($N$18:$Y$18=\"No\"))),\"\")","v":""},{"$f":"IFERROR(IF(F22=\"\",\"\",SUMPRODUCT($N$16:$Y$16,N22:Y22,--($N$18:$Y$18=\"Yes\"))),\"\")","v":""},"","","","","",null,null,null,null,"Uncovered entrances and gatehouse inspection stations at guarded facilities","Nontradable","Area","No Allowance",0.5,0.5,0.5,0.5,null,null,"","W/lf","",0,"W/lf",0,{"$error":"#N/A"},0,0,{"$f":"IF(BC22=BD22,BD22,TEXT(BD22,\"#,##0\")&\"W (up to \"&TEXT(BC22,\"#,##0\")&\"W)\")","v":0},{"$f":"SUMPRODUCT($N$16:$Y$16,N22:Y22,--($N$18:$Y$18=\"Yes\"))","v":0},0,0,{"$f":"IF(BG22=BH22,BH22,TEXT(BH22,\"#,##0\")&\"W (up to \"&TEXT(BG22,\"#,##0\")&\"W)\")","v":0}]
["D",null,null,null,null,null,null,null,{"$f":"IFERROR(INDEX($AM$3:$AM$27,MATCH(F23,$AL$3:$AL$27,0),),\"\")","v":""},{"$f":"IFERROR(INDEX($AN$3:$AN$27,MATCH(F23,$AL$3:$AL$27,0),),\"\")","v":""},null,0,null,null,null,null,null,null,null,null,null,null,null,null,null,null,{"$f":"IFERROR(IF(F23=\"\",\"\",SUMPRODUCT($N$16:$Y$16,N23:Y23,--($N$18:$Y$18=\"No\"))),\"\")","v":""},{"$f":"IFERROR(IF(F23=\"\",\"\",SUMPRODUCT($N$16:$Y$16,N23:Y23,--($N$18:$Y$18=\"Yes\"))),\"\")","v":""},"","","","","",null,null,null,null,"Uncovered loading areas for law enforcement, fire, ambulance, and other emergency service vehicles","Nontradable","Area","No Allowance",0.35,0.35,0.35,0.35,null,null,"","W/lf","",0,"W/lf",0,{"$error":"#N/A"},0,0,0,{"$f":"SUMPRODUCT($N$16:$Y$16,N23:Y23,--($N$18:$Y$18=\"Yes\"))","v":0},0,0,0]
["D",null,null,null,null,null,null,null,{"$f":"IFERROR(INDEX($AM$3:$AM$27,MATCH(F24,$AL$3:$AL$27,0),),\"\")","v":""},{"$f":"IFERROR(INDEX($AN$3:$AN$27,MATCH(F24,$AL$3:$AL$27,0),),\"\")","v":""},null,0,null,null,null,null,null,null,null,null,null,null,null,null,null,null,{"$f":"IFERROR(IF(F24=\"\",\"\",SUMPRODUCT($N$16:$Y$16,N24:Y24,--($N$18:$Y$18=\"No\"))),\"\")","v":""},{"$f":"IFERROR(IF(F24=\"\",\"\",SUMPRODUCT($N$16:$Y$16,N24:Y24,--($N$18:$Y$18=\"Yes\"))),\"\")","v":""},"","","","","",null,null,null,null,"Drive-up windows at fast food restaurants","Nontradable","Number of Drive-throughs","No Allowance",200,200,200,200,null,null,"","W/lf","",0,"W/lf",0,{"$error":"#N/A"},0,0,0,{"$f":"SUMPRODUCT($N$16:$Y$16,N24:Y24,--($N$18:$Y$18=\"Yes\"))","v":0},0,0,0]
["D",null,null,null,null,null,null,null,{"$f":"IFERROR(INDEX($AM$3:$AM$27,MATCH(F25,$AL$3:$AL$27,0),),\"\")","v":""},{"$f":"IFERROR(INDEX($AN$3:$AN$27,MATCH(F25,$AL$3:$AL$27,0),),\"\")","v":""},null,0,null,null,null,null,null,null,null,null,null,null,null,null,null,null,{"$f":"IFERROR(IF(F25=\"\",\"\",SUMPRODUCT($N$16:$Y$16,N25:Y25,--($N$18:$Y$18=\"No\"))),\"\")","v":""},{"$f":"IFERROR(IF(F25=\"\",\"\",SUMPRODUCT($N$16:$Y$16,N25:Y25,--($N$18:$Y$18=\"Yes\"))),\"\")","v":""},"","","","","",null,null,null,null,"Parking near 24-hour retail entrances","Nontradable","Number of Entries","No Allowance",400,400,400,400,null,null,"","W/lf","",0,"W/lf",0,{"$error":"#N/A"},0,0,0,{"$f":"SUMPRODUCT($N$16:$Y$16,N25:Y25,--($N$18:$Y$18=\"Yes\"))","v":0},0,0,0]
["D",null,null,null,null,null,null,null,{"$f":"IFERROR(INDEX($AM$3:$AM$27,MATCH(F26,$AL$3:$AL$27,0),),\"\")","v":""},{"$f":"IFERROR(INDEX($AN$3:$AN$27,MATCH(F26,$AL$3:$AL$27,0),),\"\")","v":""},null,0,null,null,null,null,null,null,null,null,null,null,null,null,null,null,{"$f":"IFERROR(IF(F26=\"\",\"\",SUMPRODUCT($N$16:$Y$16,N26:Y26,--($N$18:$Y$18=\"No\"))),\"\")","v":""},{"$f":"IFERROR(IF(F26=\"\",\"\",SUMPRODUCT($N$16:$Y$16,N26:Y26,--($N$18:$Y$18=\"Yes\"))),\"\")","v":""},"","","","","",null,null,null,null,"Roadway/parking entry, trail head, and toilet facility, or other locations","Nontradable","Qty",25,"No Allowance","No Allowance","No Allowance","No Allowance",null,null,"","W/lf","",0,"W/lf",0,{"$error":"#N/A"},0,0,0,{"$f":"SUMPRODUCT($N$16:$Y$16,N26:Y26,--($N$18:$Y$18=\"Yes\"))","v":0},0,0,0]
["D",null,null,null,null,null,null,null,{"$f":"IFERROR(INDEX($AM$3:$AM$27,MATCH(F27,$AL$3:$AL$27,0),),\"\")","v":""},{"$f":"IFERROR(INDEX($AN$3:$AN$27,MATCH(F27,$AL$3:$AL$27,0),),\"\")","v":""},null,0,null,null,null,null,null,null,null,null,null,null,null,null,null,null,{"$f":"IFERROR(IF(F27=\"\",\"\",SUMPRODUCT($N$16:$Y$16,N27:Y27,--($N$18:$Y$18=\"No\"))),\"\")","v":""},{"$f":"IFERROR(IF(F27=\"\",\"\",SUMPRODUCT($N$16:$Y$16,N27:Y27,--($N$18:$Y$18=\"Yes\"))),\"\")","v":""},"","","","","",null,null,null,null,"Parking Garage","N/A","Area",0.15,0.15,0.15,0.15,0.15,null,null,"","W/lf","",0,"W/lf",0,{"$error":"#N/A"},0,0,0,{"$f":"SUMPRODUCT($N$16:$Y$16,N27:Y27,--($N$18:$Y$18=\"Yes\"))","v":0},0,0,0]
["D",null,null,null,null,null,null,null,{"$f":"IFERROR(INDEX($AM$3:$AM$27,MATCH(F28,$AL$3:$AL$27,0),),\"\")","v":""},{"$f":"IFERROR(INDEX($AN$3:$AN$27,MATCH(F28,$AL$3:$AL$27,0),),\"\")","v":""},null,0,null,null,null,null,null,null,null,null,null,null,null,null,null,null,{"$f":"IFERROR(IF(F28=\"\",\"\",SUMPRODUCT($N$16:$Y$16,N28:Y28,--($N$18:$Y$18=\"No\"))),\"\")","v":""},{"$f":"IFERROR(IF(F28=\"\",\"\",SUMPRODUCT($N$16:$Y$16,N28:Y28,--($N$18:$Y$18=\"Yes\"))),\"\")","v":""},"","","","","",null,null,null,null,null,null,null,null,null,null,null,null,null,null,"","W/lf","",0,"W/lf",0,{"$error":"#N/A"},0,0,0,{"$f":"SUMPRODUCT($N$16:$Y$16,N28:Y28,--($N$18:$Y$18=\"Yes\"))","v":0},0,0,0]
["D",{"$f":"COLUMNS(E20:AH20)","v":30},{"$f":"5/0","v":{"$error":"#DIV/0!"}},null,null,null,null,null,{"$f":"IFERROR(INDEX($AM$3:$AM$27,MATCH(F29,$AL$3:$AL$27,0),),\"\")","v":""},{"$f":"IFERROR(INDEX($AN$3:$AN$27,MATCH(F29,$AL$3:$AL$27,0),),\"\")","v":""},null,{"$f":"IF(ISBLANK(F29),0,1)","v":0},null,null,null,null,null,null,null,null,null,null,null,null,null,null,{"$f":"IFERROR(IF(F29=\"\",\"\",SUMPRODUCT($N$16:$Y$16,N29:Y29,--($N$18:$Y$18=\"No\"))),\"\")","v":""},{"$f":"IFERROR(IF(F29=\"\",\"\",SUMPRODUCT($N$16:$Y$16,N29:Y29,--($N$18:$Y$18=\"Yes\"))),\"\")","v":""},"","","","","",null,null,null,null,null,null,null,null,null,null,null,null,null,null,"","W/lf","",0,"W/lf",0,{"$error":"#N/A"},0,0,0,{"$f":"SUMPRODUCT($N$16:$Y$16,N29:Y29,--($N$18:$Y$18=\"Yes\"))","v":0},0,0,0]
["D",null,{"$f":"5/0","v":{"$error":"#DIV/0!"}},null,null,null,null,null,{"$f":"IFERROR(INDEX($AM$3:$AM$27,MATCH(F30,$AL$3:$AL$27,0),),\"\")","v":""},{"$f":"IFERROR(INDEX($AN$3:$AN$27,MATCH(F30,$AL$3:$AL$27,0),),\"\")","v":""},null,{"$f":"IF(ISBLANK(F29),0,1)","v":0},null,null,null,null,null,null,null,null,null,null,null,null,null,null,{"$f":"IFERROR(IF(F30=\"\",\"\",SUMPRODUCT($N$16:$Y$16,N30:Y30,--($N$18:$Y$18=\"No\"))),\"\")","v":""},{"$f":"IFERROR(IF(F30=\"\",\"\",SUMPRODUCT($N$16:$Y$16,N30:Y30,--($N$18:$Y$18=\"Yes\"))),\"\")","v":""},"","","","","",null,null,null,null,null,null,null,null,null,null,null,null,null,null,"","W/lf","",0,"W/lf",0,{"$error":"#N/A"},0,0,0,{"$f":"SUMPRODUCT($N$16:$Y$16,N30:Y30,--($N$18:$Y$18=\"Yes\"))","v":0},0,0,0]
[]
[]
[]
[null,null,null,null,"Table 2: Exterior/Parking Garage Lighting Summary"]
[null,null,null,null,"Instructions\n1. The table shows the savings for exterior lighting and parking garage lighting compared to the 2019 lighting allowances."]
[null,null,null,null,"Type","Proposed Design Lighting Power including Exempt Lighting\n[Watt]","Total Lighting Power Allowance, per 90.1 Table 9.4.2-2 + Exempt [Watt]","% Savings of Proposed Design Relative to Allowance"]
[null,null,null,null,"Total Tradeable",{"$f":"IFERROR(SUMPRODUCT(--($I$21:$I$30=\"Tradable\"),AC21:AC30,$L$21:$L$30),\"\")","v":0},{"$f":"IFERROR(SUMPRODUCT(--($I$21:$I$30=\"Tradable\"),$BD$21:$BD$30,$L$21:$L$30),\"\")","v":0},{"$f":"IFERROR((G37-F37)/G37,0)","v":0}]
[null,null,null,null,"Total Non-tradeable",{"$f":"IFERROR(SUMPRODUCT(--($I$21:$I$30=\"Nontradable\"),AC21:AC30,$L$21:$L$30),\"\")","v":0},{"$f":"IFERROR(SUMPRODUCT(--($I$21:$I$30=\"Nontradable\"),$BD$21:$BD$30,$L$21:$L$30),\"\")","v":0},{"$f":"IFERROR((G38-F38)/G38,0)","v":0}]
[null,null,null,null,"Exterior Lighting",{"$f":"F37+F38","v":0},{"$f":"G37+G38","v":0},{"$f":"IFERROR((G39-F39)/G39,0)","v":0}]
[null,null,null,null,"Parking Garage",{"$f":"IFERROR(SUMPRODUCT(--($I$21:$I$30=\"N/A\"),AC21:AC30,$L$21:$L$30),\"\")","v":0},{"$f":"IFERROR(SUMPRODUCT(--($I$21:$I$30=\"N/A\"),$BD$21:$BD$30,$L$21:$L$30),\"\")","v":0},{"$f":"IFERROR((G40-F40)/G40,0)","v":0}]
[null,null,null,null,"Base Site Allowance","-",{"$f":"IFERROR(IF(F42>0,INDEX($AL$1:$AS$27,2,MATCH($H$15,INDEX($AL$1:$AS$27,1,),0)),\"-\"),0)","v":"-"},"-"]
[null,null,null,null,"Total ",{"$f":"F37+F38+F40","v":0},{"$f":"SUM(G39:G41)","v":0},{"$f":"IFERROR((G42-F42)/G42,0)","v":0}]
[]
[null,null,null,null,"Table 3: Exterior/Parking Garage Lighting Site Energy Savings, kWh"]
[null,null,null,null,"Instructions\n1. Enter the baseline and proposed site energy for exterior and parking garage lighting in columns F and G."]
[null,null,null,null,"Type","Baseline","Proposed","Percent Savings"]
[null,null,null,null,null,"Site Energy Use, kWh","Site Energy Use, kWh"]
[null,null,null,null,"Exterior Lighting",null,null,{"$f":"IFERROR(1-G48/F48,\"\")","v":""}]
[null,null,null,null,"Parking Garage",null,null,{"$f":"IFERROR(1-G49/F49,\"\")","v":""}]
[]
[null,null,null,null,"Table 4: Exterior/Parking Garage Lighting Coincident Peak Demand: Summer & Winter"]
[null,null,null,null,"Instructions\n1. Enter the baseline and proposed coincident peak summer and winter demand for exterior and parking garage lighting. Refer to Section 12.2 of the EMGs for calculating exterior and parking garage lighting coincident peak demand."]
[null,null,null,null,"Type","Summer",null,"Winter"]
[null,null,null,null,null,"Baseline Coincident Peak Electric Demand","Proposed Coincident Peak Electric Demand","Baseline Coincident Peak Electric Demand","Proposed Coincident Peak Electric Demand"]
[null,null,null,null,"Exterior Lighting"]
[null,null,null,null,"Parking Garage"]

{"sheet":"Connecticut Reporting Summary","index":18,"n_rows":263,"n_cols":69,"rows_kept":263,"cut":false,"hidden":false,"merged":[[253,13,261,13],[253,16,261,16],[140,5,143,7],[140,8,143,8],[239,15,247,15],[239,18,247,18],[250,12,252,12],[250,13,252,13],[250,14,252,14],[250,15,252,15],[250,16,252,16],[236,14,238,14],[236,15,238,15],[236,16,238,16],[236,17,238,17],[236,18,238,18],[208,18,210,18],[154,7,154,8],[171,12,171,15],[172,16,172,19],[173,16,173,19],[174,16,174,19],[172,6,172,7],[173,6,173,7],[211,15,219,15],[211,18,219,18],[222,16,224,16],[225,13,233,13],[225,16,233,16],[194,4,196,4],[194,5,196,5],[194,6,194,11],[195,6,195,8],[195,9,195,11],[194,12,196,12],[222,14,224,14],[222,15,224,15],[208,17,210,17],[194,14,196,14],[194,15,196,15],[194,16,196,16],[197,13,205,13],[197,16,205,16],[208,14,210,14],[208,15,210,15],[138,14,139,14],[167,4,167,19],[161,5,161,6],[162,5,162,6],[163,5,163,6],[164,5,164,6],[160,4,160,9],[153,4,153,24],[154,4,155,4],[154,5,154,6],[172,4,172,5],[173,4,173,5],[174,4,174,5],[175,4,175,5],[173,8,173,10],[174,8,174,10],[175,8,175,10],[208,16,210,16],[194,13,196,13],[174,6,174,7],[175,16,175,19],[175,6,175,7],[172,8,172,10],[177,4,177,18],[180,18,182,18],[183,18,191,18],[180,17,182,17],[180,4,182,4],[180,5,182,5],[180,6,180,13],[181,6,181,9],[181,10,181,13],[180,14,182,14],[180,15,182,15],[183,15,191,15],[180,16,182,16],[250,4,252,4],[250,5,252,5],[250,6,250,11],[251,6,251,8],[251,9,251,11],[208,4,210,4],[208,5,210,5],[208,6,208,13],[209,6,209,9],[209,10,209,13],[222,4,224,4],[222,5,224,5],[222,6,222,11],[223,6,223,8],[223,9,223,11],[222,12,224,12],[222,13,224,13],[236,4,238,4],[236,5,238,5],[236,6,236,13],[237,6,237,9],[237,10,237,13],[39,4,39,5],[39,6,39,7],[41,8,41,9],[47,4,47,5],[14,4,14,24],[15,4,15,24],[28,4,28,24],[42,6,42,7],[43,6,43,7],[44,6,44,7],[45,6,45,7],[46,6,46,7],[42,4,42,5],[43,4,43,5],[44,4,44,5],[45,4,45,5],[46,4,46,5],[47,6,47,7],[11,4,11,24],[13,4,13,24],[16,4,16,24],[31,4,31,5],[32,4,32,5],[33,4,33,5],[34,4,34,5],[35,4,35,5],[31,6,31,7],[32,6,32,7],[33,6,33,7],[34,6,34,7],[5,4,5,24],[35,6,35,7],[36,6,36,7],[37,6,37,7],[38,6,38,7],[6,4,6,24],[7,4,7,24],[8,4,8,24],[12,4,12,24],[9,4,9,24],[10,4,10,24],[36,4,36,5],[37,4,37,5],[38,4,38,5],[17,4,17,24],[18,4,18,24],[19,4,19,24],[21,4,21,24],[22,4,22,24],[23,4,23,24],[24,4,24,24],[26,4,26,24],[27,4,27,24],[20,4,20,24],[96,5,98,5],[96,6,96,13],[97,6,97,9],[97,10,97,13],[147,4,148,4],[138,8,139,8],[124,4,125,4],[124,5,125,5],[124,6,124,8],[110,6,110,11],[96,4,98,4],[110,4,112,4],[146,4,146,24],[147,7,148,7],[139,9,139,11],[111,6,111,8],[111,9,111,11],[137,4,137,14],[124,9,124,11],[110,5,112,5],[138,4,139,4],[138,5,139,7],[138,12,139,12],[138,13,139,13]]}
[null,null,null,null,"Connecticut Reporting Summary"]
[]
[null,null,{"$f":"5/0","v":{"$error":"#DIV/0!"}}]
[]
[null,null,null,null,"Table of Contents"]
[null,null,null,null,{"$f":"E31","v":"Table 1a. General Information"}]
[null,null,null,null,{"$f":"E42","v":"Table 1b. General Information Imported from the Compliance Form"}]
[null,null,null,null,{"$f":"E50","v":"Table 2a. Site Energy Consumption and Savings by End Use and Fuel"}]
[null,null,{"$f":"IF(Lists_Exceptional_Calcs=\"Yes\",1,5/0)","v":{"$error":"#DIV/0!"}},null,{"$f":"E75","v":"Table 2b. Site Energy Consumption and Savings by End Use and Fuel Including Capped Exceptional Calculations"}]
[null,null,null,null,{"$f":"E88","v":"Table 3a. Site Energy Usage Index (EUI) Savings"}]
[null,null,{"$f":"IF(Lists_Exceptional_Calcs=\"Yes\",1,5/0)","v":{"$error":"#DIV/0!"}},null,{"$f":"E92","v":"Table 3b. Site Energy Usage Index (EUI) Savings Including Capped Exceptional Calculations"}]
[null,null,null,null,{"$f":"E96","v":"Table 4a. Coincident Peak Electric Demand: Summer"}]
[null,null,null,null,{"$f":"E110","v":"Table 4b. Coincident Peak Electric Demand: Winter"}]
[null,null,null,null,{"$f":"E124","v":"Table 5. Electricity Peak Demand Reduction by End Use"}]
[null,null,null,null,{"$f":"E137","v":"Table 6. Peak Gas Demand"},null,null,null,null,null,null,null,null,null,{"$f":"AM48","v":0},{"$f":"AN48","v":0},0,0,0,{"$f":"AR48","v":0}]
[null,null,null,null,{"$f":"E146","v":"Table 7: Exterior/Parking Garage Lighting Site Energy Savings, kWh"}]
[null,null,null,null,{"$f":"E153","v":"Table 8: Exterior/Parking Garage Lighting Coincident Peak Demand: Summer & Winter"}]
[null,null,null,null,{"$f":"E160","v":"Table 9: Heat Pump Heating Tonnage Equivalents"}]
[null,null,{"$f":"IF(OR(IFERROR(SUM(INDEX(SEEUPF_EndUse_Fuel_EC_Cap,,MATCH($E$174,SEEUPF_EndUse_Fuel_EC_Cap_Labels,0))),0)>0,IFERROR(SUM(INDEX(SEEUPF_EndUse_Fuel_EC_Cap,,MATCH($E$175,SEEUPF_EndUse_Fuel_EC_Cap_Labels,0))),0)>0,IFERROR(SUM(INDEX(SEEUPF_EndUse_Fuel_EC_Cap,,MATCH($E$176,SEEUPF_EndUse_Fuel_EC_Cap_Labels,0))),0)>0),1,5/0)","v":{"$error":"#DIV/0!"}},null,{"$f":"E167","v":"Table 10: District Energy Conversion to Electricity and/or Fossil Fuel Usage"}]
[null,null,{"$f":"IF($AK$174=1,1,5/0)","v":{"$error":"#DIV/0!"}},null,{"$f":"E180","v":"Table 11. Coincident Peak District Cooling Demand: Summer Btu/hr"}]
[null,null,{"$f":"IF($AK$174=1,1,5/0)","v":{"$error":"#DIV/0!"}},null,{"$f":"E194","v":"Table 12. Coincident Peak District Cooling Demand: Winter Btu/hr"}]
[null,null,{"$f":"IF($AK$175=1,1,5/0)","v":{"$error":"#DIV/0!"}},null,{"$f":"E208","v":"Table 13. Coincident Peak District Hot Water Demand: Summer Btu/hr"}]
[null,null,{"$f":"IF($AK$175=1,1,5/0)","v":{"$error":"#DIV/0!"}},null,{"$f":"E222","v":"Table 14. Coincident Peak District Hot Water Demand: Winter Btu/hr"}]
[null,null,{"$f":"IF($AK$176=1,1,5/0)","v":{"$error":"#DIV/0!"}},null,{"$f":"E236","v":"Table 15. Coincident Peak District Steam Demand: Summer Btu/hr"}]
[null,null,{"$f":"IF($AK$176=1,1,5/0)","v":{"$error":"#DIV/0!"}},null,{"$f":"E250","v":"Table 16. Coincident Peak District Steam Demand: Winter Btu/hr"}]
[null,null,{"$f":"5/0","v":{"$error":"#DIV/0!"}}]
[null,null,{"$error":"#DIV/0!"}]
[null,null,{"$f":"5/0","v":{"$error":"#DIV/0!"}}]
[]
[]
[null,null,null,null,"Table 1a. General Information"]
[null,null,null,null,"Project Name",null,{"$f":"IF('Modeling Plan Charrette'!G16=0,\"\",'Modeling Plan Charrette'!G16)","v":""}]
[null,null,null,null,"Project ID",null,{"$f":"IF('Modeling Plan Charrette'!G17=0,\"\",'Modeling Plan Charrette'!G17)","v":""}]
[null,null,null,null,"Project Address",null,{"$f":"IF('Modeling Plan Charrette'!G18=0,\"\",'Modeling Plan Charrette'!G18)","v":""}]
[null,null,null,null,"City, State, ZIP",null,{"$f":"IF('Modeling Plan Charrette'!G19=0,\"\",'Modeling Plan Charrette'!G19)","v":", , "}]
[null,null,null,null,"Customer or Energy Modeler Project # (If Applicable)",null,{"$f":"IF('Modeling Plan Charrette'!G20=0,\"\",'Modeling Plan Charrette'!G20)","v":""}]
[null,null,null,null,"Building Fuel Source(s)",null,{"$f":"IFERROR(_xlfn.TEXTJOIN(\", \",TRUE,$AC$43:$AC$47),\"\")","v":""},null,{"$f":"IF(SUMPRODUCT(COUNTIF($AC$43:$AC$47,Ref_Lists_Del_Fuels))>0=TRUE,\"A delivered fuel has been reported. Please see Section 3.2 of the Energy Modeling Guidelines.\",\"\")","v":""}]
[null,null,null,null,"If the project uses district energy, does the owner of the district systems pay into the energy efficiency (EE) fund?",null,null,null,{"$f":"IF(OR(G38=\"Yes\",G38=\"No\"),\"Please see Section 7 of the Energy Modeling Guidelines for the modeling and incentive protocols for projects with district energy.\",\"\")","v":""}]
[null,null,null,null,"Does the project have a Combined Heat and Power (CHP) system?"]
[null,null,null,null,"Does the project use oil, propane, or non-firm gas?",null,null,null,{"$f":"IF(G40=\"Yes\",\"Please see Section 3.2 of the Energy Modeling Guidelines for the required modeling approach for delivered fuels.\",\"\")","v":""}]
[]
[null,null,null,null,"Table 1b. General Information Imported from the Compliance Form",null,null,null,"Go to Project Performance Tab",null,null,null,null,null,null,null,null,null,null,null,null,null,null,null,null,null,"Text for flags:",null,"Energy Types"]
[null,null,null,null,"Compliance Path",null,{"$f":"Import!$AB$16","v":0},null,null,null,null,null,null,null,null,null,null,null,null,null,null,null,null,null,null,null,"ASHRAE 90.1-2019: Appendix G",{"$f":"IF(G43<>AA43,\"FLAG\",\"\")","v":"FLAG"},{"$f":"IF(INDEX(ImportCostdata,AA53,1)=0,\"\",INDEX(ImportCostdata,AA53,1))","v":""}]
[null,null,null,null,"Climate Zone",null,{"$f":"Import!$AA$16","v":0},null,null,null,null,null,null,null,null,null,null,null,null,null,null,null,null,null,null,null,"5A",{"$f":"IF(G44<>AA44,\"FLAG\",\"\")","v":"FLAG"},{"$f":"IF(INDEX(ImportCostdata,AA54,1)=0,\"\",INDEX(ImportCostdata,AA54,1))","v":""}]
[null,null,null,null,"Conditioned Floor Area - New Construction",null,{"$f":"Perf_CondNC_SF","v":0},null,null,null,null,null,null,null,null,null,null,null,null,null,null,null,null,null,null,null,"Exterior lighting",{"$f":"IF(SUMIF(INDEX(SEEUPF_EndUse_Fuel_NoEC,,COLUMN('Performance by End Use & Fuel'!$E$71)-4),\"Exterior lighting\",INDEX(SEEUPF_EndUse_Fuel_NoEC,,COLUMN('Performance by End Use & Fuel'!$Z$71)-4))>0,\"FLAG\",\"\")","v":""},{"$f":"IF(INDEX(ImportCostdata,AA55,1)=0,\"\",INDEX(ImportCostdata,AA55,1))","v":""}]
[null,null,null,null,"Conditioned Floor Area - Renovation",null,{"$f":"Perf_CondRen_SF","v":0},null,null,null,null,null,null,null,null,null,null,null,null,null,null,null,null,null,null,null,"Fan - parking garage",{"$f":"IF(SUMIF(INDEX(SEEUPF_EndUse_Fuel_NoEC,,COLUMN('Performance by End Use & Fuel'!$E$71)-4),\"Fans - parking garage\",INDEX(SEEUPF_EndUse_Fuel_NoEC,,COLUMN('Performance by End Use & Fuel'!$Z$71)-4))>0,\"FLAG\",\"\")","v":""},{"$f":"IF(INDEX(ImportCostdata,AA56,1)=0,\"\",INDEX(ImportCostdata,AA56,1))","v":""}]
[null,null,null,null,"Semi-Heated and Unconditioned Floor Area - New Construction",null,{"$f":"Perf_UncondNC_SF","v":0},null,null,null,null,null,null,null,null,null,null,null,null,null,null,null,null,null,null,null,null,null,{"$f":"IF(INDEX(ImportCostdata,AA57,1)=0,\"\",INDEX(ImportCostdata,AA57,1))","v":""},1,1,1,{"$f":"AD47+1","v":2},{"$f":"AE47+1","v":2},2,3,3,3,4,4,4,5,5,{"$f":"AO47+1","v":5}]
[null,null,null,null,"Semi-Heated and Unconditioned Floor Area - Renovation",null,{"$f":"Perf_UncondRen_SF","v":0},null,null,null,null,null,null,null,null,null,null,null,null,null,null,null,null,null,null,null,null,null,null,{"$f":"INDEX(ImportCostdata,AD47+1,COLUMN(Import!$A$74))","v":0},{"$f":"INDEX(ImportCostdata,AE47+1,COLUMN(Import!$A$74))","v":0},{"$f":"INDEX(ImportCostdata,AF47+1,COLUMN(Import!$A$74))","v":0},{"$f":"INDEX(ImportCostdata,AG47+1,COLUMN(Import!$A$74))","v":0},{"$f":"INDEX(ImportCostdata,AH47+1,COLUMN(Import!$A$74))","v":0},{"$f":"INDEX(ImportCostdata,AI47+1,COLUMN(Import!$A$74))","v":0},{"$f":"INDEX(ImportCostdata,AJ47+1,COLUMN(Import!$A$74))","v":0},{"$f":"INDEX(ImportCostdata,AK47+1,COLUMN(Import!$A$74))","v":0},{"$f":"INDEX(ImportCostdata,AL47+1,COLUMN(Import!$A$74))","v":0},{"$f":"INDEX(ImportCostdata,AM47+1,COLUMN(Import!$A$74))","v":0},{"$f":"INDEX(ImportCostdata,AN47+1,COLUMN(Import!$A$74))","v":0},{"$f":"INDEX(ImportCostdata,AO47+1,COLUMN(Import!$A$74))","v":0},{"$f":"INDEX(ImportCostdata,AP47+1,COLUMN(Import!$A$74))","v":0},{"$f":"INDEX(ImportCostdata,AQ47+1,COLUMN(Import!$A$74))","v":0},{"$f":"INDEX(ImportCostdata,AR47+1,COLUMN(Import!$A$74))","v":0}]
[null,null,null,null,null,null,null,null,null,null,null,null,null,null,null,null,null,null,null,null,null,null,null,null,null,null,null,null,"Unit from AHJ tab",{"$f":"IFERROR(INDEX(Perf_ConversionFactors_Submitter,MATCH(AD48,INDEX(Perf_ConversionFactors_Submitter,,'Project Performance'!$E$88),0),'Project Performance'!$F$88),\"\")","v":0},{"$f":"IFERROR(INDEX(Perf_ConversionFactors_Submitter,MATCH(AE48,INDEX(Perf_ConversionFactors_Submitter,,'Project Performance'!$E$88),0),'Project Performance'!$F$88),\"\")","v":0},{"$f":"IFERROR(INDEX(Perf_ConversionFactors_Submitter,MATCH(AF48,INDEX(Perf_ConversionFactors_Submitter,,'Project Performance'!$E$88),0),'Project Performance'!$F$88),\"\")","v":0},{"$f":"IFERROR(INDEX(Perf_ConversionFactors_Submitter,MATCH(AG48,INDEX(Perf_ConversionFactors_Submitter,,'Project Performance'!$E$88),0),'Project Performance'!$F$88),\"\")","v":0},{"$f":"IFERROR(INDEX(Perf_ConversionFactors_Submitter,MATCH(AH48,INDEX(Perf_ConversionFactors_Submitter,,'Project Performance'!$E$88),0),'Project Performance'!$F$88),\"\")","v":0},{"$f":"IFERROR(INDEX(Perf_ConversionFactors_Submitter,MATCH(AI48,INDEX(Perf_ConversionFactors_Submitter,,'Project Performance'!$E$88),0),'Project Performance'!$F$88),\"\")","v":0},{"$f":"IFERROR(INDEX(Perf_ConversionFactors_Submitter,MATCH(AJ48,INDEX(Perf_ConversionFactors_Submitter,,'Project Performance'!$E$88),0),'Project Performance'!$F$88),\"\")","v":0},{"$f":"IFERROR(INDEX(Perf_ConversionFactors_Submitter,MATCH(AK48,INDEX(Perf_ConversionFactors_Submitter,,'Project Performance'!$E$88),0),'Project Performance'!$F$88),\"\")","v":0},{"$f":"IFERROR(INDEX(Perf_ConversionFactors_Submitter,MATCH(AL48,INDEX(Perf_ConversionFactors_Submitter,,'Project Performance'!$E$88),0),'Project Performance'!$F$88),\"\")","v":0},{"$f":"IFERROR(INDEX(Perf_ConversionFactors_Submitter,MATCH(AM48,INDEX(Perf_ConversionFactors_Submitter,,'Project Performance'!$E$88),0),'Project Performance'!$F$88),\"\")","v":0},{"$f":"IFERROR(INDEX(Perf_ConversionFactors_Submitter,MATCH(AN48,INDEX(Perf_ConversionFactors_Submitter,,'Project Performance'!$E$88),0),'Project Performance'!$F$88),\"\")","v":0},{"$f":"IFERROR(INDEX(Perf_ConversionFactors_Submitter,MATCH(AO48,INDEX(Perf_ConversionFactors_Submitter,,'Project Performance'!$E$88),0),'Project Performance'!$F$88),\"\")","v":0},{"$f":"IFERROR(INDEX(Perf_ConversionFactors_Submitter,MATCH(AP48,INDEX(Perf_ConversionFactors_Submitter,,'Project Performance'!$E$88),0),'Project Performance'!$F$88),\"\")","v":0},{"$f":"IFERROR(INDEX(Perf_ConversionFactors_Submitter,MATCH(AQ48,INDEX(Perf_ConversionFactors_Submitter,,'Project Performance'!$E$88),0),'Project Performance'!$F$88),\"\")","v":0},{"$f":"IFERROR(INDEX(Perf_ConversionFactors_Submitter,MATCH(AR48,INDEX(Perf_ConversionFactors_Submitter,,'Project Performance'!$E$88),0),'Project Performance'!$F$88),\"\")","v":0}]
[null,null,null,null,{"$f":"IF(Lists_Exceptional_Calcs=\"Yes\",\"Table 2a. Site Energy Consumption and Savings by End Use and Fuel Excluding Exceptional Calculations\",\"Table 2a. Site Energy Consumption and Savings by End Use and Fuel\")","v":"Table 2a. Site Energy Consumption and Savings by End Use and Fuel"},null,null,null,null,null,null,null,null,null,null,null,null,null,null,null,null,null,null,null,null,null,null,null,"MMBtu to Units Conversion",{"$f":"IFERROR(INDEX(Perf_ConversionFactors_Submitter,MATCH(AD48,INDEX(Perf_ConversionFactors_Submitter,,'Project Performance'!$E$88),0),'Project Performance'!$K$88),\"\")","v":0},{"$f":"IFERROR(INDEX(Perf_ConversionFactors_Submitter,MATCH(AE48,INDEX(Perf_ConversionFactors_Submitter,,'Project Performance'!$E$88),0),'Project Performance'!$K$88),\"\")","v":0},{"$f":"IFERROR(INDEX(Perf_ConversionFactors_Submitter,MATCH(AF48,INDEX(Perf_ConversionFactors_Submitter,,'Project Performance'!$E$88),0),'Project Performance'!$K$88),\"\")","v":0},{"$f":"IFERROR(INDEX(Perf_ConversionFactors_Submitter,MATCH(AG48,INDEX(Perf_ConversionFactors_Submitter,,'Project Performance'!$E$88),0),'Project Performance'!$K$88),\"\")","v":0},{"$f":"IFERROR(INDEX(Perf_ConversionFactors_Submitter,MATCH(AH48,INDEX(Perf_ConversionFactors_Submitter,,'Project Performance'!$E$88),0),'Project Performance'!$K$88),\"\")","v":0},{"$f":"IFERROR(INDEX(Perf_ConversionFactors_Submitter,MATCH(AI48,INDEX(Perf_ConversionFactors_Submitter,,'Project Performance'!$E$88),0),'Project Performance'!$K$88),\"\")","v":0},{"$f":"IFERROR(INDEX(Perf_ConversionFactors_Submitter,MATCH(AJ48,INDEX(Perf_ConversionFactors_Submitter,,'Project Performance'!$E$88),0),'Project Performance'!$K$88),\"\")","v":0},{"$f":"IFERROR(INDEX(Perf_ConversionFactors_Submitter,MATCH(AK48,INDEX(Perf_ConversionFactors_Submitter,,'Project Performance'!$E$88),0),'Project Performance'!$K$88),\"\")","v":0},{"$f":"IFERROR(INDEX(Perf_ConversionFactors_Submitter,MATCH(AL48,INDEX(Perf_ConversionFactors_Submitter,,'Project Performance'!$E$88),0),'Project Performance'!$K$88),\"\")","v":0},{"$f":"IFERROR(INDEX(Perf_ConversionFactors_Submitter,MATCH(AM48,INDEX(Perf_ConversionFactors_Submitter,,'Project Performance'!$E$88),0),'Project Performance'!$K$88),\"\")","v":0},{"$f":"IFERROR(INDEX(Perf_ConversionFactors_Submitter,MATCH(AN48,INDEX(Perf_ConversionFactors_Submitter,,'Project Performance'!$E$88),0),'Project Performance'!$K$88),\"\")","v":0},{"$f":"IFERROR(INDEX(Perf_ConversionFactors_Submitter,MATCH(AO48,INDEX(Perf_ConversionFactors_Submitter,,'Project Performance'!$E$88),0),'Project Performance'!$K$88),\"\")","v":0},{"$f":"IFERROR(INDEX(Perf_ConversionFactors_Submitter,MATCH(AP48,INDEX(Perf_ConversionFactors_Submitter,,'Project Performance'!$E$88),0),'Project Performance'!$K$88),\"\")","v":0},{"$f":"IFERROR(INDEX(Perf_ConversionFactors_Submitter,MATCH(AQ48,INDEX(Perf_ConversionFactors_Submitter,,'Project Performance'!$E$88),0),'Project Performance'!$K$88),\"\")","v":0},{"$f":"IFERROR(INDEX(Perf_ConversionFactors_Submitter,MATCH(AR48,INDEX(Perf_ConversionFactors_Submitter,,'Project Performance'!$E$88),0),'Project Performance'!$K$88),\"\")","v":0},null,null,null,null,1,1,1,{"$f":"AW50+1","v":2},{"$f":"AX50+1","v":2},2,3,3,3,4,4,4,5,5,{"$f":"BH50+1","v":5}]
[null,null,{"$f":"5/0","v":{"$error":"#DIV/0!"}},null,1,2,3,4,5,6,7,8,9,10,11,12,13,14,15,16,17,18,19,null,null,null,null,null,null,3,4,5,{"$f":"AD51+4","v":7},{"$f":"AE51+4","v":8},9,{"$f":"AG51+4","v":11},{"$f":"AH51+4","v":12},{"$f":"AI51+4","v":13},15,{"$f":"AK51+4","v":16},{"$f":"AL51+4","v":17},19,{"$f":"AN51+4","v":20},{"$f":"AO51+4","v":21},23,{"$f":"AQ51+4","v":24},26,null,{"$f":"INDEX(ImportCostdata,AW50+1,COLUMN(Import!$A$74))","v":0},{"$f":"INDEX(ImportCostdata,AX50+1,COLUMN(Import!$A$74))","v":0},{"$f":"INDEX(ImportCostdata,AY50+1,COLUMN(Import!$A$74))","v":0},{"$f":"INDEX(ImportCostdata,AZ50+1,COLUMN(Import!$A$74))","v":0},{"$f":"INDEX(ImportCostdata,BA50+1,COLUMN(Import!$A$74))","v":0},{"$f":"INDEX(ImportCostdata,BB50+1,COLUMN(Import!$A$74))","v":0},{"$f":"INDEX(ImportCostdata,BC50+1,COLUMN(Import!$A$74))","v":0},{"$f":"INDEX(ImportCostdata,BD50+1,COLUMN(Import!$A$74))","v":0},{"$f":"INDEX(ImportCostdata,BE50+1,COLUMN(Import!$A$74))","v":0},{"$f":"INDEX(ImportCostdata,BF50+1,COLUMN(Import!$A$74))","v":0},{"$f":"INDEX(ImportCostdata,BG50+1,COLUMN(Import!$A$74))","v":0},{"$f":"INDEX(ImportCostdata,BH50+1,COLUMN(Import!$A$74))","v":0},{"$f":"INDEX(ImportCostdata,BI50+1,COLUMN(Import!$A$74))","v":0},{"$f":"INDEX(ImportCostdata,BJ50+1,COLUMN(Import!$A$74))","v":0},{"$f":"INDEX(ImportCostdata,BK50+1,COLUMN(Import!$A$74))","v":0}]
[null,null,null,null,"End Use",{"$f":"\"ASHRAE 90.1 \"&Lists_Modeling_Protocol_Year&\" Adjusted Baseline \"&AD48&\" Site Energy (\"&AD49&\")\"","v":{"$error":"#VALUE!"}},{"$f":"\"Proposed \" & AE48 & \" Site Energy (\" & AE49 & \")\"","v":"Proposed 0 Site Energy (0)"},{"$f":"AF48 & \" Site Energy Savings (\" & AF49 & \")\"","v":"0 Site Energy Savings (0)"},{"$f":"\"ASHRAE 90.1 \"&Lists_Modeling_Protocol_Year&\" Adjusted Baseline \"&AG48&\" Site Energy (\"&AG49&\")\"","v":{"$error":"#VALUE!"}},{"$f":"\"Proposed \" & AH48 & \" Site Energy (\" & AH49 & \")\"","v":"Proposed 0 Site Energy (0)"},{"$f":"AI48 & \" Site Energy Savings (\" & AI49 & \")\"","v":"0 Site Energy Savings (0)"},{"$f":"\"ASHRAE 90.1 \"&Lists_Modeling_Protocol_Year&\" Adjusted Baseline \"&AJ48&\" Site Energy (\"&AJ49&\")\"","v":{"$error":"#VALUE!"}},{"$f":"\"Proposed \" & AK48 & \" Site Energy (\" & AK49 & \")\"","v":"Proposed 0 Site Energy (0)"},{"$f":"AL48 & \" Site Energy Savings (\" & AL49 & \")\"","v":"0 Site Energy Savings (0)"},{"$f":"\"ASHRAE 90.1 \"&Lists_Modeling_Protocol_Year&\" Adjusted Baseline \"&AM48&\" Site Energy (\"&AM49&\")\"","v":{"$error":"#VALUE!"}},{"$f":"\"Proposed \" & AN48 & \" Site Energy (\" & AN49 & \")\"","v":"Proposed 0 Site Energy (0)"},{"$f":"AO48 & \" Site Energy Savings (\" & AO49 & \")\"","v":"0 Site Energy Savings (0)"},{"$f":"\"ASHRAE 90.1 \"&Lists_Modeling_Protocol_Year&\" Adjusted Baseline \"&AP48&\" Site Energy (\"&AP49&\")\"","v":{"$error":"#VALUE!"}},{"$f":"\"Proposed \" & AQ48 & \" Site Energy (\" & AQ49 & \")\"","v":"Proposed 0 Site Energy (0)"},{"$f":"AR48 & \" Site Energy Savings (\" & AR49 & \")\"","v":"0 Site Energy Savings (0)"},{"$f":"\"Total ASHRAE 90.1 \" & Lists_Modeling_Protocol_Year & \" Adjusted Baseline Site Energy (MMBtu)\"","v":{"$error":"#VALUE!"}},"Total Proposed Site Energy (MMBtu)","Total Site Energy Savings (MMBtu)",null,null,null,1,"End Use","Category",{"$f":"INDEX(SEEUPF_EndUse_Fuel_NoEC,$AA52,AD$51)","v":{"$error":"#VALUE!"}},{"$f":"INDEX(SEEUPF_EndUse_Fuel_NoEC,$AA52,AE$51)","v":"Proposed 0 Site Energy (MMBtu)"},{"$f":"INDEX(SEEUPF_EndUse_Fuel_NoEC,$AA52,AF$51)","v":"0 Site Energy Savings (MMBtu)"},{"$f":"INDEX(SEEUPF_EndUse_Fuel_NoEC,$AA52,AG$51)","v":{"$error":"#VALUE!"}},{"$f":"INDEX(SEEUPF_EndUse_Fuel_NoEC,$AA52,AH$51)","v":"Proposed 0 Site Energy (MMBtu)"},{"$f":"INDEX(SEEUPF_EndUse_Fuel_NoEC,$AA52,AI$51)","v":"0 Site Energy Savings (MMBtu)"},{"$f":"INDEX(SEEUPF_EndUse_Fuel_NoEC,$AA52,AJ$51)","v":{"$error":"#VALUE!"}},{"$f":"INDEX(SEEUPF_EndUse_Fuel_NoEC,$AA52,AK$51)","v":"Proposed 0 Site Energy (MMBtu)"},{"$f":"INDEX(SEEUPF_EndUse_Fuel_NoEC,$AA52,AL$51)","v":"0 Site Energy Savings (MMBtu)"},{"$f":"INDEX(SEEUPF_EndUse_Fuel_NoEC,$AA52,AM$51)","v":{"$error":"#VALUE!"}},{"$f":"INDEX(SEEUPF_EndUse_Fuel_NoEC,$AA52,AN$51)","v":"Proposed 0 Site Energy (MMBtu)"},{"$f":"INDEX(SEEUPF_EndUse_Fuel_NoEC,$AA52,AO$51)","v":"0 Site Energy Savings (MMBtu)"},{"$f":"INDEX(SEEUPF_EndUse_Fuel_NoEC,$AA52,AP$51)","v":{"$error":"#VALUE!"}},{"$f":"INDEX(SEEUPF_EndUse_Fuel_NoEC,$AA52,AQ$51)","v":"Proposed 0 Site Energy (MMBtu)"},{"$f":"INDEX(SEEUPF_EndUse_Fuel_NoEC,$AA52,AR$51)","v":"0 Site Energy Savings (MMBtu)"},{"$f":"INDEX(SEEUPF_EndUse_Fuel_NoEC,$AA52,AS$51)","v":{"$error":"#VALUE!"}},{"$f":"INDEX(SEEUPF_EndUse_Fuel_NoEC,$AA52,AT$51)","v":"Total Proposed Site Energy (MMBtu)"},{"$f":"INDEX(SEEUPF_EndUse_Fuel_NoEC,$AA52,AU$51)","v":{"$error":"#VALUE!"}},null,{"$f":"\"Adjusted baseline in units - \"&AW51","v":"Adjusted baseline in units - 0"},{"$f":"\"Proposed in units - \" & AX51","v":"Proposed in units - 0"},{"$f":"\"Savings in units - \"&AY51","v":"Savings in units - 0"},{"$f":"\"Adjusted baseline in units - \"&AZ51","v":"Adjusted baseline in units - 0"},{"$f":"\"Proposed in units - \" & BA51","v":"Proposed in units - 0"},{"$f":"\"Savings in units - \"&BB51","v":"Savings in units - 0"},{"$f":"\"Adjusted baseline in units - \"&BC51","v":"Adjusted baseline in units - 0"},{"$f":"\"Proposed in units - \" & BD51","v":"Proposed in units - 0"},{"$f":"\"Savings in units - \"&BE51","v":"Savings in units - 0"},{"$f":"\"Adjusted baseline in units - \"&BF51","v":"Adjusted baseline in units - 0"},{"$f":"\"Proposed in units - \" & BG51","v":"Proposed in units - 0"},{"$f":"\"Savings in units - \"&BH51","v":"Savings in units - 0"},{"$f":"\"Adjusted baseline in units - \"&BI51","v":"Adjusted baseline in units - 0"},{"$f":"\"Proposed in units - \" & BJ51","v":"Proposed in units - 0"},{"$f":"\"Savings in units - \"&BK51","v":"Savings in units - 0"}]
[null,null,null,null,"Lighting",{"$f":"IFERROR(SUMPRODUCT(AW$53:AW$70,--($AC$53:$AC$70=$E53)),\"\")","v":""},{"$f":"IFERROR(SUMPRODUCT(AX$53:AX$70,--($AC$53:$AC$70=$E53)),\"\")","v":""},{"$f":"IFERROR(SUMPRODUCT(AY$53:AY$70,--($AC$53:$AC$70=$E53)),\"\")","v":""},{"$f":"IFERROR(SUMPRODUCT(AZ$53:AZ$70,--($AC$53:$AC$70=$E53)),\"\")","v":""},{"$f":"IFERROR(SUMPRODUCT(BA$53:BA$70,--($AC$53:$AC$70=$E53)),\"\")","v":""},{"$f":"IFERROR(SUMPRODUCT(BB$53:BB$70,--($AC$53:$AC$70=$E53)),\"\")","v":""},{"$f":"IFERROR(SUMPRODUCT(BC$53:BC$70,--($AC$53:$AC$70=$E53)),\"\")","v":""},{"$f":"IFERROR(SUMPRODUCT(BD$53:BD$70,--($AC$53:$AC$70=$E53)),\"\")","v":""},{"$f":"IFERROR(SUMPRODUCT(BE$53:BE$70,--($AC$53:$AC$70=$E53)),\"\")","v":""},{"$f":"IFERROR(SUMPRODUCT(BF$53:BF$70,--($AC$53:$AC$70=$E53)),\"\")","v":""},{"$f":"IFERROR(SUMPRODUCT(BG$53:BG$70,--($AC$53:$AC$70=$E53)),\"\")","v":""},{"$f":"IFERROR(SUMPRODUCT(BH$53:BH$70,--($AC$53:$AC$70=$E53)),\"\")","v":""},{"$f":"IFERROR(SUMPRODUCT(BI$53:BI$70,--($AC$53:$AC$70=$E53)),\"\")","v":""},{"$f":"IFERROR(SUMPRODUCT(BJ$53:BJ$70,--($AC$53:$AC$70=$E53)),\"\")","v":""},{"$f":"IFERROR(SUMPRODUCT(BK$53:BK$70,--($AC$53:$AC$70=$E53)),\"\")","v":""},{"$f":"IFERROR(SUMPRODUCT(AS$53:AS$70,--($AC$53:$AC$70=$E53)),\"\")","v":0},{"$f":"IFERROR(SUMPRODUCT(AT$53:AT$70,--($AC$53:$AC$70=$E53)),\"\")","v":0},{"$f":"IFERROR(SUMPRODUCT(AU$53:AU$70,--($AC$53:$AC$70=$E53)),\"\")","v":0},null,null,null,2,"Interior lighting","Lighting",{"$f":"INDEX(SEEUPF_EndUse_Fuel_NoEC,$AA53,AD$51)","v":0},{"$f":"INDEX(SEEUPF_EndUse_Fuel_NoEC,$AA53,AE$51)","v":0},{"$f":"INDEX(SEEUPF_EndUse_Fuel_NoEC,$AA53,AF$51)","v":0},{"$f":"INDEX(SEEUPF_EndUse_Fuel_NoEC,$AA53,AG$51)","v":0},{"$f":"INDEX(SEEUPF_EndUse_Fuel_NoEC,$AA53,AH$51)","v":0},{"$f":"INDEX(SEEUPF_EndUse_Fuel_NoEC,$AA53,AI$51)","v":0},{"$f":"INDEX(SEEUPF_EndUse_Fuel_NoEC,$AA53,AJ$51)","v":0},{"$f":"INDEX(SEEUPF_EndUse_Fuel_NoEC,$AA53,AK$51)","v":0},{"$f":"INDEX(SEEUPF_EndUse_Fuel_NoEC,$AA53,AL$51)","v":0},{"$f":"INDEX(SEEUPF_EndUse_Fuel_NoEC,$AA53,AM$51)","v":0},{"$f":"INDEX(SEEUPF_EndUse_Fuel_NoEC,$AA53,AN$51)","v":0},{"$f":"INDEX(SEEUPF_EndUse_Fuel_NoEC,$AA53,AO$51)","v":0},{"$f":"INDEX(SEEUPF_EndUse_Fuel_NoEC,$AA53,AP$51)","v":0},{"$f":"INDEX(SEEUPF_EndUse_Fuel_NoEC,$AA53,AQ$51)","v":0},{"$f":"INDEX(SEEUPF_EndUse_Fuel_NoEC,$AA53,AR$51)","v":0},{"$f":"INDEX(SEEUPF_EndUse_Fuel_NoEC,$AA53,AS$51)","v":0},{"$f":"INDEX(SEEUPF_EndUse_Fuel_NoEC,$AA53,AT$51)","v":0},{"$f":"INDEX(SEEUPF_EndUse_Fuel_NoEC,$AA53,AU$51)","v":0},null,{"$f":"AD53*1000/AD$50","v":{"$error":"#DIV/0!"}},{"$f":"AE53*1000/AE$50","v":{"$error":"#DIV/0!"}},{"$error":"#DIV/0!"},{"$error":"#DIV/0!"},{"$error":"#DIV/0!"},{"$error":"#DIV/0!"},{"$error":"#DIV/0!"},{"$error":"#DIV/0!"},{"$error":"#DIV/0!"},{"$error":"#DIV/0!"},{"$error":"#DIV/0!"},{"$error":"#DIV/0!"},{"$error":"#DIV/0!"},{"$error":"#DIV/0!"},{"$error":"#DIV/0!"}]
[null,null,null,null,"Cooling",{"$f":"IFERROR(SUMPRODUCT(AW$53:AW$70,--($AC$53:$AC$70=$E54)),\"\")","v":""},{"$f":"IFERROR(SUMPRODUCT(AX$53:AX$70,--($AC$53:$AC$70=$E54)),\"\")","v":""},{"$f":"IFERROR(SUMPRODUCT(AY$53:AY$70,--($AC$53:$AC$70=$E54)),\"\")","v":""},{"$f":"IFERROR(SUMPRODUCT(AZ$53:AZ$70,--($AC$53:$AC$70=$E54)),\"\")","v":""},{"$f":"IFERROR(SUMPRODUCT(BA$53:BA$70,--($AC$53:$AC$70=$E54)),\"\")","v":""},{"$f":"IFERROR(SUMPRODUCT(BB$53:BB$70,--($AC$53:$AC$70=$E54)),\"\")","v":""},{"$f":"IFERROR(SUMPRODUCT(BC$53:BC$70,--($AC$53:$AC$70=$E54)),\"\")","v":""},{"$f":"IFERROR(SUMPRODUCT(BD$53:BD$70,--($AC$53:$AC$70=$E54)),\"\")","v":""},{"$f":"IFERROR(SUMPRODUCT(BE$53:BE$70,--($AC$53:$AC$70=$E54)),\"\")","v":""},{"$f":"IFERROR(SUMPRODUCT(BF$53:BF$70,--($AC$53:$AC$70=$E54)),\"\")","v":""},{"$f":"IFERROR(SUMPRODUCT(BG$53:BG$70,--($AC$53:$AC$70=$E54)),\"\")","v":""},{"$f":"IFERROR(SUMPRODUCT(BH$53:BH$70,--($AC$53:$AC$70=$E54)),\"\")","v":""},{"$f":"IFERROR(SUMPRODUCT(BI$53:BI$70,--($AC$53:$AC$70=$E54)),\"\")","v":""},{"$f":"IFERROR(SUMPRODUCT(BJ$53:BJ$70,--($AC$53:$AC$70=$E54)),\"\")","v":""},{"$f":"IFERROR(SUMPRODUCT(BK$53:BK$70,--($AC$53:$AC$70=$E54)),\"\")","v":""},{"$f":"IFERROR(SUMPRODUCT(AS$53:AS$70,--($AC$53:$AC$70=$E54)),\"\")","v":0},{"$f":"IFERROR(SUMPRODUCT(AT$53:AT$70,--($AC$53:$AC$70=$E54)),\"\")","v":0},{"$f":"IFERROR(SUMPRODUCT(AU$53:AU$70,--($AC$53:$AC$70=$E54)),\"\")","v":0},null,null,null,3,"Interior lighting (unregulated)","Lighting",{"$f":"INDEX(SEEUPF_EndUse_Fuel_NoEC,$AA54,AD$51)","v":0},{"$f":"INDEX(SEEUPF_EndUse_Fuel_NoEC,$AA54,AE$51)","v":0},{"$f":"INDEX(SEEUPF_EndUse_Fuel_NoEC,$AA54,AF$51)","v":0},{"$f":"INDEX(SEEUPF_EndUse_Fuel_NoEC,$AA54,AG$51)","v":0},{"$f":"INDEX(SEEUPF_EndUse_Fuel_NoEC,$AA54,AH$51)","v":0},{"$f":"INDEX(SEEUPF_EndUse_Fuel_NoEC,$AA54,AI$51)","v":0},{"$f":"INDEX(SEEUPF_EndUse_Fuel_NoEC,$AA54,AJ$51)","v":0},{"$f":"INDEX(SEEUPF_EndUse_Fuel_NoEC,$AA54,AK$51)","v":0},{"$f":"INDEX(SEEUPF_EndUse_Fuel_NoEC,$AA54,AL$51)","v":0},{"$f":"INDEX(SEEUPF_EndUse_Fuel_NoEC,$AA54,AM$51)","v":0},{"$f":"INDEX(SEEUPF_EndUse_Fuel_NoEC,$AA54,AN$51)","v":0},{"$f":"INDEX(SEEUPF_EndUse_Fuel_NoEC,$AA54,AO$51)","v":0},{"$f":"INDEX(SEEUPF_EndUse_Fuel_NoEC,$AA54,AP$51)","v":0},{"$f":"INDEX(SEEUPF_EndUse_Fuel_NoEC,$AA54,AQ$51)","v":0},{"$f":"INDEX(SEEUPF_EndUse_Fuel_NoEC,$AA54,AR$51)","v":0},{"$f":"INDEX(SEEUPF_EndUse_Fuel_NoEC,$AA54,AS$51)","v":0},{"$f":"INDEX(SEEUPF_EndUse_Fuel_NoEC,$AA54,AT$51)","v":0},{"$f":"INDEX(SEEUPF_EndUse_Fuel_NoEC,$AA54,AU$51)","v":0},null,{"$f":"AD54*1000/AD$50","v":{"$error":"#DIV/0!"}},{"$error":"#DIV/0!"},{"$error":"#DIV/0!"},{"$error":"#DIV/0!"},{"$error":"#DIV/0!"},{"$error":"#DIV/0!"},{"$error":"#DIV/0!"},{"$error":"#DIV/0!"},{"$error":"#DIV/0!"},{"$error":"#DIV/0!"},{"$error":"#DIV/0!"},{"$error":"#DIV/0!"},{"$error":"#DIV/0!"},{"$error":"#DIV/0!"},{"$error":"#DIV/0!"}]
[null,null,null,null,"Heating",{"$f":"IFERROR(SUMPRODUCT(AW$53:AW$70,--($AC$53:$AC$70=$E55)),\"\")","v":""},{"$f":"IFERROR(SUMPRODUCT(AX$53:AX$70,--($AC$53:$AC$70=$E55)),\"\")","v":""},{"$f":"IFERROR(SUMPRODUCT(AY$53:AY$70,--($AC$53:$AC$70=$E55)),\"\")","v":""},{"$f":"IFERROR(SUMPRODUCT(AZ$53:AZ$70,--($AC$53:$AC$70=$E55)),\"\")","v":""},{"$f":"IFERROR(SUMPRODUCT(BA$53:BA$70,--($AC$53:$AC$70=$E55)),\"\")","v":""},{"$f":"IFERROR(SUMPRODUCT(BB$53:BB$70,--($AC$53:$AC$70=$E55)),\"\")","v":""},{"$f":"IFERROR(SUMPRODUCT(BC$53:BC$70,--($AC$53:$AC$70=$E55)),\"\")","v":""},{"$f":"IFERROR(SUMPRODUCT(BD$53:BD$70,--($AC$53:$AC$70=$E55)),\"\")","v":""},{"$f":"IFERROR(SUMPRODUCT(BE$53:BE$70,--($AC$53:$AC$70=$E55)),\"\")","v":""},{"$f":"IFERROR(SUMPRODUCT(BF$53:BF$70,--($AC$53:$AC$70=$E55)),\"\")","v":""},{"$f":"IFERROR(SUMPRODUCT(BG$53:BG$70,--($AC$53:$AC$70=$E55)),\"\")","v":""},{"$f":"IFERROR(SUMPRODUCT(BH$53:BH$70,--($AC$53:$AC$70=$E55)),\"\")","v":""},{"$f":"IFERROR(SUMPRODUCT(BI$53:BI$70,--($AC$53:$AC$70=$E55)),\"\")","v":""},{"$f":"IFERROR(SUMPRODUCT(BJ$53:BJ$70,--($AC$53:$AC$70=$E55)),\"\")","v":""},{"$f":"IFERROR(SUMPRODUCT(BK$53:BK$70,--($AC$53:$AC$70=$E55)),\"\")","v":""},{"$f":"IFERROR(SUMPRODUCT(AS$53:AS$70,--($AC$53:$AC$70=$E55)),\"\")","v":0},{"$f":"IFERROR(SUMPRODUCT(AT$53:AT$70,--($AC$53:$AC$70=$E55)),\"\")","v":0},{"$f":"IFERROR(SUMPRODUCT(AU$53:AU$70,--($AC$53:$AC$70=$E55)),\"\")","v":0},null,null,null,4,"Exterior lighting","Exterior Lighting",{"$f":"INDEX(SEEUPF_EndUse_Fuel_NoEC,$AA55,AD$51)","v":0},{"$f":"INDEX(SEEUPF_EndUse_Fuel_NoEC,$AA55,AE$51)","v":0},{"$f":"INDEX(SEEUPF_EndUse_Fuel_NoEC,$AA55,AF$51)","v":0},{"$f":"INDEX(SEEUPF_EndUse_Fuel_NoEC,$AA55,AG$51)","v":0},{"$f":"INDEX(SEEUPF_EndUse_Fuel_NoEC,$AA55,AH$51)","v":0},{"$f":"INDEX(SEEUPF_EndUse_Fuel_NoEC,$AA55,AI$51)","v":0},{"$f":"INDEX(SEEUPF_EndUse_Fuel_NoEC,$AA55,AJ$51)","v":0},{"$f":"INDEX(SEEUPF_EndUse_Fuel_NoEC,$AA55,AK$51)","v":0},{"$f":"INDEX(SEEUPF_EndUse_Fuel_NoEC,$AA55,AL$51)","v":0},{"$f":"INDEX(SEEUPF_EndUse_Fuel_NoEC,$AA55,AM$51)","v":0},{"$f":"INDEX(SEEUPF_EndUse_Fuel_NoEC,$AA55,AN$51)","v":0},{"$f":"INDEX(SEEUPF_EndUse_Fuel_NoEC,$AA55,AO$51)","v":0},{"$f":"INDEX(SEEUPF_EndUse_Fuel_NoEC,$AA55,AP$51)","v":0},{"$f":"INDEX(SEEUPF_EndUse_Fuel_NoEC,$AA55,AQ$51)","v":0},{"$f":"INDEX(SEEUPF_EndUse_Fuel_NoEC,$AA55,AR$51)","v":0},{"$f":"INDEX(SEEUPF_EndUse_Fuel_NoEC,$AA55,AS$51)","v":0},{"$f":"INDEX(SEEUPF_EndUse_Fuel_NoEC,$AA55,AT$51)","v":0},{"$f":"INDEX(SEEUPF_EndUse_Fuel_NoEC,$AA55,AU$51)","v":0},null,{"$error":"#DIV/0!"},{"$error":"#DIV/0!"},{"$error":"#DIV/0!"},{"$error":"#DIV/0!"},{"$error":"#DIV/0!"},{"$error":"#DIV/0!"},{"$error":"#DIV/0!"},{"$error":"#DIV/0!"},{"$error":"#DIV/0!"},{"$error":"#DIV/0!"},{"$error":"#DIV/0!"},{"$error":"#DIV/0!"},{"$error":"#DIV/0!"},{"$error":"#DIV/0!"},{"$error":"#DIV/0!"}]
[null,null,null,null,"Process",{"$f":"IFERROR(SUMPRODUCT(AW$53:AW$70,--($AC$53:$AC$70=$E56)),\"\")","v":""},{"$f":"IFERROR(SUMPRODUCT(AX$53:AX$70,--($AC$53:$AC$70=$E56)),\"\")","v":""},{"$f":"IFERROR(SUMPRODUCT(AY$53:AY$70,--($AC$53:$AC$70=$E56)),\"\")","v":""},{"$f":"IFERROR(SUMPRODUCT(AZ$53:AZ$70,--($AC$53:$AC$70=$E56)),\"\")","v":""},{"$f":"IFERROR(SUMPRODUCT(BA$53:BA$70,--($AC$53:$AC$70=$E56)),\"\")","v":""},{"$f":"IFERROR(SUMPRODUCT(BB$53:BB$70,--($AC$53:$AC$70=$E56)),\"\")","v":""},{"$f":"IFERROR(SUMPRODUCT(BC$53:BC$70,--($AC$53:$AC$70=$E56)),\"\")","v":""},{"$f":"IFERROR(SUMPRODUCT(BD$53:BD$70,--($AC$53:$AC$70=$E56)),\"\")","v":""},{"$f":"IFERROR(SUMPRODUCT(BE$53:BE$70,--($AC$53:$AC$70=$E56)),\"\")","v":""},{"$f":"IFERROR(SUMPRODUCT(BF$53:BF$70,--($AC$53:$AC$70=$E56)),\"\")","v":""},{"$f":"IFERROR(SUMPRODUCT(BG$53:BG$70,--($AC$53:$AC$70=$E56)),\"\")","v":""},{"$f":"IFERROR(SUMPRODUCT(BH$53:BH$70,--($AC$53:$AC$70=$E56)),\"\")","v":""},{"$f":"IFERROR(SUMPRODUCT(BI$53:BI$70,--($AC$53:$AC$70=$E56)),\"\")","v":""},{"$f":"IFERROR(SUMPRODUCT(BJ$53:BJ$70,--($AC$53:$AC$70=$E56)),\"\")","v":""},{"$f":"IFERROR(SUMPRODUCT(BK$53:BK$70,--($AC$53:$AC$70=$E56)),\"\")","v":""},{"$f":"IFERROR(SUMPRODUCT(AS$53:AS$70,--($AC$53:$AC$70=$E56)),\"\")","v":0},{"$f":"IFERROR(SUMPRODUCT(AT$53:AT$70,--($AC$53:$AC$70=$E56)),\"\")","v":0},{"$f":"IFERROR(SUMPRODUCT(AU$53:AU$70,--($AC$53:$AC$70=$E56)),\"\")","v":0},null,null,null,5,"Space heating","Heating",{"$f":"INDEX(SEEUPF_EndUse_Fuel_NoEC,$AA56,AD$51)","v":0},{"$f":"INDEX(SEEUPF_EndUse_Fuel_NoEC,$AA56,AE$51)","v":0},{"$f":"INDEX(SEEUPF_EndUse_Fuel_NoEC,$AA56,AF$51)","v":0},{"$f":"INDEX(SEEUPF_EndUse_Fuel_NoEC,$AA56,AG$51)","v":0},{"$f":"INDEX(SEEUPF_EndUse_Fuel_NoEC,$AA56,AH$51)","v":0},{"$f":"INDEX(SEEUPF_EndUse_Fuel_NoEC,$AA56,AI$51)","v":0},{"$f":"INDEX(SEEUPF_EndUse_Fuel_NoEC,$AA56,AJ$51)","v":0},{"$f":"INDEX(SEEUPF_EndUse_Fuel_NoEC,$AA56,AK$51)","v":0},{"$f":"INDEX(SEEUPF_EndUse_Fuel_NoEC,$AA56,AL$51)","v":0},{"$f":"INDEX(SEEUPF_EndUse_Fuel_NoEC,$AA56,AM$51)","v":0},{"$f":"INDEX(SEEUPF_EndUse_Fuel_NoEC,$AA56,AN$51)","v":0},{"$f":"INDEX(SEEUPF_EndUse_Fuel_NoEC,$AA56,AO$51)","v":0},{"$f":"INDEX(SEEUPF_EndUse_Fuel_NoEC,$AA56,AP$51)","v":0},{"$f":"INDEX(SEEUPF_EndUse_Fuel_NoEC,$AA56,AQ$51)","v":0},{"$f":"INDEX(SEEUPF_EndUse_Fuel_NoEC,$AA56,AR$51)","v":0},{"$f":"INDEX(SEEUPF_EndUse_Fuel_NoEC,$AA56,AS$51)","v":0},{"$f":"INDEX(SEEUPF_EndUse_Fuel_NoEC,$AA56,AT$51)","v":0},{"$f":"INDEX(SEEUPF_EndUse_Fuel_NoEC,$AA56,AU$51)","v":0},null,{"$error":"#DIV/0!"},{"$error":"#DIV/0!"},{"$error":"#DIV/0!"},{"$error":"#DIV/0!"},{"$error":"#DIV/0!"},{"$error":"#DIV/0!"},{"$error":"#DIV/0!"},{"$error":"#DIV/0!"},{"$error":"#DIV/0!"},{"$error":"#DIV/0!"},{"$error":"#DIV/0!"},{"$error":"#DIV/0!"},{"$error":"#DIV/0!"},{"$error":"#DIV/0!"},{"$error":"#DIV/0!"}]
[null,null,null,null,"Refrigeration",{"$f":"IFERROR(SUMPRODUCT(AW$53:AW$70,--($AC$53:$AC$70=$E57)),\"\")","v":""},{"$f":"IFERROR(SUMPRODUCT(AX$53:AX$70,--($AC$53:$AC$70=$E57)),\"\")","v":""},{"$f":"IFERROR(SUMPRODUCT(AY$53:AY$70,--($AC$53:$AC$70=$E57)),\"\")","v":""},{"$f":"IFERROR(SUMPRODUCT(AZ$53:AZ$70,--($AC$53:$AC$70=$E57)),\"\")","v":""},{"$f":"IFERROR(SUMPRODUCT(BA$53:BA$70,--($AC$53:$AC$70=$E57)),\"\")","v":""},{"$f":"IFERROR(SUMPRODUCT(BB$53:BB$70,--($AC$53:$AC$70=$E57)),\"\")","v":""},{"$f":"IFERROR(SUMPRODUCT(BC$53:BC$70,--($AC$53:$AC$70=$E57)),\"\")","v":""},{"$f":"IFERROR(SUMPRODUCT(BD$53:BD$70,--($AC$53:$AC$70=$E57)),\"\")","v":""},{"$f":"IFERROR(SUMPRODUCT(BE$53:BE$70,--($AC$53:$AC$70=$E57)),\"\")","v":""},{"$f":"IFERROR(SUMPRODUCT(BF$53:BF$70,--($AC$53:$AC$70=$E57)),\"\")","v":""},{"$f":"IFERROR(SUMPRODUCT(BG$53:BG$70,--($AC$53:$AC$70=$E57)),\"\")","v":""},{"$f":"IFERROR(SUMPRODUCT(BH$53:BH$70,--($AC$53:$AC$70=$E57)),\"\")","v":""},{"$f":"IFERROR(SUMPRODUCT(BI$53:BI$70,--($AC$53:$AC$70=$E57)),\"\")","v":""},{"$f":"IFERROR(SUMPRODUCT(BJ$53:BJ$70,--($AC$53:$AC$70=$E57)),\"\")","v":""},{"$f":"IFERROR(SUMPRODUCT(BK$53:BK$70,--($AC$53:$AC$70=$E57)),\"\")","v":""},{"$f":"IFERROR(SUMPRODUCT(AS$53:AS$70,--($AC$53:$AC$70=$E57)),\"\")","v":0},{"$f":"IFERROR(SUMPRODUCT(AT$53:AT$70,--($AC$53:$AC$70=$E57)),\"\")","v":0},{"$f":"IFERROR(SUMPRODUCT(AU$53:AU$70,--($AC$53:$AC$70=$E57)),\"\")","v":0},null,null,null,6,"Heat pump supplemental heater","Heating",{"$f":"INDEX(SEEUPF_EndUse_Fuel_NoEC,$AA57,AD$51)","v":0},{"$f":"INDEX(SEEUPF_EndUse_Fuel_NoEC,$AA57,AE$51)","v":0},{"$f":"INDEX(SEEUPF_EndUse_Fuel_NoEC,$AA57,AF$51)","v":0},{"$f":"INDEX(SEEUPF_EndUse_Fuel_NoEC,$AA57,AG$51)","v":0},{"$f":"INDEX(SEEUPF_EndUse_Fuel_NoEC,$AA57,AH$51)","v":0},{"$f":"INDEX(SEEUPF_EndUse_Fuel_NoEC,$AA57,AI$51)","v":0},{"$f":"INDEX(SEEUPF_EndUse_Fuel_NoEC,$AA57,AJ$51)","v":0},{"$f":"INDEX(SEEUPF_EndUse_Fuel_NoEC,$AA57,AK$51)","v":0},{"$f":"INDEX(SEEUPF_EndUse_Fuel_NoEC,$AA57,AL$51)","v":0},{"$f":"INDEX(SEEUPF_EndUse_Fuel_NoEC,$AA57,AM$51)","v":0},{"$f":"INDEX(SEEUPF_EndUse_Fuel_NoEC,$AA57,AN$51)","v":0},{"$f":"INDEX(SEEUPF_EndUse_Fuel_NoEC,$AA57,AO$51)","v":0},{"$f":"INDEX(SEEUPF_EndUse_Fuel_NoEC,$AA57,AP$51)","v":0},{"$f":"INDEX(SEEUPF_EndUse_Fuel_NoEC,$AA57,AQ$51)","v":0},{"$f":"INDEX(SEEUPF_EndUse_Fuel_NoEC,$AA57,AR$51)","v":0},{"$f":"INDEX(SEEUPF_EndUse_Fuel_NoEC,$AA57,AS$51)","v":0},{"$f":"INDEX(SEEUPF_EndUse_Fuel_NoEC,$AA57,AT$51)","v":0},{"$f":"INDEX(SEEUPF_EndUse_Fuel_NoEC,$AA57,AU$51)","v":0},null,{"$error":"#DIV/0!"},{"$error":"#DIV/0!"},{"$error":"#DIV/0!"},{"$error":"#DIV/0!"},{"$error":"#DIV/0!"},{"$error":"#DIV/0!"},{"$error":"#DIV/0!"},{"$error":"#DIV/0!"},{"$error":"#DIV/0!"},{"$error":"#DIV/0!"},{"$error":"#DIV/0!"},{"$error":"#DIV/0!"},{"$error":"#DIV/0!"},{"$error":"#DIV/0!"},{"$error":"#DIV/0!"}]
[null,null,null,null,"DHW",{"$f":"IFERROR(SUMPRODUCT(AW$53:AW$70,--($AC$53:$AC$70=$E58)),\"\")","v":""},{"$f":"IFERROR(SUMPRODUCT(AX$53:AX$70,--($AC$53:$AC$70=$E58)),\"\")","v":""},{"$f":"IFERROR(SUMPRODUCT(AY$53:AY$70,--($AC$53:$AC$70=$E58)),\"\")","v":""},{"$f":"IFERROR(SUMPRODUCT(AZ$53:AZ$70,--($AC$53:$AC$70=$E58)),\"\")","v":""},{"$f":"IFERROR(SUMPRODUCT(BA$53:BA$70,--($AC$53:$AC$70=$E58)),\"\")","v":""},{"$f":"IFERROR(SUMPRODUCT(BB$53:BB$70,--($AC$53:$AC$70=$E58)),\"\")","v":""},{"$f":"IFERROR(SUMPRODUCT(BC$53:BC$70,--($AC$53:$AC$70=$E58)),\"\")","v":""},{"$f":"IFERROR(SUMPRODUCT(BD$53:BD$70,--($AC$53:$AC$70=$E58)),\"\")","v":""},{"$f":"IFERROR(SUMPRODUCT(BE$53:BE$70,--($AC$53:$AC$70=$E58)),\"\")","v":""},{"$f":"IFERROR(SUMPRODUCT(BF$53:BF$70,--($AC$53:$AC$70=$E58)),\"\")","v":""},{"$f":"IFERROR(SUMPRODUCT(BG$53:BG$70,--($AC$53:$AC$70=$E58)),\"\")","v":""},{"$f":"IFERROR(SUMPRODUCT(BH$53:BH$70,--($AC$53:$AC$70=$E58)),\"\")","v":""},{"$f":"IFERROR(SUMPRODUCT(BI$53:BI$70,--($AC$53:$AC$70=$E58)),\"\")","v":""},{"$f":"IFERROR(SUMPRODUCT(BJ$53:BJ$70,--($AC$53:$AC$70=$E58)),\"\")","v":""},{"$f":"IFERROR(SUMPRODUCT(BK$53:BK$70,--($AC$53:$AC$70=$E58)),\"\")","v":""},{"$f":"IFERROR(SUMPRODUCT(AS$53:AS$70,--($AC$53:$AC$70=$E58)),\"\")","v":0},{"$f":"IFERROR(SUMPRODUCT(AT$53:AT$70,--($AC$53:$AC$70=$E58)),\"\")","v":0},{"$f":"IFERROR(SUMPRODUCT(AU$53:AU$70,--($AC$53:$AC$70=$E58)),\"\")","v":0},null,null,null,7,"Space cooling","Cooling",{"$f":"INDEX(SEEUPF_EndUse_Fuel_NoEC,$AA58,AD$51)","v":0},{"$f":"INDEX(SEEUPF_EndUse_Fuel_NoEC,$AA58,AE$51)","v":0},{"$f":"INDEX(SEEUPF_EndUse_Fuel_NoEC,$AA58,AF$51)","v":0},{"$f":"INDEX(SEEUPF_EndUse_Fuel_NoEC,$AA58,AG$51)","v":0},{"$f":"INDEX(SEEUPF_EndUse_Fuel_NoEC,$AA58,AH$51)","v":0},{"$f":"INDEX(SEEUPF_EndUse_Fuel_NoEC,$AA58,AI$51)","v":0},{"$f":"INDEX(SEEUPF_EndUse_Fuel_NoEC,$AA58,AJ$51)","v":0},{"$f":"INDEX(SEEUPF_EndUse_Fuel_NoEC,$AA58,AK$51)","v":0},{"$f":"INDEX(SEEUPF_EndUse_Fuel_NoEC,$AA58,AL$51)","v":0},{"$f":"INDEX(SEEUPF_EndUse_Fuel_NoEC,$AA58,AM$51)","v":0},{"$f":"INDEX(SEEUPF_EndUse_Fuel_NoEC,$AA58,AN$51)","v":0},{"$f":"INDEX(SEEUPF_EndUse_Fuel_NoEC,$AA58,AO$51)","v":0},{"$f":"INDEX(SEEUPF_EndUse_Fuel_NoEC,$AA58,AP$51)","v":0},{"$f":"INDEX(SEEUPF_EndUse_Fuel_NoEC,$AA58,AQ$51)","v":0},{"$f":"INDEX(SEEUPF_EndUse_Fuel_NoEC,$AA58,AR$51)","v":0},{"$f":"INDEX(SEEUPF_EndUse_Fuel_NoEC,$AA58,AS$51)","v":0},{"$f":"INDEX(SEEUPF_EndUse_Fuel_NoEC,$AA58,AT$51)","v":0},{"$f":"INDEX(SEEUPF_EndUse_Fuel_NoEC,$AA58,AU$51)","v":0},null,{"$error":"#DIV/0!"},{"$error":"#DIV/0!"},{"$error":"#DIV/0!"},{"$error":"#DIV/0!"},{"$error":"#DIV/0!"},{"$error":"#DIV/0!"},{"$error":"#DIV/0!"},{"$error":"#DIV/0!"},{"$error":"#DIV/0!"},{"$error":"#DIV/0!"},{"$error":"#DIV/0!"},{"$error":"#DIV/0!"},{"$error":"#DIV/0!"},{"$error":"#DIV/0!"},{"$error":"#DIV/0!"}]
[null,null,null,null,"Fans - interior ventilation",{"$f":"IFERROR(SUMPRODUCT(AW$53:AW$70,--($AC$53:$AC$70=$E59)),\"\")","v":""},{"$f":"IFERROR(SUMPRODUCT(AX$53:AX$70,--($AC$53:$AC$70=$E59)),\"\")","v":""},{"$f":"IFERROR(SUMPRODUCT(AY$53:AY$70,--($AC$53:$AC$70=$E59)),\"\")","v":""},{"$f":"IFERROR(SUMPRODUCT(AZ$53:AZ$70,--($AC$53:$AC$70=$E59)),\"\")","v":""},{"$f":"IFERROR(SUMPRODUCT(BA$53:BA$70,--($AC$53:$AC$70=$E59)),\"\")","v":""},{"$f":"IFERROR(SUMPRODUCT(BB$53:BB$70,--($AC$53:$AC$70=$E59)),\"\")","v":""},{"$f":"IFERROR(SUMPRODUCT(BC$53:BC$70,--($AC$53:$AC$70=$E59)),\"\")","v":""},{"$f":"IFERROR(SUMPRODUCT(BD$53:BD$70,--($AC$53:$AC$70=$E59)),\"\")","v":""},{"$f":"IFERROR(SUMPRODUCT(BE$53:BE$70,--($AC$53:$AC$70=$E59)),\"\")","v":""},{"$f":"IFERROR(SUMPRODUCT(BF$53:BF$70,--($AC$53:$AC$70=$E59)),\"\")","v":""},{"$f":"IFERROR(SUMPRODUCT(BG$53:BG$70,--($AC$53:$AC$70=$E59)),\"\")","v":""},{"$f":"IFERROR(SUMPRODUCT(BH$53:BH$70,--($AC$53:$AC$70=$E59)),\"\")","v":""},{"$f":"IFERROR(SUMPRODUCT(BI$53:BI$70,--($AC$53:$AC$70=$E59)),\"\")","v":""},{"$f":"IFERROR(SUMPRODUCT(BJ$53:BJ$70,--($AC$53:$AC$70=$E59)),\"\")","v":""},{"$f":"IFERROR(SUMPRODUCT(BK$53:BK$70,--($AC$53:$AC$70=$E59)),\"\")","v":""},{"$f":"IFERROR(SUMPRODUCT(AS$53:AS$70,--($AC$53:$AC$70=$E59)),\"\")","v":0},{"$f":"IFERROR(SUMPRODUCT(AT$53:AT$70,--($AC$53:$AC$70=$E59)),\"\")","v":0},{"$f":"IFERROR(SUMPRODUCT(AU$53:AU$70,--($AC$53:$AC$70=$E59)),\"\")","v":0},null,null,null,8,"Pumps","Other",{"$f":"INDEX(SEEUPF_EndUse_Fuel_NoEC,$AA59,AD$51)","v":0},{"$f":"INDEX(SEEUPF_EndUse_Fuel_NoEC,$AA59,AE$51)","v":0},{"$f":"INDEX(SEEUPF_EndUse_Fuel_NoEC,$AA59,AF$51)","v":0},{"$f":"INDEX(SEEUPF_EndUse_Fuel_NoEC,$AA59,AG$51)","v":0},{"$f":"INDEX(SEEUPF_EndUse_Fuel_NoEC,$AA59,AH$51)","v":0},{"$f":"INDEX(SEEUPF_EndUse_Fuel_NoEC,$AA59,AI$51)","v":0},{"$f":"INDEX(SEEUPF_EndUse_Fuel_NoEC,$AA59,AJ$51)","v":0},{"$f":"INDEX(SEEUPF_EndUse_Fuel_NoEC,$AA59,AK$51)","v":0},{"$f":"INDEX(SEEUPF_EndUse_Fuel_NoEC,$AA59,AL$51)","v":0},{"$f":"INDEX(SEEUPF_EndUse_Fuel_NoEC,$AA59,AM$51)","v":0},{"$f":"INDEX(SEEUPF_EndUse_Fuel_NoEC,$AA59,AN$51)","v":0},{"$f":"INDEX(SEEUPF_EndUse_Fuel_NoEC,$AA59,AO$51)","v":0},{"$f":"INDEX(SEEUPF_EndUse_Fuel_NoEC,$AA59,AP$51)","v":0},{"$f":"INDEX(SEEUPF_EndUse_Fuel_NoEC,$AA59,AQ$51)","v":0},{"$f":"INDEX(SEEUPF_EndUse_Fuel_NoEC,$AA59,AR$51)","v":0},{"$f":"INDEX(SEEUPF_EndUse_Fuel_NoEC,$AA59,AS$51)","v":0},{"$f":"INDEX(SEEUPF_EndUse_Fuel_NoEC,$AA59,AT$51)","v":0},{"$f":"INDEX(SEEUPF_EndUse_Fuel_NoEC,$AA59,AU$51)","v":0},null,{"$error":"#DIV/0!"},{"$error":"#DIV/0!"},{"$error":"#DIV/0!"},{"$error":"#DIV/0!"},{"$error":"#DIV/0!"},{"$error":"#DIV/0!"},{"$error":"#DIV/0!"},{"$error":"#DIV/0!"},{"$error":"#DIV/0!"},{"$error":"#DIV/0!"},{"$error":"#DIV/0!"},{"$error":"#DIV/0!"},{"$error":"#DIV/0!"},{"$error":"#DIV/0!"},{"$error":"#DIV/0!"}]
[null,null,null,null,"Other",{"$f":"IFERROR(SUMPRODUCT(AW$53:AW$70,--($AC$53:$AC$70=$E60)),\"\")","v":""},{"$f":"IFERROR(SUMPRODUCT(AX$53:AX$70,--($AC$53:$AC$70=$E60)),\"\")","v":""},{"$f":"IFERROR(SUMPRODUCT(AY$53:AY$70,--($AC$53:$AC$70=$E60)),\"\")","v":""},{"$f":"IFERROR(SUMPRODUCT(AZ$53:AZ$70,--($AC$53:$AC$70=$E60)),\"\")","v":""},{"$f":"IFERROR(SUMPRODUCT(BA$53:BA$70,--($AC$53:$AC$70=$E60)),\"\")","v":""},{"$f":"IFERROR(SUMPRODUCT(BB$53:BB$70,--($AC$53:$AC$70=$E60)),\"\")","v":""},{"$f":"IFERROR(SUMPRODUCT(BC$53:BC$70,--($AC$53:$AC$70=$E60)),\"\")","v":""},{"$f":"IFERROR(SUMPRODUCT(BD$53:BD$70,--($AC$53:$AC$70=$E60)),\"\")","v":""},{"$f":"IFERROR(SUMPRODUCT(BE$53:BE$70,--($AC$53:$AC$70=$E60)),\"\")","v":""},{"$f":"IFERROR(SUMPRODUCT(BF$53:BF$70,--($AC$53:$AC$70=$E60)),\"\")","v":""},{"$f":"IFERROR(SUMPRODUCT(BG$53:BG$70,--($AC$53:$AC$70=$E60)),\"\")","v":""},{"$f":"IFERROR(SUMPRODUCT(BH$53:BH$70,--($AC$53:$AC$70=$E60)),\"\")","v":""},{"$f":"IFERROR(SUMPRODUCT(BI$53:BI$70,--($AC$53:$AC$70=$E60)),\"\")","v":""},{"$f":"IFERROR(SUMPRODUCT(BJ$53:BJ$70,--($AC$53:$AC$70=$E60)),\"\")","v":""},{"$f":"IFERROR(SUMPRODUCT(BK$53:BK$70,--($AC$53:$AC$70=$E60)),\"\")","v":""},{"$f":"IFERROR(SUMPRODUCT(AS$53:AS$70,--($AC$53:$AC$70=$E60)),\"\")","v":0},{"$f":"IFERROR(SUMPRODUCT(AT$53:AT$70,--($AC$53:$AC$70=$E60)),\"\")","v":0},{"$f":"IFERROR(SUMPRODUCT(AU$53:AU$70,--($AC$53:$AC$70=$E60)),\"\")","v":0},null,null,null,9,"Heat rejection","Cooling",{"$f":"INDEX(SEEUPF_EndUse_Fuel_NoEC,$AA60,AD$51)","v":0},{"$f":"INDEX(SEEUPF_EndUse_Fuel_NoEC,$AA60,AE$51)","v":0},{"$f":"INDEX(SEEUPF_EndUse_Fuel_NoEC,$AA60,AF$51)","v":0},{"$f":"INDEX(SEEUPF_EndUse_Fuel_NoEC,$AA60,AG$51)","v":0},{"$f":"INDEX(SEEUPF_EndUse_Fuel_NoEC,$AA60,AH$51)","v":0},{"$f":"INDEX(SEEUPF_EndUse_Fuel_NoEC,$AA60,AI$51)","v":0},{"$f":"INDEX(SEEUPF_EndUse_Fuel_NoEC,$AA60,AJ$51)","v":0},{"$f":"INDEX(SEEUPF_EndUse_Fuel_NoEC,$AA60,AK$51)","v":0},{"$f":"INDEX(SEEUPF_EndUse_Fuel_NoEC,$AA60,AL$51)","v":0},{"$f":"INDEX(SEEUPF_EndUse_Fuel_NoEC,$AA60,AM$51)","v":0},{"$f":"INDEX(SEEUPF_EndUse_Fuel_NoEC,$AA60,AN$51)","v":0},{"$f":"INDEX(SEEUPF_EndUse_Fuel_NoEC,$AA60,AO$51)","v":0},{"$f":"INDEX(SEEUPF_EndUse_Fuel_NoEC,$AA60,AP$51)","v":0},{"$f":"INDEX(SEEUPF_EndUse_Fuel_NoEC,$AA60,AQ$51)","v":0},{"$f":"INDEX(SEEUPF_EndUse_Fuel_NoEC,$AA60,AR$51)","v":0},{"$f":"INDEX(SEEUPF_EndUse_Fuel_NoEC,$AA60,AS$51)","v":0},{"$f":"INDEX(SEEUPF_EndUse_Fuel_NoEC,$AA60,AT$51)","v":0},{"$f":"INDEX(SEEUPF_EndUse_Fuel_NoEC,$AA60,AU$51)","v":0},null,{"$error":"#DIV/0!"},{"$error":"#DIV/0!"},{"$error":"#DIV/0!"},{"$error":"#DIV/0!"},{"$error":"#DIV/0!"},{"$error":"#DIV/0!"},{"$error":"#DIV/0!"},{"$error":"#DIV/0!"},{"$error":"#DIV/0!"},{"$error":"#DIV/0!"},{"$error":"#DIV/0!"},{"$error":"#DIV/0!"},{"$error":"#DIV/0!"},{"$error":"#DIV/0!"},{"$error":"#DIV/0!"}]
[null,null,null,null,"Total",{"$f":"SUM(F53:F60)","v":0},0,0,0,0,0,0,0,0,0,0,0,0,0,0,0,0,0,null,null,null,10,"Fans - interior ventilation","Fans - interior ventilation",{"$f":"INDEX(SEEUPF_EndUse_Fuel_NoEC,$AA61,AD$51)","v":0},{"$f":"INDEX(SEEUPF_EndUse_Fuel_NoEC,$AA61,AE$51)","v":0},{"$f":"INDEX(SEEUPF_EndUse_Fuel_NoEC,$AA61,AF$51)","v":0},{"$f":"INDEX(SEEUPF_EndUse_Fuel_NoEC,$AA61,AG$51)","v":0},{"$f":"INDEX(SEEUPF_EndUse_Fuel_NoEC,$AA61,AH$51)","v":0},{"$f":"INDEX(SEEUPF_EndUse_Fuel_NoEC,$AA61,AI$51)","v":0},{"$f":"INDEX(SEEUPF_EndUse_Fuel_NoEC,$AA61,AJ$51)","v":0},{"$f":"INDEX(SEEUPF_EndUse_Fuel_NoEC,$AA61,AK$51)","v":0},{"$f":"INDEX(SEEUPF_EndUse_Fuel_NoEC,$AA61,AL$51)","v":0},{"$f":"INDEX(SEEUPF_EndUse_Fuel_NoEC,$AA61,AM$51)","v":0},{"$f":"INDEX(SEEUPF_EndUse_Fuel_NoEC,$AA61,AN$51)","v":0},{"$f":"INDEX(SEEUPF_EndUse_Fuel_NoEC,$AA61,AO$51)","v":0},{"$f":"INDEX(SEEUPF_EndUse_Fuel_NoEC,$AA61,AP$51)","v":0},{"$f":"INDEX(SEEUPF_EndUse_Fuel_NoEC,$AA61,AQ$51)","v":0},{"$f":"INDEX(SEEUPF_EndUse_Fuel_NoEC,$AA61,AR$51)","v":0},{"$f":"INDEX(SEEUPF_EndUse_Fuel_NoEC,$AA61,AS$51)","v":0},{"$f":"INDEX(SEEUPF_EndUse_Fuel_NoEC,$AA61,AT$51)","v":0},{"$f":"INDEX(SEEUPF_EndUse_Fuel_NoEC,$AA61,AU$51)","v":0},null,{"$error":"#DIV/0!"},{"$error":"#DIV/0!"},{"$error":"#DIV/0!"},{"$error":"#DIV/0!"},{"$error":"#DIV/0!"},{"$error":"#DIV/0!"},{"$error":"#DIV/0!"},{"$error":"#DIV/0!"},{"$error":"#DIV/0!"},{"$error":"#DIV/0!"},{"$error":"#DIV/0!"},{"$error":"#DIV/0!"},{"$error":"#DIV/0!"},{"$error":"#DIV/0!"},{"$error":"#DIV/0!"}]
[null,null,null,null,null,null,null,null,null,null,null,null,null,null,null,null,null,null,null,null,null,null,null,null,null,null,11,"Fans - parking garage","Other",{"$f":"INDEX(SEEUPF_EndUse_Fuel_NoEC,$AA62,AD$51)","v":0},{"$f":"INDEX(SEEUPF_EndUse_Fuel_NoEC,$AA62,AE$51)","v":0},{"$f":"INDEX(SEEUPF_EndUse_Fuel_NoEC,$AA62,AF$51)","v":0},{"$f":"INDEX(SEEUPF_EndUse_Fuel_NoEC,$AA62,AG$51)","v":0},{"$f":"INDEX(SEEUPF_EndUse_Fuel_NoEC,$AA62,AH$51)","v":0},{"$f":"INDEX(SEEUPF_EndUse_Fuel_NoEC,$AA62,AI$51)","v":0},{"$f":"INDEX(SEEUPF_EndUse_Fuel_NoEC,$AA62,AJ$51)","v":0},{"$f":"INDEX(SEEUPF_EndUse_Fuel_NoEC,$AA62,AK$51)","v":0},{"$f":"INDEX(SEEUPF_EndUse_Fuel_NoEC,$AA62,AL$51)","v":0},{"$f":"INDEX(SEEUPF_EndUse_Fuel_NoEC,$AA62,AM$51)","v":0},{"$f":"INDEX(SEEUPF_EndUse_Fuel_NoEC,$AA62,AN$51)","v":0},{"$f":"INDEX(SEEUPF_EndUse_Fuel_NoEC,$AA62,AO$51)","v":0},{"$f":"INDEX(SEEUPF_EndUse_Fuel_NoEC,$AA62,AP$51)","v":0},{"$f":"INDEX(SEEUPF_EndUse_Fuel_NoEC,$AA62,AQ$51)","v":0},{"$f":"INDEX(SEEUPF_EndUse_Fuel_NoEC,$AA62,AR$51)","v":0},{"$f":"INDEX(SEEUPF_EndUse_Fuel_NoEC,$AA62,AS$51)","v":0},{"$f":"INDEX(SEEUPF_EndUse_Fuel_NoEC,$AA62,AT$51)","v":0},{"$f":"INDEX(SEEUPF_EndUse_Fuel_NoEC,$AA62,AU$51)","v":0},null,{"$error":"#DIV/0!"},{"$error":"#DIV/0!"},{"$error":"#DIV/0!"},{"$error":"#DIV/0!"},{"$error":"#DIV/0!"},{"$error":"#DIV/0!"},{"$error":"#DIV/0!"},{"$error":"#DIV/0!"},{"$error":"#DIV/0!"},{"$error":"#DIV/0!"},{"$error":"#DIV/0!"},{"$error":"#DIV/0!"},{"$error":"#DIV/0!"},{"$error":"#DIV/0!"},{"$error":"#DIV/0!"}]
[null,null,{"$f":"5/0","v":{"$error":"#DIV/0!"}},null,null,null,null,null,null,null,null,null,null,null,null,null,null,null,null,null,null,null,null,null,null,null,12,"Service water heating","DHW",{"$f":"INDEX(SEEUPF_EndUse_Fuel_NoEC,$AA63,AD$51)","v":0},{"$f":"INDEX(SEEUPF_EndUse_Fuel_NoEC,$AA63,AE$51)","v":0},{"$f":"INDEX(SEEUPF_EndUse_Fuel_NoEC,$AA63,AF$51)","v":0},{"$f":"INDEX(SEEUPF_EndUse_Fuel_NoEC,$AA63,AG$51)","v":0},{"$f":"INDEX(SEEUPF_EndUse_Fuel_NoEC,$AA63,AH$51)","v":0},{"$f":"INDEX(SEEUPF_EndUse_Fuel_NoEC,$AA63,AI$51)","v":0},{"$f":"INDEX(SEEUPF_EndUse_Fuel_NoEC,$AA63,AJ$51)","v":0},{"$f":"INDEX(SEEUPF_EndUse_Fuel_NoEC,$AA63,AK$51)","v":0},{"$f":"INDEX(SEEUPF_EndUse_Fuel_NoEC,$AA63,AL$51)","v":0},{"$f":"INDEX(SEEUPF_EndUse_Fuel_NoEC,$AA63,AM$51)","v":0},{"$f":"INDEX(SEEUPF_EndUse_Fuel_NoEC,$AA63,AN$51)","v":0},{"$f":"INDEX(SEEUPF_EndUse_Fuel_NoEC,$AA63,AO$51)","v":0},{"$f":"INDEX(SEEUPF_EndUse_Fuel_NoEC,$AA63,AP$51)","v":0},{"$f":"INDEX(SEEUPF_EndUse_Fuel_NoEC,$AA63,AQ$51)","v":0},{"$f":"INDEX(SEEUPF_EndUse_Fuel_NoEC,$AA63,AR$51)","v":0},{"$f":"INDEX(SEEUPF_EndUse_Fuel_NoEC,$AA63,AS$51)","v":0},{"$f":"INDEX(SEEUPF_EndUse_Fuel_NoEC,$AA63,AT$51)","v":0},{"$f":"INDEX(SEEUPF_EndUse_Fuel_NoEC,$AA63,AU$51)","v":0},null,{"$error":"#DIV/0!"},{"$error":"#DIV/0!"},{"$error":"#DIV/0!"},{"$error":"#DIV/0!"},{"$error":"#DIV/0!"},{"$error":"#DIV/0!"},{"$error":"#DIV/0!"},{"$error":"#DIV/0!"},{"$error":"#DIV/0!"},{"$error":"#DIV/0!"},{"$error":"#DIV/0!"},{"$error":"#DIV/0!"},{"$error":"#DIV/0!"},{"$error":"#DIV/0!"},{"$error":"#DIV/0!"}]
[null,null,{"$error":"#DIV/0!"},null,null,null,null,null,null,null,null,null,null,null,null,null,null,null,null,null,null,null,null,null,null,null,13,"Misc equipment","Other",{"$f":"INDEX(SEEUPF_EndUse_Fuel_NoEC,$AA64,AD$51)","v":0},{"$f":"INDEX(SEEUPF_EndUse_Fuel_NoEC,$AA64,AE$51)","v":0},{"$f":"INDEX(SEEUPF_EndUse_Fuel_NoEC,$AA64,AF$51)","v":0},{"$f":"INDEX(SEEUPF_EndUse_Fuel_NoEC,$AA64,AG$51)","v":0},{"$f":"INDEX(SEEUPF_EndUse_Fuel_NoEC,$AA64,AH$51)","v":0},{"$f":"INDEX(SEEUPF_EndUse_Fuel_NoEC,$AA64,AI$51)","v":0},{"$f":"INDEX(SEEUPF_EndUse_Fuel_NoEC,$AA64,AJ$51)","v":0},{"$f":"INDEX(SEEUPF_EndUse_Fuel_NoEC,$AA64,AK$51)","v":0},{"$f":"INDEX(SEEUPF_EndUse_Fuel_NoEC,$AA64,AL$51)","v":0},{"$f":"INDEX(SEEUPF_EndUse_Fuel_NoEC,$AA64,AM$51)","v":0},{"$f":"INDEX(SEEUPF_EndUse_Fuel_NoEC,$AA64,AN$51)","v":0},{"$f":"INDEX(SEEUPF_EndUse_Fuel_NoEC,$AA64,AO$51)","v":0},{"$f":"INDEX(SEEUPF_EndUse_Fuel_NoEC,$AA64,AP$51)","v":0},{"$f":"INDEX(SEEUPF_EndUse_Fuel_NoEC,$AA64,AQ$51)","v":0},{"$f":"INDEX(SEEUPF_EndUse_Fuel_NoEC,$AA64,AR$51)","v":0},{"$f":"INDEX(SEEUPF_EndUse_Fuel_NoEC,$AA64,AS$51)","v":0},{"$f":"INDEX(SEEUPF_EndUse_Fuel_NoEC,$AA64,AT$51)","v":0},{"$f":"INDEX(SEEUPF_EndUse_Fuel_NoEC,$AA64,AU$51)","v":0},null,{"$error":"#DIV/0!"},{"$error":"#DIV/0!"},{"$error":"#DIV/0!"},{"$error":"#DIV/0!"},{"$error":"#DIV/0!"},{"$error":"#DIV/0!"},{"$error":"#DIV/0!"},{"$error":"#DIV/0!"},{"$error":"#DIV/0!"},{"$error":"#DIV/0!"},{"$error":"#DIV/0!"},{"$error":"#DIV/0!"},{"$error":"#DIV/0!"},{"$error":"#DIV/0!"},{"$error":"#DIV/0!"}]
[null,null,{"$error":"#DIV/0!"},null,null,null,null,null,null,null,null,null,null,null,null,null,null,null,null,null,null,null,null,null,null,null,14,"Industrial process","Process",{"$f":"INDEX(SEEUPF_EndUse_Fuel_NoEC,$AA65,AD$51)","v":0},{"$f":"INDEX(SEEUPF_EndUse_Fuel_NoEC,$AA65,AE$51)","v":0},{"$f":"INDEX(SEEUPF_EndUse_Fuel_NoEC,$AA65,AF$51)","v":0},{"$f":"INDEX(SEEUPF_EndUse_Fuel_NoEC,$AA65,AG$51)","v":0},{"$f":"INDEX(SEEUPF_EndUse_Fuel_NoEC,$AA65,AH$51)","v":0},{"$f":"INDEX(SEEUPF_EndUse_Fuel_NoEC,$AA65,AI$51)","v":0},{"$f":"INDEX(SEEUPF_EndUse_Fuel_NoEC,$AA65,AJ$51)","v":0},{"$f":"INDEX(SEEUPF_EndUse_Fuel_NoEC,$AA65,AK$51)","v":0},{"$f":"INDEX(SEEUPF_EndUse_Fuel_NoEC,$AA65,AL$51)","v":0},{"$f":"INDEX(SEEUPF_EndUse_Fuel_NoEC,$AA65,AM$51)","v":0},{"$f":"INDEX(SEEUPF_EndUse_Fuel_NoEC,$AA65,AN$51)","v":0},{"$f":"INDEX(SEEUPF_EndUse_Fuel_NoEC,$AA65,AO$51)","v":0},{"$f":"INDEX(SEEUPF_EndUse_Fuel_NoEC,$AA65,AP$51)","v":0},{"$f":"INDEX(SEEUPF_EndUse_Fuel_NoEC,$AA65,AQ$51)","v":0},{"$f":"INDEX(SEEUPF_EndUse_Fuel_NoEC,$AA65,AR$51)","v":0},{"$f":"INDEX(SEEUPF_EndUse_Fuel_NoEC,$AA65,AS$51)","v":0},{"$f":"INDEX(SEEUPF_EndUse_Fuel_NoEC,$AA65,AT$51)","v":0},{"$f":"INDEX(SEEUPF_EndUse_Fuel_NoEC,$AA65,AU$51)","v":0},null,{"$error":"#DIV/0!"},{"$error":"#DIV/0!"},{"$error":"#DIV/0!"},{"$error":"#DIV/0!"},{"$error":"#DIV/0!"},{"$error":"#DIV/0!"},{"$error":"#DIV/0!"},{"$error":"#DIV/0!"},{"$error":"#DIV/0!"},{"$error":"#DIV/0!"},{"$error":"#DIV/0!"},{"$error":"#DIV/0!"},{"$error":"#DIV/0!"},{"$error":"#DIV/0!"},{"$error":"#DIV/0!"}]
[null,null,{"$error":"#DIV/0!"},null,null,null,null,null,null,null,null,null,null,null,null,null,null,null,null,null,null,null,null,null,null,null,15,"Refrigeration equipment (regulated)","Refrigeration",{"$f":"INDEX(SEEUPF_EndUse_Fuel_NoEC,$AA66,AD$51)","v":0},{"$f":"INDEX(SEEUPF_EndUse_Fuel_NoEC,$AA66,AE$51)","v":0},{"$f":"INDEX(SEEUPF_EndUse_Fuel_NoEC,$AA66,AF$51)","v":0},{"$f":"INDEX(SEEUPF_EndUse_Fuel_NoEC,$AA66,AG$51)","v":0},{"$f":"INDEX(SEEUPF_EndUse_Fuel_NoEC,$AA66,AH$51)","v":0},{"$f":"INDEX(SEEUPF_EndUse_Fuel_NoEC,$AA66,AI$51)","v":0},{"$f":"INDEX(SEEUPF_EndUse_Fuel_NoEC,$AA66,AJ$51)","v":0},{"$f":"INDEX(SEEUPF_EndUse_Fuel_NoEC,$AA66,AK$51)","v":0},{"$f":"INDEX(SEEUPF_EndUse_Fuel_NoEC,$AA66,AL$51)","v":0},{"$f":"INDEX(SEEUPF_EndUse_Fuel_NoEC,$AA66,AM$51)","v":0},{"$f":"INDEX(SEEUPF_EndUse_Fuel_NoEC,$AA66,AN$51)","v":0},{"$f":"INDEX(SEEUPF_EndUse_Fuel_NoEC,$AA66,AO$51)","v":0},{"$f":"INDEX(SEEUPF_EndUse_Fuel_NoEC,$AA66,AP$51)","v":0},{"$f":"INDEX(SEEUPF_EndUse_Fuel_NoEC,$AA66,AQ$51)","v":0},{"$f":"INDEX(SEEUPF_EndUse_Fuel_NoEC,$AA66,AR$51)","v":0},{"$f":"INDEX(SEEUPF_EndUse_Fuel_NoEC,$AA66,AS$51)","v":0},{"$f":"INDEX(SEEUPF_EndUse_Fuel_NoEC,$AA66,AT$51)","v":0},{"$f":"INDEX(SEEUPF_EndUse_Fuel_NoEC,$AA66,AU$51)","v":0},null,{"$error":"#DIV/0!"},{"$error":"#DIV/0!"},{"$error":"#DIV/0!"},{"$error":"#DIV/0!"},{"$error":"#DIV/0!"},{"$error":"#DIV/0!"},{"$error":"#DIV/0!"},{"$error":"#DIV/0!"},{"$error":"#DIV/0!"},{"$error":"#DIV/0!"},{"$error":"#DIV/0!"},{"$error":"#DIV/0!"},{"$error":"#DIV/0!"},{"$error":"#DIV/0!"},{"$error":"#DIV/0!"}]
[null,null,{"$error":"#DIV/0!"},null,null,null,null,null,null,null,null,null,null,null,null,null,null,null,null,null,null,null,null,null,null,null,16,"Refrigeration equipment (unregulated)","Refrigeration",{"$f":"INDEX(SEEUPF_EndUse_Fuel_NoEC,$AA67,AD$51)","v":0},{"$f":"INDEX(SEEUPF_EndUse_Fuel_NoEC,$AA67,AE$51)","v":0},{"$f":"INDEX(SEEUPF_EndUse_Fuel_NoEC,$AA67,AF$51)","v":0},{"$f":"INDEX(SEEUPF_EndUse_Fuel_NoEC,$AA67,AG$51)","v":0},{"$f":"INDEX(SEEUPF_EndUse_Fuel_NoEC,$AA67,AH$51)","v":0},{"$f":"INDEX(SEEUPF_EndUse_Fuel_NoEC,$AA67,AI$51)","v":0},{"$f":"INDEX(SEEUPF_EndUse_Fuel_NoEC,$AA67,AJ$51)","v":0},{"$f":"INDEX(SEEUPF_EndUse_Fuel_NoEC,$AA67,AK$51)","v":0},{"$f":"INDEX(SEEUPF_EndUse_Fuel_NoEC,$AA67,AL$51)","v":0},{"$f":"INDEX(SEEUPF_EndUse_Fuel_NoEC,$AA67,AM$51)","v":0},{"$f":"INDEX(SEEUPF_EndUse_Fuel_NoEC,$AA67,AN$51)","v":0},{"$f":"INDEX(SEEUPF_EndUse_Fuel_NoEC,$AA67,AO$51)","v":0},{"$f":"INDEX(SEEUPF_EndUse_Fuel_NoEC,$AA67,AP$51)","v":0},{"$f":"INDEX(SEEUPF_EndUse_Fuel_NoEC,$AA67,AQ$51)","v":0},{"$f":"INDEX(SEEUPF_EndUse_Fuel_NoEC,$AA67,AR$51)","v":0},{"$f":"INDEX(SEEUPF_EndUse_Fuel_NoEC,$AA67,AS$51)","v":0},{"$f":"INDEX(SEEUPF_EndUse_Fuel_NoEC,$AA67,AT$51)","v":0},{"$f":"INDEX(SEEUPF_EndUse_Fuel_NoEC,$AA67,AU$51)","v":0},null,{"$error":"#DIV/0!"},{"$error":"#DIV/0!"},{"$error":"#DIV/0!"},{"$error":"#DIV/0!"},{"$error":"#DIV/0!"},{"$error":"#DIV/0!"},{"$error":"#DIV/0!"},{"$error":"#DIV/0!"},{"$error":"#DIV/0!"},{"$error":"#DIV/0!"},{"$error":"#DIV/0!"},{"$error":"#DIV/0!"},{"$error":"#DIV/0!"},{"$error":"#DIV/0!"},{"$error":"#DIV/0!"}]
[null,null,{"$error":"#DIV/0!"},null,null,null,null,null,null,null,null,null,null,null,null,null,null,null,null,null,null,null,null,null,null,null,17,"Elevators and escalators","Other",{"$f":"INDEX(SEEUPF_EndUse_Fuel_NoEC,$AA68,AD$51)","v":0},{"$f":"INDEX(SEEUPF_EndUse_Fuel_NoEC,$AA68,AE$51)","v":0},{"$f":"INDEX(SEEUPF_EndUse_Fuel_NoEC,$AA68,AF$51)","v":0},{"$f":"INDEX(SEEUPF_EndUse_Fuel_NoEC,$AA68,AG$51)","v":0},{"$f":"INDEX(SEEUPF_EndUse_Fuel_NoEC,$AA68,AH$51)","v":0},{"$f":"INDEX(SEEUPF_EndUse_Fuel_NoEC,$AA68,AI$51)","v":0},{"$f":"INDEX(SEEUPF_EndUse_Fuel_NoEC,$AA68,AJ$51)","v":0},{"$f":"INDEX(SEEUPF_EndUse_Fuel_NoEC,$AA68,AK$51)","v":0},{"$f":"INDEX(SEEUPF_EndUse_Fuel_NoEC,$AA68,AL$51)","v":0},{"$f":"INDEX(SEEUPF_EndUse_Fuel_NoEC,$AA68,AM$51)","v":0},{"$f":"INDEX(SEEUPF_EndUse_Fuel_NoEC,$AA68,AN$51)","v":0},{"$f":"INDEX(SEEUPF_EndUse_Fuel_NoEC,$AA68,AO$51)","v":0},{"$f":"INDEX(SEEUPF_EndUse_Fuel_NoEC,$AA68,AP$51)","v":0},{"$f":"INDEX(SEEUPF_EndUse_Fuel_NoEC,$AA68,AQ$51)","v":0},{"$f":"INDEX(SEEUPF_EndUse_Fuel_NoEC,$AA68,AR$51)","v":0},{"$f":"INDEX(SEEUPF_EndUse_Fuel_NoEC,$AA68,AS$51)","v":0},{"$f":"INDEX(SEEUPF_EndUse_Fuel_NoEC,$AA68,AT$51)","v":0},{"$f":"INDEX(SEEUPF_EndUse_Fuel_NoEC,$AA68,AU$51)","v":0},null,{"$error":"#DIV/0!"},{"$error":"#DIV/0!"},{"$error":"#DIV/0!"},{"$error":"#DIV/0!"},{"$error":"#DIV/0!"},{"$error":"#DIV/0!"},{"$error":"#DIV/0!"},{"$error":"#DIV/0!"},{"$error":"#DIV/0!"},{"$error":"#DIV/0!"},{"$error":"#DIV/0!"},{"$error":"#DIV/0!"},{"$error":"#DIV/0!"},{"$error":"#DIV/0!"},{"$error":"#DIV/0!"}]
[null,null,{"$error":"#DIV/0!"},null,null,null,null,null,null,null,null,null,null,null,null,null,null,null,null,null,null,null,null,null,null,null,18,"Other regulated","Other",{"$f":"INDEX(SEEUPF_EndUse_Fuel_NoEC,$AA69,AD$51)","v":0},{"$f":"INDEX(SEEUPF_EndUse_Fuel_NoEC,$AA69,AE$51)","v":0},{"$f":"INDEX(SEEUPF_EndUse_Fuel_NoEC,$AA69,AF$51)","v":0},{"$f":"INDEX(SEEUPF_EndUse_Fuel_NoEC,$AA69,AG$51)","v":0},{"$f":"INDEX(SEEUPF_EndUse_Fuel_NoEC,$AA69,AH$51)","v":0},{"$f":"INDEX(SEEUPF_EndUse_Fuel_NoEC,$AA69,AI$51)","v":0},{"$f":"INDEX(SEEUPF_EndUse_Fuel_NoEC,$AA69,AJ$51)","v":0},{"$f":"INDEX(SEEUPF_EndUse_Fuel_NoEC,$AA69,AK$51)","v":0},{"$f":"INDEX(SEEUPF_EndUse_Fuel_NoEC,$AA69,AL$51)","v":0},{"$f":"INDEX(SEEUPF_EndUse_Fuel_NoEC,$AA69,AM$51)","v":0},{"$f":"INDEX(SEEUPF_EndUse_Fuel_NoEC,$AA69,AN$51)","v":0},{"$f":"INDEX(SEEUPF_EndUse_Fuel_NoEC,$AA69,AO$51)","v":0},{"$f":"INDEX(SEEUPF_EndUse_Fuel_NoEC,$AA69,AP$51)","v":0},{"$f":"INDEX(SEEUPF_EndUse_Fuel_NoEC,$AA69,AQ$51)","v":0},{"$f":"INDEX(SEEUPF_EndUse_Fuel_NoEC,$AA69,AR$51)","v":0},{"$f":"INDEX(SEEUPF_EndUse_Fuel_NoEC,$AA69,AS$51)","v":0},{"$f":"INDEX(SEEUPF_EndUse_Fuel_NoEC,$AA69,AT$51)","v":0},{"$f":"INDEX(SEEUPF_EndUse_Fuel_NoEC,$AA69,AU$51)","v":0},null,{"$error":"#DIV/0!"},{"$error":"#DIV/0!"},{"$error":"#DIV/0!"},{"$error":"#DIV/0!"},{"$error":"#DIV/0!"},{"$error":"#DIV/0!"},{"$error":"#DIV/0!"},{"$error":"#DIV/0!"},{"$error":"#DIV/0!"},{"$error":"#DIV/0!"},{"$error":"#DIV/0!"},{"$error":"#DIV/0!"},{"$error":"#DIV/0!"},{"$error":"#DIV/0!"},{"$error":"#DIV/0!"}]
[null,null,{"$error":"#DIV/0!"},null,null,null,null,null,null,null,null,null,null,null,null,null,null,null,null,null,null,null,null,null,null,null,19,"Other unregulated","Other",{"$f":"INDEX(SEEUPF_EndUse_Fuel_NoEC,$AA70,AD$51)","v":0},{"$f":"INDEX(SEEUPF_EndUse_Fuel_NoEC,$AA70,AE$51)","v":0},{"$f":"INDEX(SEEUPF_EndUse_Fuel_NoEC,$AA70,AF$51)","v":0},{"$f":"INDEX(SEEUPF_EndUse_Fuel_NoEC,$AA70,AG$51)","v":0},{"$f":"INDEX(SEEUPF_EndUse_Fuel_NoEC,$AA70,AH$51)","v":0},{"$f":"INDEX(SEEUPF_EndUse_Fuel_NoEC,$AA70,AI$51)","v":0},{"$f":"INDEX(SEEUPF_EndUse_Fuel_NoEC,$AA70,AJ$51)","v":0},{"$f":"INDEX(SEEUPF_EndUse_Fuel_NoEC,$AA70,AK$51)","v":0},{"$f":"INDEX(SEEUPF_EndUse_Fuel_NoEC,$AA70,AL$51)","v":0},{"$f":"INDEX(SEEUPF_EndUse_Fuel_NoEC,$AA70,AM$51)","v":0},{"$f":"INDEX(SEEUPF_EndUse_Fuel_NoEC,$AA70,AN$51)","v":0},{"$f":"INDEX(SEEUPF_EndUse_Fuel_NoEC,$AA70,AO$51)","v":0},{"$f":"INDEX(SEEUPF_EndUse_Fuel_NoEC,$AA70,AP$51)","v":0},{"$f":"INDEX(SEEUPF_EndUse_Fuel_NoEC,$AA70,AQ$51)","v":0},{"$f":"INDEX(SEEUPF_EndUse_Fuel_NoEC,$AA70,AR$51)","v":0},{"$f":"INDEX(SEEUPF_EndUse_Fuel_NoEC,$AA70,AS$51)","v":0},{"$f":"INDEX(SEEUPF_EndUse_Fuel_NoEC,$AA70,AT$51)","v":0},{"$f":"INDEX(SEEUPF_EndUse_Fuel_NoEC,$AA70,AU$51)","v":0},null,{"$error":"#DIV/0!"},{"$error":"#DIV/0!"},{"$error":"#DIV/0!"},{"$error":"#DIV/0!"},{"$error":"#DIV/0!"},{"$error":"#DIV/0!"},{"$error":"#DIV/0!"},{"$error":"#DIV/0!"},{"$error":"#DIV/0!"},{"$error":"#DIV/0!"},{"$error":"#DIV/0!"},{"$error":"#DIV/0!"},{"$error":"#DIV/0!"},{"$error":"#DIV/0!"},{"$error":"#DIV/0!"}]
[null,null,{"$error":"#DIV/0!"}]
[null,null,{"$error":"#DIV/0!"},null,null,null,null,null,null,null,null,null,null,null,null,null,null,null,null,null,null,null,null,null,null,null,null,null,null,1,1,1,{"$f":"AD72+1","v":2},{"$f":"AE72+1","v":2},2,3,3,3,4,4,4,5,5,{"$f":"AO72+1","v":5}]
[null,null,{"$error":"#DIV/0!"},null,null,null,null,null,null,null,null,null,null,null,null,null,null,null,null,null,null,null,null,null,null,null,null,null,null,{"$f":"INDEX(ImportCostdata,AD72+1,COLUMN(Import!$A$74))","v":0},{"$f":"INDEX(ImportCostdata,AE72+1,COLUMN(Import!$A$74))","v":0},{"$f":"INDEX(ImportCostdata,AF72+1,COLUMN(Import!$A$74))","v":0},{"$f":"INDEX(ImportCostdata,AG72+1,COLUMN(Import!$A$74))","v":0},{"$f":"INDEX(ImportCostdata,AH72+1,COLUMN(Import!$A$74))","v":0},{"$f":"INDEX(ImportCostdata,AI72+1,COLUMN(Import!$A$74))","v":0},{"$f":"INDEX(ImportCostdata,AJ72+1,COLUMN(Import!$A$74))","v":0},{"$f":"INDEX(ImportCostdata,AK72+1,COLUMN(Import!$A$74))","v":0},{"$f":"INDEX(ImportCostdata,AL72+1,COLUMN(Import!$A$74))","v":0},{"$f":"INDEX(ImportCostdata,AM72+1,COLUMN(Import!$A$74))","v":0},{"$f":"INDEX(ImportCostdata,AN72+1,COLUMN(Import!$A$74))","v":0},{"$f":"INDEX(ImportCostdata,AO72+1,COLUMN(Import!$A$74))","v":0},{"$f":"INDEX(ImportCostdata,AP72+1,COLUMN(Import!$A$74))","v":0},{"$f":"INDEX(ImportCostdata,AQ72+1,COLUMN(Import!$A$74))","v":0},{"$f":"INDEX(ImportCostdata,AR72+1,COLUMN(Import!$A$74))","v":0}]
[null,null,{"$error":"#DIV/0!"},null,null,null,null,null,null,null,null,null,null,null,null,null,null,null,null,null,null,null,null,null,null,null,null,null,"Unit from AHJ tab",{"$f":"IFERROR(INDEX(Perf_ConversionFactors_Submitter,MATCH(AD73,INDEX(Perf_ConversionFactors_Submitter,,'Project Performance'!$E$88),0),'Project Performance'!$F$88),\"\")","v":0},{"$f":"IFERROR(INDEX(Perf_ConversionFactors_Submitter,MATCH(AE73,INDEX(Perf_ConversionFactors_Submitter,,'Project Performance'!$E$88),0),'Project Performance'!$F$88),\"\")","v":0},{"$f":"IFERROR(INDEX(Perf_ConversionFactors_Submitter,MATCH(AF73,INDEX(Perf_ConversionFactors_Submitter,,'Project Performance'!$E$88),0),'Project Performance'!$F$88),\"\")","v":0},{"$f":"IFERROR(INDEX(Perf_ConversionFactors_Submitter,MATCH(AG73,INDEX(Perf_ConversionFactors_Submitter,,'Project Performance'!$E$88),0),'Project Performance'!$F$88),\"\")","v":0},{"$f":"IFERROR(INDEX(Perf_ConversionFactors_Submitter,MATCH(AH73,INDEX(Perf_ConversionFactors_Submitter,,'Project Performance'!$E$88),0),'Project Performance'!$F$88),\"\")","v":0},{"$f":"IFERROR(INDEX(Perf_ConversionFactors_Submitter,MATCH(AI73,INDEX(Perf_ConversionFactors_Submitter,,'Project Performance'!$E$88),0),'Project Performance'!$F$88),\"\")","v":0},{"$f":"IFERROR(INDEX(Perf_ConversionFactors_Submitter,MATCH(AJ73,INDEX(Perf_ConversionFactors_Submitter,,'Project Performance'!$E$88),0),'Project Performance'!$F$88),\"\")","v":0},{"$f":"IFERROR(INDEX(Perf_ConversionFactors_Submitter,MATCH(AK73,INDEX(Perf_ConversionFactors_Submitter,,'Project Performance'!$E$88),0),'Project Performance'!$F$88),\"\")","v":0},{"$f":"IFERROR(INDEX(Perf_ConversionFactors_Submitter,MATCH(AL73,INDEX(Perf_ConversionFactors_Submitter,,'Project Performance'!$E$88),0),'Project Performance'!$F$88),\"\")","v":0},{"$f":"IFERROR(INDEX(Perf_ConversionFactors_Submitter,MATCH(AM73,INDEX(Perf_ConversionFactors_Submitter,,'Project Performance'!$E$88),0),'Project Performance'!$F$88),\"\")","v":0},{"$f":"IFERROR(INDEX(Perf_ConversionFactors_Submitter,MATCH(AN73,INDEX(Perf_ConversionFactors_Submitter,,'Project Performance'!$E$88),0),'Project Performance'!$F$88),\"\")","v":0},{"$f":"IFERROR(INDEX(Perf_ConversionFactors_Submitter,MATCH(AO73,INDEX(Perf_ConversionFactors_Submitter,,'Project Performance'!$E$88),0),'Project Performance'!$F$88),\"\")","v":0},{"$f":"IFERROR(INDEX(Perf_ConversionFactors_Submitter,MATCH(AP73,INDEX(Perf_ConversionFactors_Submitter,,'Project Performance'!$E$88),0),'Project Performance'!$F$88),\"\")","v":0},{"$f":"IFERROR(INDEX(Perf_ConversionFactors_Submitter,MATCH(AQ73,INDEX(Perf_ConversionFactors_Submitter,,'Project Performance'!$E$88),0),'Project Performance'!$F$88),\"\")","v":0},{"$f":"IFERROR(INDEX(Perf_ConversionFactors_Submitter,MATCH(AR73,INDEX(Perf_ConversionFactors_Submitter,,'Project Performance'!$E$88),0),'Project Performance'!$F$88),\"\")","v":0}]
[null,null,{"$f":"IF(Lists_Exceptional_Calcs=\"Yes\",1,5/0)","v":{"$error":"#DIV/0!"}},null,"Table 2b. Site Energy Consumption and Savings by End Use and Fuel Including Capped Exceptional Calculations",null,null,null,null,null,null,null,null,null,null,null,null,null,null,null,null,null,null,null,null,null,null,null,"MMBtu to Units Conversion",{"$f":"IFERROR(INDEX(Perf_ConversionFactors_Submitter,MATCH(AD73,INDEX(Perf_ConversionFactors_Submitter,,'Project Performance'!$E$88),0),'Project Performance'!$K$88),\"\")","v":0},{"$f":"IFERROR(INDEX(Perf_ConversionFactors_Submitter,MATCH(AE73,INDEX(Perf_ConversionFactors_Submitter,,'Project Performance'!$E$88),0),'Project Performance'!$K$88),\"\")","v":0},{"$f":"IFERROR(INDEX(Perf_ConversionFactors_Submitter,MATCH(AF73,INDEX(Perf_ConversionFactors_Submitter,,'Project Performance'!$E$88),0),'Project Performance'!$K$88),\"\")","v":0},{"$f":"IFERROR(INDEX(Perf_ConversionFactors_Submitter,MATCH(AG73,INDEX(Perf_ConversionFactors_Submitter,,'Project Performance'!$E$88),0),'Project Performance'!$K$88),\"\")","v":0},{"$f":"IFERROR(INDEX(Perf_ConversionFactors_Submitter,MATCH(AH73,INDEX(Perf_ConversionFactors_Submitter,,'Project Performance'!$E$88),0),'Project Performance'!$K$88),\"\")","v":0},{"$f":"IFERROR(INDEX(Perf_ConversionFactors_Submitter,MATCH(AI73,INDEX(Perf_ConversionFactors_Submitter,,'Project Performance'!$E$88),0),'Project Performance'!$K$88),\"\")","v":0},{"$f":"IFERROR(INDEX(Perf_ConversionFactors_Submitter,MATCH(AJ73,INDEX(Perf_ConversionFactors_Submitter,,'Project Performance'!$E$88),0),'Project Performance'!$K$88),\"\")","v":0},{"$f":"IFERROR(INDEX(Perf_ConversionFactors_Submitter,MATCH(AK73,INDEX(Perf_ConversionFactors_Submitter,,'Project Performance'!$E$88),0),'Project Performance'!$K$88),\"\")","v":0},{"$f":"IFERROR(INDEX(Perf_ConversionFactors_Submitter,MATCH(AL73,INDEX(Perf_ConversionFactors_Submitter,,'Project Performance'!$E$88),0),'Project Performance'!$K$88),\"\")","v":0},{"$f":"IFERROR(INDEX(Perf_ConversionFactors_Submitter,MATCH(AM73,INDEX(Perf_ConversionFactors_Submitter,,'Project Performance'!$E$88),0),'Project Performance'!$K$88),\"\")","v":0},{"$f":"IFERROR(INDEX(Perf_ConversionFactors_Submitter,MATCH(AN73,INDEX(Perf_ConversionFactors_Submitter,,'Project Performance'!$E$88),0),'Project Performance'!$K$88),\"\")","v":0},{"$f":"IFERROR(INDEX(Perf_ConversionFactors_Submitter,MATCH(AO73,INDEX(Perf_ConversionFactors_Submitter,,'Project Performance'!$E$88),0),'Project Performance'!$K$88),\"\")","v":0},{"$f":"IFERROR(INDEX(Perf_ConversionFactors_Submitter,MATCH(AP73,INDEX(Perf_ConversionFactors_Submitter,,'Project Performance'!$E$88),0),'Project Performance'!$K$88),\"\")","v":0},{"$f":"IFERROR(INDEX(Perf_ConversionFactors_Submitter,MATCH(AQ73,INDEX(Perf_ConversionFactors_Submitter,,'Project Performance'!$E$88),0),'Project Performance'!$K$88),\"\")","v":0},{"$f":"IFERROR(INDEX(Perf_ConversionFactors_Submitter,MATCH(AR73,INDEX(Perf_ConversionFactors_Submitter,,'Project Performance'!$E$88),0),'Project Performance'!$K$88),\"\")","v":0},null,null,null,null,1,1,1,{"$f":"AW75+1","v":2},{"$f":"AX75+1","v":2},2,3,3,3,4,4,4,5,5,{"$f":"BH75+1","v":5}]
[null,null,{"$error":"#DIV/0!"},null,1,2,3,4,5,6,7,8,9,10,11,12,13,14,15,16,17,18,19,null,null,null,null,null,null,3,4,5,{"$f":"AD76+4","v":7},{"$f":"AE76+4","v":8},{"$f":"AF76+4","v":9},{"$f":"AG76+4","v":11},{"$f":"AH76+4","v":12},{"$f":"AI76+4","v":13},{"$f":"AJ76+4","v":15},{"$f":"AK76+4","v":16},{"$f":"AL76+4","v":17},{"$f":"AM76+4","v":19},{"$f":"AN76+4","v":20},{"$f":"AO76+4","v":21},{"$f":"AP76+4","v":23},{"$f":"AQ76+4","v":24},26,null,{"$f":"INDEX(ImportCostdata,AW75+1,COLUMN(Import!$A$74))","v":0},{"$f":"INDEX(ImportCostdata,AX75+1,COLUMN(Import!$A$74))","v":0},{"$f":"INDEX(ImportCostdata,AY75+1,COLUMN(Import!$A$74))","v":0},{"$f":"INDEX(ImportCostdata,AZ75+1,COLUMN(Import!$A$74))","v":0},{"$f":"INDEX(ImportCostdata,BA75+1,COLUMN(Import!$A$74))","v":0},{"$f":"INDEX(ImportCostdata,BB75+1,COLUMN(Import!$A$74))","v":0},{"$f":"INDEX(ImportCostdata,BC75+1,COLUMN(Import!$A$74))","v":0},{"$f":"INDEX(ImportCostdata,BD75+1,COLUMN(Import!$A$74))","v":0},{"$f":"INDEX(ImportCostdata,BE75+1,COLUMN(Import!$A$74))","v":0},{"$f":"INDEX(ImportCostdata,BF75+1,COLUMN(Import!$A$74))","v":0},{"$f":"INDEX(ImportCostdata,BG75+1,COLUMN(Import!$A$74))","v":0},{"$f":"INDEX(ImportCostdata,BH75+1,COLUMN(Import!$A$74))","v":0},{"$f":"INDEX(ImportCostdata,BI75+1,COLUMN(Import!$A$74))","v":0},{"$f":"INDEX(ImportCostdata,BJ75+1,COLUMN(Import!$A$74))","v":0},{"$f":"INDEX(ImportCostdata,BK75+1,COLUMN(Import!$A$74))","v":0}]
[null,null,{"$error":"#DIV/0!"},null,"End Use",{"$f":"\"ASHRAE 90.1 \"&Lists_Modeling_Protocol_Year&\" Adjusted Baseline \"&AD73&\" Site Energy (\"&AD74&\")\"","v":{"$error":"#VALUE!"}},{"$f":"\"Proposed \" & AE73 & \" Site Energy (\" & AE74 & \")\"","v":"Proposed 0 Site Energy (0)"},{"$f":"AF73 & \" Site Energy Savings (\" & AF74 & \")\"","v":"0 Site Energy Savings (0)"},{"$f":"\"ASHRAE 90.1 \"&Lists_Modeling_Protocol_Year&\" Adjusted Baseline \"&AG73&\" Site Energy (\"&AG74&\")\"","v":{"$error":"#VALUE!"}},{"$f":"\"Proposed \" & AH73 & \" Site Energy (\" & AH74 & \")\"","v":"Proposed 0 Site Energy (0)"},{"$f":"AI73 & \" Site Energy Savings (\" & AI74 & \")\"","v":"0 Site Energy Savings (0)"},{"$f":"\"ASHRAE 90.1 \"&Lists_Modeling_Protocol_Year&\" Adjusted Baseline \"&AJ73&\" Site Energy (\"&AJ74&\")\"","v":{"$error":"#VALUE!"}},{"$f":"\"Proposed \" & AK73 & \" Site Energy (\" & AK74 & \")\"","v":"Proposed 0 Site Energy (0)"},{"$f":"AL73 & \" Site Energy Savings (\" & AL74 & \")\"","v":"0 Site Energy Savings (0)"},{"$f":"\"ASHRAE 90.1 \"&Lists_Modeling_Protocol_Year&\" Adjusted Baseline \"&AM73&\" Site Energy (\"&AM74&\")\"","v":{"$error":"#VALUE!"}},{"$f":"\"Proposed \" & AN73 & \" Site Energy (\" & AN74 & \")\"","v":"Proposed 0 Site Energy (0)"},{"$f":"AO73 & \" Site Energy Savings (\" & AO74 & \")\"","v":"0 Site Energy Savings (0)"},{"$f":"\"ASHRAE 90.1 \"&Lists_Modeling_Protocol_Year&\" Adjusted Baseline \"&AP73&\" Site Energy (\"&AP74&\")\"","v":{"$error":"#VALUE!"}},{"$f":"\"Proposed \" & AQ73 & \" Site Energy (\" & AQ74 & \")\"","v":"Proposed 0 Site Energy (0)"},{"$f":"AR73 & \" Site Energy Savings (\" & AR74 & \")\"","v":"0 Site Energy Savings (0)"},{"$f":"\"Total ASHRAE 90.1 \" & Lists_Modeling_Protocol_Year & \" Adjusted Baseline Site Energy (MMBtu)\"","v":{"$error":"#VALUE!"}},"Total Proposed Site Energy (MMBtu)","Total Site Energy Savings (MMBtu)",null,null,null,1,"End Use","Category",{"$f":"INDEX(SEEUPF_EndUse_Fuel_EC_Cap,$AA77,AD$76)","v":{"$error":"#VALUE!"}},{"$f":"INDEX(SEEUPF_EndUse_Fuel_EC_Cap,$AA77,AE$76)","v":"Proposed 0 Site Energy (MMBtu)"},{"$f":"INDEX(SEEUPF_EndUse_Fuel_EC_Cap,$AA77,AF$76)","v":"0 Site Energy Savings (MMBtu)"},{"$f":"INDEX(SEEUPF_EndUse_Fuel_EC_Cap,$AA77,AG$76)","v":{"$error":"#VALUE!"}},{"$f":"INDEX(SEEUPF_EndUse_Fuel_EC_Cap,$AA77,AH$76)","v":"Proposed 0 Site Energy (MMBtu)"},{"$f":"INDEX(SEEUPF_EndUse_Fuel_EC_Cap,$AA77,AI$76)","v":"0 Site Energy Savings (MMBtu)"},{"$f":"INDEX(SEEUPF_EndUse_Fuel_EC_Cap,$AA77,AJ$76)","v":{"$error":"#VALUE!"}},{"$f":"INDEX(SEEUPF_EndUse_Fuel_EC_Cap,$AA77,AK$76)","v":"Proposed 0 Site Energy (MMBtu)"},{"$f":"INDEX(SEEUPF_EndUse_Fuel_EC_Cap,$AA77,AL$76)","v":"0 Site Energy Savings (MMBtu)"},{"$f":"INDEX(SEEUPF_EndUse_Fuel_EC_Cap,$AA77,AM$76)","v":{"$error":"#VALUE!"}},{"$f":"INDEX(SEEUPF_EndUse_Fuel_EC_Cap,$AA77,AN$76)","v":"Proposed 0 Site Energy (MMBtu)"},{"$f":"INDEX(SEEUPF_EndUse_Fuel_EC_Cap,$AA77,AO$76)","v":"0 Site Energy Savings (MMBtu)"},{"$f":"INDEX(SEEUPF_EndUse_Fuel_EC_Cap,$AA77,AP$76)","v":{"$error":"#VALUE!"}},{"$f":"INDEX(SEEUPF_EndUse_Fuel_EC_Cap,$AA77,AQ$76)","v":"Proposed 0 Site Energy (MMBtu)"},{"$f":"INDEX(SEEUPF_EndUse_Fuel_EC_Cap,$AA77,AR$76)","v":"0 Site Energy Savings (MMBtu)"},{"$f":"INDEX(SEEUPF_EndUse_Fuel_EC_Cap,$AA77,AS$76)","v":{"$error":"#VALUE!"}},{"$f":"INDEX(SEEUPF_EndUse_Fuel_EC_Cap,$AA77,AT$76)","v":"Total Proposed Site Energy (MMBtu)"},{"$f":"INDEX(SEEUPF_EndUse_Fuel_EC_Cap,$AA77,AU$76)","v":{"$error":"#VALUE!"}},null,{"$f":"\"Adjusted baseline in units - \"&AW76","v":"Adjusted baseline in units - 0"},{"$f":"\"Proposed in units - \" & AX76","v":"Proposed in units - 0"},{"$f":"\"Savings in units - \"&AY76","v":"Savings in units - 0"},{"$f":"\"Adjusted baseline in units - \"&AZ76","v":"Adjusted baseline in units - 0"},{"$f":"\"Proposed in units - \" & BA76","v":"Proposed in units - 0"},{"$f":"\"Savings in units - \"&BB76","v":"Savings in units - 0"},{"$f":"\"Adjusted baseline in units - \"&BC76","v":"Adjusted baseline in units - 0"},{"$f":"\"Proposed in units - \" & BD76","v":"Proposed in units - 0"},{"$f":"\"Savings in units - \"&BE76","v":"Savings in units - 0"},{"$f":"\"Adjusted baseline in units - \"&BF76","v":"Adjusted baseline in units - 0"},{"$f":"\"Proposed in units - \" & BG76","v":"Proposed in units - 0"},{"$f":"\"Savings in units - \"&BH76","v":"Savings in units - 0"},{"$f":"\"Adjusted baseline in units - \"&BI76","v":"Adjusted baseline in units - 0"},{"$f":"\"Proposed in units - \" & BJ76","v":"Proposed in units - 0"},{"$f":"\"Savings in units - \"&BK76","v":"Savings in units - 0"}]
[null,null,{"$error":"#DIV/0!"},null,"Lighting",{"$f":"IFERROR(SUMPRODUCT(AW$78:AW$95,--($AC$78:$AC$95=$E78)),\"\")","v":""},{"$f":"IFERROR(SUMPRODUCT(AX$78:AX$95,--($AC$78:$AC$95=$E78)),\"\")","v":""},{"$f":"IFERROR(SUMPRODUCT(AY$78:AY$95,--($AC$78:$AC$95=$E78)),\"\")","v":""},{"$f":"IFERROR(SUMPRODUCT(AZ$78:AZ$95,--($AC$78:$AC$95=$E78)),\"\")","v":""},{"$f":"IFERROR(SUMPRODUCT(BA$78:BA$95,--($AC$78:$AC$95=$E78)),\"\")","v":""},{"$f":"IFERROR(SUMPRODUCT(BB$78:BB$95,--($AC$78:$AC$95=$E78)),\"\")","v":""},{"$f":"IFERROR(SUMPRODUCT(BC$78:BC$95,--($AC$78:$AC$95=$E78)),\"\")","v":""},{"$f":"IFERROR(SUMPRODUCT(BD$78:BD$95,--($AC$78:$AC$95=$E78)),\"\")","v":""},{"$f":"IFERROR(SUMPRODUCT(BE$78:BE$95,--($AC$78:$AC$95=$E78)),\"\")","v":""},{"$f":"IFERROR(SUMPRODUCT(BF$78:BF$95,--($AC$78:$AC$95=$E78)),\"\")","v":""},{"$f":"IFERROR(SUMPRODUCT(BG$78:BG$95,--($AC$78:$AC$95=$E78)),\"\")","v":""},{"$f":"IFERROR(SUMPRODUCT(BH$78:BH$95,--($AC$78:$AC$95=$E78)),\"\")","v":""},{"$f":"IFERROR(SUMPRODUCT(BI$78:BI$95,--($AC$78:$AC$95=$E78)),\"\")","v":""},{"$f":"IFERROR(SUMPRODUCT(BJ$78:BJ$95,--($AC$78:$AC$95=$E78)),\"\")","v":""},{"$f":"IFERROR(SUMPRODUCT(BK$78:BK$95,--($AC$78:$AC$95=$E78)),\"\")","v":""},{"$f":"IFERROR(SUMPRODUCT(AS$78:AS$95,--($AC$78:$AC$95=$E78)),\"\")","v":0},{"$f":"IFERROR(SUMPRODUCT(AT$78:AT$95,--($AC$78:$AC$95=$E78)),\"\")","v":0},{"$f":"IFERROR(SUMPRODUCT(AU$78:AU$95,--($AC$78:$AC$95=$E78)),\"\")","v":0},null,null,null,2,"Interior lighting","Lighting",{"$f":"INDEX(SEEUPF_EndUse_Fuel_EC_Cap,$AA78,AD$76)","v":0},{"$f":"INDEX(SEEUPF_EndUse_Fuel_EC_Cap,$AA78,AE$76)","v":0},{"$f":"INDEX(SEEUPF_EndUse_Fuel_EC_Cap,$AA78,AF$76)","v":0},{"$f":"INDEX(SEEUPF_EndUse_Fuel_EC_Cap,$AA78,AG$76)","v":0},{"$f":"INDEX(SEEUPF_EndUse_Fuel_EC_Cap,$AA78,AH$76)","v":0},{"$f":"INDEX(SEEUPF_EndUse_Fuel_EC_Cap,$AA78,AI$76)","v":0},{"$f":"INDEX(SEEUPF_EndUse_Fuel_EC_Cap,$AA78,AJ$76)","v":0},{"$f":"INDEX(SEEUPF_EndUse_Fuel_EC_Cap,$AA78,AK$76)","v":0},{"$f":"INDEX(SEEUPF_EndUse_Fuel_EC_Cap,$AA78,AL$76)","v":0},{"$f":"INDEX(SEEUPF_EndUse_Fuel_EC_Cap,$AA78,AM$76)","v":0},{"$f":"INDEX(SEEUPF_EndUse_Fuel_EC_Cap,$AA78,AN$76)","v":0},{"$f":"INDEX(SEEUPF_EndUse_Fuel_EC_Cap,$AA78,AO$76)","v":0},{"$f":"INDEX(SEEUPF_EndUse_Fuel_EC_Cap,$AA78,AP$76)","v":0},{"$f":"INDEX(SEEUPF_EndUse_Fuel_EC_Cap,$AA78,AQ$76)","v":0},{"$f":"INDEX(SEEUPF_EndUse_Fuel_EC_Cap,$AA78,AR$76)","v":0},{"$f":"INDEX(SEEUPF_EndUse_Fuel_EC_Cap,$AA78,AS$76)","v":0},{"$f":"INDEX(SEEUPF_EndUse_Fuel_EC_Cap,$AA78,AT$76)","v":0},{"$f":"INDEX(SEEUPF_EndUse_Fuel_EC_Cap,$AA78,AU$76)","v":0},null,{"$f":"AD78*1000/AD$75","v":{"$error":"#DIV/0!"}},{"$f":"AE78*1000/AE$75","v":{"$error":"#DIV/0!"}},{"$error":"#DIV/0!"},{"$error":"#DIV/0!"},{"$error":"#DIV/0!"},{"$error":"#DIV/0!"},{"$error":"#DIV/0!"},{"$error":"#DIV/0!"},{"$error":"#DIV/0!"},{"$error":"#DIV/0!"},{"$error":"#DIV/0!"},{"$error":"#DIV/0!"},{"$error":"#DIV/0!"},{"$error":"#DIV/0!"},{"$error":"#DIV/0!"}]
[null,null,{"$error":"#DIV/0!"},null,"Cooling",{"$f":"IFERROR(SUMPRODUCT(AW$78:AW$95,--($AC$78:$AC$95=$E79)),\"\")","v":""},{"$f":"IFERROR(SUMPRODUCT(AX$78:AX$95,--($AC$78:$AC$95=$E79)),\"\")","v":""},{"$f":"IFERROR(SUMPRODUCT(AY$78:AY$95,--($AC$78:$AC$95=$E79)),\"\")","v":""},{"$f":"IFERROR(SUMPRODUCT(AZ$78:AZ$95,--($AC$78:$AC$95=$E79)),\"\")","v":""},{"$f":"IFERROR(SUMPRODUCT(BA$78:BA$95,--($AC$78:$AC$95=$E79)),\"\")","v":""},{"$f":"IFERROR(SUMPRODUCT(BB$78:BB$95,--($AC$78:$AC$95=$E79)),\"\")","v":""},{"$f":"IFERROR(SUMPRODUCT(BC$78:BC$95,--($AC$78:$AC$95=$E79)),\"\")","v":""},{"$f":"IFERROR(SUMPRODUCT(BD$78:BD$95,--($AC$78:$AC$95=$E79)),\"\")","v":""},{"$f":"IFERROR(SUMPRODUCT(BE$78:BE$95,--($AC$78:$AC$95=$E79)),\"\")","v":""},{"$f":"IFERROR(SUMPRODUCT(BF$78:BF$95,--($AC$78:$AC$95=$E79)),\"\")","v":""},{"$f":"IFERROR(SUMPRODUCT(BG$78:BG$95,--($AC$78:$AC$95=$E79)),\"\")","v":""},{"$f":"IFERROR(SUMPRODUCT(BH$78:BH$95,--($AC$78:$AC$95=$E79)),\"\")","v":""},{"$f":"IFERROR(SUMPRODUCT(BI$78:BI$95,--($AC$78:$AC$95=$E79)),\"\")","v":""},{"$f":"IFERROR(SUMPRODUCT(BJ$78:BJ$95,--($AC$78:$AC$95=$E79)),\"\")","v":""},{"$f":"IFERROR(SUMPRODUCT(BK$78:BK$95,--($AC$78:$AC$95=$E79)),\"\")","v":""},{"$f":"IFERROR(SUMPRODUCT(AS$78:AS$95,--($AC$78:$AC$95=$E79)),\"\")","v":0},{"$f":"IFERROR(SUMPRODUCT(AT$78:AT$95,--($AC$78:$AC$95=$E79)),\"\")","v":0},{"$f":"IFERROR(SUMPRODUCT(AU$78:AU$95,--($AC$78:$AC$95=$E79)),\"\")","v":0},null,null,null,3,"Interior lighting (unregulated)","Lighting",{"$f":"INDEX(SEEUPF_EndUse_Fuel_EC_Cap,$AA79,AD$76)","v":0},{"$f":"INDEX(SEEUPF_EndUse_Fuel_EC_Cap,$AA79,AE$76)","v":0},{"$f":"INDEX(SEEUPF_EndUse_Fuel_EC_Cap,$AA79,AF$76)","v":0},{"$f":"INDEX(SEEUPF_EndUse_Fuel_EC_Cap,$AA79,AG$76)","v":0},{"$f":"INDEX(SEEUPF_EndUse_Fuel_EC_Cap,$AA79,AH$76)","v":0},{"$f":"INDEX(SEEUPF_EndUse_Fuel_EC_Cap,$AA79,AI$76)","v":0},{"$f":"INDEX(SEEUPF_EndUse_Fuel_EC_Cap,$AA79,AJ$76)","v":0},{"$f":"INDEX(SEEUPF_EndUse_Fuel_EC_Cap,$AA79,AK$76)","v":0},{"$f":"INDEX(SEEUPF_EndUse_Fuel_EC_Cap,$AA79,AL$76)","v":0},{"$f":"INDEX(SEEUPF_EndUse_Fuel_EC_Cap,$AA79,AM$76)","v":0},{"$f":"INDEX(SEEUPF_EndUse_Fuel_EC_Cap,$AA79,AN$76)","v":0},{"$f":"INDEX(SEEUPF_EndUse_Fuel_EC_Cap,$AA79,AO$76)","v":0},{"$f":"INDEX(SEEUPF_EndUse_Fuel_EC_Cap,$AA79,AP$76)","v":0},{"$f":"INDEX(SEEUPF_EndUse_Fuel_EC_Cap,$AA79,AQ$76)","v":0},{"$f":"INDEX(SEEUPF_EndUse_Fuel_EC_Cap,$AA79,AR$76)","v":0},{"$f":"INDEX(SEEUPF_EndUse_Fuel_EC_Cap,$AA79,AS$76)","v":0},{"$f":"INDEX(SEEUPF_EndUse_Fuel_EC_Cap,$AA79,AT$76)","v":0},{"$f":"INDEX(SEEUPF_EndUse_Fuel_EC_Cap,$AA79,AU$76)","v":0},null,{"$f":"AD79*1000/AD$75","v":{"$error":"#DIV/0!"}},{"$error":"#DIV/0!"},{"$error":"#DIV/0!"},{"$error":"#DIV/0!"},{"$error":"#DIV/0!"},{"$error":"#DIV/0!"},{"$error":"#DIV/0!"},{"$error":"#DIV/0!"},{"$error":"#DIV/0!"},{"$error":"#DIV/0!"},{"$error":"#DIV/0!"},{"$error":"#DIV/0!"},{"$error":"#DIV/0!"},{"$error":"#DIV/0!"},{"$error":"#DIV/0!"}]
[null,null,{"$error":"#DIV/0!"},null,"Heating",{"$f":"IFERROR(SUMPRODUCT(AW$78:AW$95,--($AC$78:$AC$95=$E80)),\"\")","v":""},{"$f":"IFERROR(SUMPRODUCT(AX$78:AX$95,--($AC$78:$AC$95=$E80)),\"\")","v":""},{"$f":"IFERROR(SUMPRODUCT(AY$78:AY$95,--($AC$78:$AC$95=$E80)),\"\")","v":""},{"$f":"IFERROR(SUMPRODUCT(AZ$78:AZ$95,--($AC$78:$AC$95=$E80)),\"\")","v":""},{"$f":"IFERROR(SUMPRODUCT(BA$78:BA$95,--($AC$78:$AC$95=$E80)),\"\")","v":""},{"$f":"IFERROR(SUMPRODUCT(BB$78:BB$95,--($AC$78:$AC$95=$E80)),\"\")","v":""},{"$f":"IFERROR(SUMPRODUCT(BC$78:BC$95,--($AC$78:$AC$95=$E80)),\"\")","v":""},{"$f":"IFERROR(SUMPRODUCT(BD$78:BD$95,--($AC$78:$AC$95=$E80)),\"\")","v":""},{"$f":"IFERROR(SUMPRODUCT(BE$78:BE$95,--($AC$78:$AC$95=$E80)),\"\")","v":""},{"$f":"IFERROR(SUMPRODUCT(BF$78:BF$95,--($AC$78:$AC$95=$E80)),\"\")","v":""},{"$f":"IFERROR(SUMPRODUCT(BG$78:BG$95,--($AC$78:$AC$95=$E80)),\"\")","v":""},{"$f":"IFERROR(SUMPRODUCT(BH$78:BH$95,--($AC$78:$AC$95=$E80)),\"\")","v":""},{"$f":"IFERROR(SUMPRODUCT(BI$78:BI$95,--($AC$78:$AC$95=$E80)),\"\")","v":""},{"$f":"IFERROR(SUMPRODUCT(BJ$78:BJ$95,--($AC$78:$AC$95=$E80)),\"\")","v":""},{"$f":"IFERROR(SUMPRODUCT(BK$78:BK$95,--($AC$78:$AC$95=$E80)),\"\")","v":""},{"$f":"IFERROR(SUMPRODUCT(AS$78:AS$95,--($AC$78:$AC$95=$E80)),\"\")","v":0},{"$f":"IFERROR(SUMPRODUCT(AT$78:AT$95,--($AC$78:$AC$95=$E80)),\"\")","v":0},{"$f":"IFERROR(SUMPRODUCT(AU$78:AU$95,--($AC$78:$AC$95=$E80)),\"\")","v":0},null,null,null,4,"Exterior lighting","Exterior Lighting",{"$f":"INDEX(SEEUPF_EndUse_Fuel_EC_Cap,$AA80,AD$76)","v":0},{"$f":"INDEX(SEEUPF_EndUse_Fuel_EC_Cap,$AA80,AE$76)","v":0},{"$f":"INDEX(SEEUPF_EndUse_Fuel_EC_Cap,$AA80,AF$76)","v":0},{"$f":"INDEX(SEEUPF_EndUse_Fuel_EC_Cap,$AA80,AG$76)","v":0},{"$f":"INDEX(SEEUPF_EndUse_Fuel_EC_Cap,$AA80,AH$76)","v":0},{"$f":"INDEX(SEEUPF_EndUse_Fuel_EC_Cap,$AA80,AI$76)","v":0},{"$f":"INDEX(SEEUPF_EndUse_Fuel_EC_Cap,$AA80,AJ$76)","v":0},{"$f":"INDEX(SEEUPF_EndUse_Fuel_EC_Cap,$AA80,AK$76)","v":0},{"$f":"INDEX(SEEUPF_EndUse_Fuel_EC_Cap,$AA80,AL$76)","v":0},{"$f":"INDEX(SEEUPF_EndUse_Fuel_EC_Cap,$AA80,AM$76)","v":0},{"$f":"INDEX(SEEUPF_EndUse_Fuel_EC_Cap,$AA80,AN$76)","v":0},{"$f":"INDEX(SEEUPF_EndUse_Fuel_EC_Cap,$AA80,AO$76)","v":0},{"$f":"INDEX(SEEUPF_EndUse_Fuel_EC_Cap,$AA80,AP$76)","v":0},{"$f":"INDEX(SEEUPF_EndUse_Fuel_EC_Cap,$AA80,AQ$76)","v":0},{"$f":"INDEX(SEEUPF_EndUse_Fuel_EC_Cap,$AA80,AR$76)","v":0},{"$f":"INDEX(SEEUPF_EndUse_Fuel_EC_Cap,$AA80,AS$76)","v":0},{"$f":"INDEX(SEEUPF_EndUse_Fuel_EC_Cap,$AA80,AT$76)","v":0},{"$f":"INDEX(SEEUPF_EndUse_Fuel_EC_Cap,$AA80,AU$76)","v":0},null,{"$error":"#DIV/0!"},{"$error":"#DIV/0!"},{"$error":"#DIV/0!"},{"$error":"#DIV/0!"},{"$error":"#DIV/0!"},{"$error":"#DIV/0!"},{"$error":"#DIV/0!"},{"$error":"#DIV/0!"},{"$error":"#DIV/0!"},{"$error":"#DIV/0!"},{"$error":"#DIV/0!"},{"$error":"#DIV/0!"},{"$error":"#DIV/0!"},{"$error":"#DIV/0!"},{"$error":"#DIV/0!"}]
[null,null,{"$error":"#DIV/0!"},null,"Process",{"$f":"IFERROR(SUMPRODUCT(AW$78:AW$95,--($AC$78:$AC$95=$E81)),\"\")","v":""},{"$f":"IFERROR(SUMPRODUCT(AX$78:AX$95,--($AC$78:$AC$95=$E81)),\"\")","v":""},{"$f":"IFERROR(SUMPRODUCT(AY$78:AY$95,--($AC$78:$AC$95=$E81)),\"\")","v":""},{"$f":"IFERROR(SUMPRODUCT(AZ$78:AZ$95,--($AC$78:$AC$95=$E81)),\"\")","v":""},{"$f":"IFERROR(SUMPRODUCT(BA$78:BA$95,--($AC$78:$AC$95=$E81)),\"\")","v":""},{"$f":"IFERROR(SUMPRODUCT(BB$78:BB$95,--($AC$78:$AC$95=$E81)),\"\")","v":""},{"$f":"IFERROR(SUMPRODUCT(BC$78:BC$95,--($AC$78:$AC$95=$E81)),\"\")","v":""},{"$f":"IFERROR(SUMPRODUCT(BD$78:BD$95,--($AC$78:$AC$95=$E81)),\"\")","v":""},{"$f":"IFERROR(SUMPRODUCT(BE$78:BE$95,--($AC$78:$AC$95=$E81)),\"\")","v":""},{"$f":"IFERROR(SUMPRODUCT(BF$78:BF$95,--($AC$78:$AC$95=$E81)),\"\")","v":""},{"$f":"IFERROR(SUMPRODUCT(BG$78:BG$95,--($AC$78:$AC$95=$E81)),\"\")","v":""},{"$f":"IFERROR(SUMPRODUCT(BH$78:BH$95,--($AC$78:$AC$95=$E81)),\"\")","v":""},{"$f":"IFERROR(SUMPRODUCT(BI$78:BI$95,--($AC$78:$AC$95=$E81)),\"\")","v":""},{"$f":"IFERROR(SUMPRODUCT(BJ$78:BJ$95,--($AC$78:$AC$95=$E81)),\"\")","v":""},{"$f":"IFERROR(SUMPRODUCT(BK$78:BK$95,--($AC$78:$AC$95=$E81)),\"\")","v":""},{"$f":"IFERROR(SUMPRODUCT(AS$78:AS$95,--($AC$78:$AC$95=$E81)),\"\")","v":0},{"$f":"IFERROR(SUMPRODUCT(AT$78:AT$95,--($AC$78:$AC$95=$E81)),\"\")","v":0},{"$f":"IFERROR(SUMPRODUCT(AU$78:AU$95,--($AC$78:$AC$95=$E81)),\"\")","v":0},null,null,null,5,"Space heating","Heating",{"$f":"INDEX(SEEUPF_EndUse_Fuel_EC_Cap,$AA81,AD$76)","v":0},{"$f":"INDEX(SEEUPF_EndUse_Fuel_EC_Cap,$AA81,AE$76)","v":0},{"$f":"INDEX(SEEUPF_EndUse_Fuel_EC_Cap,$AA81,AF$76)","v":0},{"$f":"INDEX(SEEUPF_EndUse_Fuel_EC_Cap,$AA81,AG$76)","v":0},{"$f":"INDEX(SEEUPF_EndUse_Fuel_EC_Cap,$AA81,AH$76)","v":0},{"$f":"INDEX(SEEUPF_EndUse_Fuel_EC_Cap,$AA81,AI$76)","v":0},{"$f":"INDEX(SEEUPF_EndUse_Fuel_EC_Cap,$AA81,AJ$76)","v":0},{"$f":"INDEX(SEEUPF_EndUse_Fuel_EC_Cap,$AA81,AK$76)","v":0},{"$f":"INDEX(SEEUPF_EndUse_Fuel_EC_Cap,$AA81,AL$76)","v":0},{"$f":"INDEX(SEEUPF_EndUse_Fuel_EC_Cap,$AA81,AM$76)","v":0},{"$f":"INDEX(SEEUPF_EndUse_Fuel_EC_Cap,$AA81,AN$76)","v":0},{"$f":"INDEX(SEEUPF_EndUse_Fuel_EC_Cap,$AA81,AO$76)","v":0},{"$f":"INDEX(SEEUPF_EndUse_Fuel_EC_Cap,$AA81,AP$76)","v":0},{"$f":"INDEX(SEEUPF_EndUse_Fuel_EC_Cap,$AA81,AQ$76)","v":0},{"$f":"INDEX(SEEUPF_EndUse_Fuel_EC_Cap,$AA81,AR$76)","v":0},{"$f":"INDEX(SEEUPF_EndUse_Fuel_EC_Cap,$AA81,AS$76)","v":0},{"$f":"INDEX(SEEUPF_EndUse_Fuel_EC_Cap,$AA81,AT$76)","v":0},{"$f":"INDEX(SEEUPF_EndUse_Fuel_EC_Cap,$AA81,AU$76)","v":0},null,{"$error":"#DIV/0!"},{"$error":"#DIV/0!"},{"$error":"#DIV/0!"},{"$error":"#DIV/0!"},{"$error":"#DIV/0!"},{"$error":"#DIV/0!"},{"$error":"#DIV/0!"},{"$error":"#DIV/0!"},{"$error":"#DIV/0!"},{"$error":"#DIV/0!"},{"$error":"#DIV/0!"},{"$error":"#DIV/0!"},{"$error":"#DIV/0!"},{"$error":"#DIV/0!"},{"$error":"#DIV/0!"}]
[null,null,{"$error":"#DIV/0!"},null,"Refrigeration",{"$f":"IFERROR(SUMPRODUCT(AW$78:AW$95,--($AC$78:$AC$95=$E82)),\"\")","v":""},{"$f":"IFERROR(SUMPRODUCT(AX$78:AX$95,--($AC$78:$AC$95=$E82)),\"\")","v":""},{"$f":"IFERROR(SUMPRODUCT(AY$78:AY$95,--($AC$78:$AC$95=$E82)),\"\")","v":""},{"$f":"IFERROR(SUMPRODUCT(AZ$78:AZ$95,--($AC$78:$AC$95=$E82)),\"\")","v":""},{"$f":"IFERROR(SUMPRODUCT(BA$78:BA$95,--($AC$78:$AC$95=$E82)),\"\")","v":""},{"$f":"IFERROR(SUMPRODUCT(BB$78:BB$95,--($AC$78:$AC$95=$E82)),\"\")","v":""},{"$f":"IFERROR(SUMPRODUCT(BC$78:BC$95,--($AC$78:$AC$95=$E82)),\"\")","v":""},{"$f":"IFERROR(SUMPRODUCT(BD$78:BD$95,--($AC$78:$AC$95=$E82)),\"\")","v":""},{"$f":"IFERROR(SUMPRODUCT(BE$78:BE$95,--($AC$78:$AC$95=$E82)),\"\")","v":""},{"$f":"IFERROR(SUMPRODUCT(BF$78:BF$95,--($AC$78:$AC$95=$E82)),\"\")","v":""},{"$f":"IFERROR(SUMPRODUCT(BG$78:BG$95,--($AC$78:$AC$95=$E82)),\"\")","v":""},{"$f":"IFERROR(SUMPRODUCT(BH$78:BH$95,--($AC$78:$AC$95=$E82)),\"\")","v":""},{"$f":"IFERROR(SUMPRODUCT(BI$78:BI$95,--($AC$78:$AC$95=$E82)),\"\")","v":""},{"$f":"IFERROR(SUMPRODUCT(BJ$78:BJ$95,--($AC$78:$AC$95=$E82)),\"\")","v":""},{"$f":"IFERROR(SUMPRODUCT(BK$78:BK$95,--($AC$78:$AC$95=$E82)),\"\")","v":""},{"$f":"IFERROR(SUMPRODUCT(AS$78:AS$95,--($AC$78:$AC$95=$E82)),\"\")","v":0},{"$f":"IFERROR(SUMPRODUCT(AT$78:AT$95,--($AC$78:$AC$95=$E82)),\"\")","v":0},{"$f":"IFERROR(SUMPRODUCT(AU$78:AU$95,--($AC$78:$AC$95=$E82)),\"\")","v":0},null,null,null,6,"Heat pump supplemental heater","Heating",{"$f":"INDEX(SEEUPF_EndUse_Fuel_EC_Cap,$AA82,AD$76)","v":0},{"$f":"INDEX(SEEUPF_EndUse_Fuel_EC_Cap,$AA82,AE$76)","v":0},{"$f":"INDEX(SEEUPF_EndUse_Fuel_EC_Cap,$AA82,AF$76)","v":0},{"$f":"INDEX(SEEUPF_EndUse_Fuel_EC_Cap,$AA82,AG$76)","v":0},{"$f":"INDEX(SEEUPF_EndUse_Fuel_EC_Cap,$AA82,AH$76)","v":0},{"$f":"INDEX(SEEUPF_EndUse_Fuel_EC_Cap,$AA82,AI$76)","v":0},{"$f":"INDEX(SEEUPF_EndUse_Fuel_EC_Cap,$AA82,AJ$76)","v":0},{"$f":"INDEX(SEEUPF_EndUse_Fuel_EC_Cap,$AA82,AK$76)","v":0},{"$f":"INDEX(SEEUPF_EndUse_Fuel_EC_Cap,$AA82,AL$76)","v":0},{"$f":"INDEX(SEEUPF_EndUse_Fuel_EC_Cap,$AA82,AM$76)","v":0},{"$f":"INDEX(SEEUPF_EndUse_Fuel_EC_Cap,$AA82,AN$76)","v":0},{"$f":"INDEX(SEEUPF_EndUse_Fuel_EC_Cap,$AA82,AO$76)","v":0},{"$f":"INDEX(SEEUPF_EndUse_Fuel_EC_Cap,$AA82,AP$76)","v":0},{"$f":"INDEX(SEEUPF_EndUse_Fuel_EC_Cap,$AA82,AQ$76)","v":0},{"$f":"INDEX(SEEUPF_EndUse_Fuel_EC_Cap,$AA82,AR$76)","v":0},{"$f":"INDEX(SEEUPF_EndUse_Fuel_EC_Cap,$AA82,AS$76)","v":0},{"$f":"INDEX(SEEUPF_EndUse_Fuel_EC_Cap,$AA82,AT$76)","v":0},{"$f":"INDEX(SEEUPF_EndUse_Fuel_EC_Cap,$AA82,AU$76)","v":0},null,{"$error":"#DIV/0!"},{"$error":"#DIV/0!"},{"$error":"#DIV/0!"},{"$error":"#DIV/0!"},{"$error":"#DIV/0!"},{"$error":"#DIV/0!"},{"$error":"#DIV/0!"},{"$error":"#DIV/0!"},{"$error":"#DIV/0!"},{"$error":"#DIV/0!"},{"$error":"#DIV/0!"},{"$error":"#DIV/0!"},{"$error":"#DIV/0!"},{"$error":"#DIV/0!"},{"$error":"#DIV/0!"}]
[null,null,{"$error":"#DIV/0!"},null,"DHW",{"$f":"IFERROR(SUMPRODUCT(AW$78:AW$95,--($AC$78:$AC$95=$E83)),\"\")","v":""},{"$f":"IFERROR(SUMPRODUCT(AX$78:AX$95,--($AC$78:$AC$95=$E83)),\"\")","v":""},{"$f":"IFERROR(SUMPRODUCT(AY$78:AY$95,--($AC$78:$AC$95=$E83)),\"\")","v":""},{"$f":"IFERROR(SUMPRODUCT(AZ$78:AZ$95,--($AC$78:$AC$95=$E83)),\"\")","v":""},{"$f":"IFERROR(SUMPRODUCT(BA$78:BA$95,--($AC$78:$AC$95=$E83)),\"\")","v":""},{"$f":"IFERROR(SUMPRODUCT(BB$78:BB$95,--($AC$78:$AC$95=$E83)),\"\")","v":""},{"$f":"IFERROR(SUMPRODUCT(BC$78:BC$95,--($AC$78:$AC$95=$E83)),\"\")","v":""},{"$f":"IFERROR(SUMPRODUCT(BD$78:BD$95,--($AC$78:$AC$95=$E83)),\"\")","v":""},{"$f":"IFERROR(SUMPRODUCT(BE$78:BE$95,--($AC$78:$AC$95=$E83)),\"\")","v":""},{"$f":"IFERROR(SUMPRODUCT(BF$78:BF$95,--($AC$78:$AC$95=$E83)),\"\")","v":""},{"$f":"IFERROR(SUMPRODUCT(BG$78:BG$95,--($AC$78:$AC$95=$E83)),\"\")","v":""},{"$f":"IFERROR(SUMPRODUCT(BH$78:BH$95,--($AC$78:$AC$95=$E83)),\"\")","v":""},{"$f":"IFERROR(SUMPRODUCT(BI$78:BI$95,--($AC$78:$AC$95=$E83)),\"\")","v":""},{"$f":"IFERROR(SUMPRODUCT(BJ$78:BJ$95,--($AC$78:$AC$95=$E83)),\"\")","v":""},{"$f":"IFERROR(SUMPRODUCT(BK$78:BK$95,--($AC$78:$AC$95=$E83)),\"\")","v":""},{"$f":"IFERROR(SUMPRODUCT(AS$78:AS$95,--($AC$78:$AC$95=$E83)),\"\")","v":0},{"$f":"IFERROR(SUMPRODUCT(AT$78:AT$95,--($AC$78:$AC$95=$E83)),\"\")","v":0},{"$f":"IFERROR(SUMPRODUCT(AU$78:AU$95,--($AC$78:$AC$95=$E83)),\"\")","v":0},null,null,null,7,"Space cooling","Cooling",{"$f":"INDEX(SEEUPF_EndUse_Fuel_EC_Cap,$AA83,AD$76)","v":0},{"$f":"INDEX(SEEUPF_EndUse_Fuel_EC_Cap,$AA83,AE$76)","v":0},{"$f":"INDEX(SEEUPF_EndUse_Fuel_EC_Cap,$AA83,AF$76)","v":0},{"$f":"INDEX(SEEUPF_EndUse_Fuel_EC_Cap,$AA83,AG$76)","v":0},{"$f":"INDEX(SEEUPF_EndUse_Fuel_EC_Cap,$AA83,AH$76)","v":0},{"$f":"INDEX(SEEUPF_EndUse_Fuel_EC_Cap,$AA83,AI$76)","v":0},{"$f":"INDEX(SEEUPF_EndUse_Fuel_EC_Cap,$AA83,AJ$76)","v":0},{"$f":"INDEX(SEEUPF_EndUse_Fuel_EC_Cap,$AA83,AK$76)","v":0},{"$f":"INDEX(SEEUPF_EndUse_Fuel_EC_Cap,$AA83,AL$76)","v":0},{"$f":"INDEX(SEEUPF_EndUse_Fuel_EC_Cap,$AA83,AM$76)","v":0},{"$f":"INDEX(SEEUPF_EndUse_Fuel_EC_Cap,$AA83,AN$76)","v":0},{"$f":"INDEX(SEEUPF_EndUse_Fuel_EC_Cap,$AA83,AO$76)","v":0},{"$f":"INDEX(SEEUPF_EndUse_Fuel_EC_Cap,$AA83,AP$76)","v":0},{"$f":"INDEX(SEEUPF_EndUse_Fuel_EC_Cap,$AA83,AQ$76)","v":0},{"$f":"INDEX(SEEUPF_EndUse_Fuel_EC_Cap,$AA83,AR$76)","v":0},{"$f":"INDEX(SEEUPF_EndUse_Fuel_EC_Cap,$AA83,AS$76)","v":0},{"$f":"INDEX(SEEUPF_EndUse_Fuel_EC_Cap,$AA83,AT$76)","v":0},{"$f":"INDEX(SEEUPF_EndUse_Fuel_EC_Cap,$AA83,AU$76)","v":0},null,{"$error":"#DIV/0!"},{"$error":"#DIV/0!"},{"$error":"#DIV/0!"},{"$error":"#DIV/0!"},{"$error":"#DIV/0!"},{"$error":"#DIV/0!"},{"$error":"#DIV/0!"},{"$error":"#DIV/0!"},{"$error":"#DIV/0!"},{"$error":"#DIV/0!"},{"$error":"#DIV/0!"},{"$error":"#DIV/0!"},{"$error":"#DIV/0!"},{"$error":"#DIV/0!"},{"$error":"#DIV/0!"}]
[null,null,{"$error":"#DIV/0!"},null,"Fans - interior ventilation",{"$f":"IFERROR(SUMPRODUCT(AW$78:AW$95,--($AC$78:$AC$95=$E84)),\"\")","v":""},{"$f":"IFERROR(SUMPRODUCT(AX$78:AX$95,--($AC$78:$AC$95=$E84)),\"\")","v":""},{"$f":"IFERROR(SUMPRODUCT(AY$78:AY$95,--($AC$78:$AC$95=$E84)),\"\")","v":""},{"$f":"IFERROR(SUMPRODUCT(AZ$78:AZ$95,--($AC$78:$AC$95=$E84)),\"\")","v":""},{"$f":"IFERROR(SUMPRODUCT(BA$78:BA$95,--($AC$78:$AC$95=$E84)),\"\")","v":""},{"$f":"IFERROR(SUMPRODUCT(BB$78:BB$95,--($AC$78:$AC$95=$E84)),\"\")","v":""},{"$f":"IFERROR(SUMPRODUCT(BC$78:BC$95,--($AC$78:$AC$95=$E84)),\"\")","v":""},{"$f":"IFERROR(SUMPRODUCT(BD$78:BD$95,--($AC$78:$AC$95=$E84)),\"\")","v":""},{"$f":"IFERROR(SUMPRODUCT(BE$78:BE$95,--($AC$78:$AC$95=$E84)),\"\")","v":""},{"$f":"IFERROR(SUMPRODUCT(BF$78:BF$95,--($AC$78:$AC$95=$E84)),\"\")","v":""},{"$f":"IFERROR(SUMPRODUCT(BG$78:BG$95,--($AC$78:$AC$95=$E84)),\"\")","v":""},{"$f":"IFERROR(SUMPRODUCT(BH$78:BH$95,--($AC$78:$AC$95=$E84)),\"\")","v":""},{"$f":"IFERROR(SUMPRODUCT(BI$78:BI$95,--($AC$78:$AC$95=$E84)),\"\")","v":""},{"$f":"IFERROR(SUMPRODUCT(BJ$78:BJ$95,--($AC$78:$AC$95=$E84)),\"\")","v":""},{"$f":"IFERROR(SUMPRODUCT(BK$78:BK$95,--($AC$78:$AC$95=$E84)),\"\")","v":""},{"$f":"IFERROR(SUMPRODUCT(AS$78:AS$95,--($AC$78:$AC$95=$E84)),\"\")","v":0},{"$f":"IFERROR(SUMPRODUCT(AT$78:AT$95,--($AC$78:$AC$95=$E84)),\"\")","v":0},{"$f":"IFERROR(SUMPRODUCT(AU$78:AU$95,--($AC$78:$AC$95=$E84)),\"\")","v":0},null,null,null,8,"Pumps","Other",{"$f":"INDEX(SEEUPF_EndUse_Fuel_EC_Cap,$AA84,AD$76)","v":0},{"$f":"INDEX(SEEUPF_EndUse_Fuel_EC_Cap,$AA84,AE$76)","v":0},{"$f":"INDEX(SEEUPF_EndUse_Fuel_EC_Cap,$AA84,AF$76)","v":0},{"$f":"INDEX(SEEUPF_EndUse_Fuel_EC_Cap,$AA84,AG$76)","v":0},{"$f":"INDEX(SEEUPF_EndUse_Fuel_EC_Cap,$AA84,AH$76)","v":0},{"$f":"INDEX(SEEUPF_EndUse_Fuel_EC_Cap,$AA84,AI$76)","v":0},{"$f":"INDEX(SEEUPF_EndUse_Fuel_EC_Cap,$AA84,AJ$76)","v":0},{"$f":"INDEX(SEEUPF_EndUse_Fuel_EC_Cap,$AA84,AK$76)","v":0},{"$f":"INDEX(SEEUPF_EndUse_Fuel_EC_Cap,$AA84,AL$76)","v":0},{"$f":"INDEX(SEEUPF_EndUse_Fuel_EC_Cap,$AA84,AM$76)","v":0},{"$f":"INDEX(SEEUPF_EndUse_Fuel_EC_Cap,$AA84,AN$76)","v":0},{"$f":"INDEX(SEEUPF_EndUse_Fuel_EC_Cap,$AA84,AO$76)","v":0},{"$f":"INDEX(SEEUPF_EndUse_Fuel_EC_Cap,$AA84,AP$76)","v":0},{"$f":"INDEX(SEEUPF_EndUse_Fuel_EC_Cap,$AA84,AQ$76)","v":0},{"$f":"INDEX(SEEUPF_EndUse_Fuel_EC_Cap,$AA84,AR$76)","v":0},{"$f":"INDEX(SEEUPF_EndUse_Fuel_EC_Cap,$AA84,AS$76)","v":0},{"$f":"INDEX(SEEUPF_EndUse_Fuel_EC_Cap,$AA84,AT$76)","v":0},{"$f":"INDEX(SEEUPF_EndUse_Fuel_EC_Cap,$AA84,AU$76)","v":0},null,{"$error":"#DIV/0!"},{"$error":"#DIV/0!"},{"$error":"#DIV/0!"},{"$error":"#DIV/0!"},{"$error":"#DIV/0!"},{"$error":"#DIV/0!"},{"$error":"#DIV/0!"},{"$error":"#DIV/0!"},{"$error":"#DIV/0!"},{"$error":"#DIV/0!"},{"$error":"#DIV/0!"},{"$error":"#DIV/0!"},{"$error":"#DIV/0!"},{"$error":"#DIV/0!"},{"$error":"#DIV/0!"}]
[null,null,{"$error":"#DIV/0!"},null,"Other",{"$f":"IFERROR(SUMPRODUCT(AW$78:AW$95,--($AC$78:$AC$95=$E85)),\"\")","v":""},{"$f":"IFERROR(SUMPRODUCT(AX$78:AX$95,--($AC$78:$AC$95=$E85)),\"\")","v":""},{"$f":"IFERROR(SUMPRODUCT(AY$78:AY$95,--($AC$78:$AC$95=$E85)),\"\")","v":""},{"$f":"IFERROR(SUMPRODUCT(AZ$78:AZ$95,--($AC$78:$AC$95=$E85)),\"\")","v":""},{"$f":"IFERROR(SUMPRODUCT(BA$78:BA$95,--($AC$78:$AC$95=$E85)),\"\")","v":""},{"$f":"IFERROR(SUMPRODUCT(BB$78:BB$95,--($AC$78:$AC$95=$E85)),\"\")","v":""},{"$f":"IFERROR(SUMPRODUCT(BC$78:BC$95,--($AC$78:$AC$95=$E85)),\"\")","v":""},{"$f":"IFERROR(SUMPRODUCT(BD$78:BD$95,--($AC$78:$AC$95=$E85)),\"\")","v":""},{"$f":"IFERROR(SUMPRODUCT(BE$78:BE$95,--($AC$78:$AC$95=$E85)),\"\")","v":""},{"$f":"IFERROR(SUMPRODUCT(BF$78:BF$95,--($AC$78:$AC$95=$E85)),\"\")","v":""},{"$f":"IFERROR(SUMPRODUCT(BG$78:BG$95,--($AC$78:$AC$95=$E85)),\"\")","v":""},{"$f":"IFERROR(SUMPRODUCT(BH$78:BH$95,--($AC$78:$AC$95=$E85)),\"\")","v":""},{"$f":"IFERROR(SUMPRODUCT(BI$78:BI$95,--($AC$78:$AC$95=$E85)),\"\")","v":""},{"$f":"IFERROR(SUMPRODUCT(BJ$78:BJ$95,--($AC$78:$AC$95=$E85)),\"\")","v":""},{"$f":"IFERROR(SUMPRODUCT(BK$78:BK$95,--($AC$78:$AC$95=$E85)),\"\")","v":""},{"$f":"IFERROR(SUMPRODUCT(AS$78:AS$95,--($AC$78:$AC$95=$E85)),\"\")","v":0},{"$f":"IFERROR(SUMPRODUCT(AT$78:AT$95,--($AC$78:$AC$95=$E85)),\"\")","v":0},{"$f":"IFERROR(SUMPRODUCT(AU$78:AU$95,--($AC$78:$AC$95=$E85)),\"\")","v":0},null,null,null,9,"Heat rejection","Cooling",{"$f":"INDEX(SEEUPF_EndUse_Fuel_EC_Cap,$AA85,AD$76)","v":0},{"$f":"INDEX(SEEUPF_EndUse_Fuel_EC_Cap,$AA85,AE$76)","v":0},{"$f":"INDEX(SEEUPF_EndUse_Fuel_EC_Cap,$AA85,AF$76)","v":0},{"$f":"INDEX(SEEUPF_EndUse_Fuel_EC_Cap,$AA85,AG$76)","v":0},{"$f":"INDEX(SEEUPF_EndUse_Fuel_EC_Cap,$AA85,AH$76)","v":0},{"$f":"INDEX(SEEUPF_EndUse_Fuel_EC_Cap,$AA85,AI$76)","v":0},{"$f":"INDEX(SEEUPF_EndUse_Fuel_EC_Cap,$AA85,AJ$76)","v":0},{"$f":"INDEX(SEEUPF_EndUse_Fuel_EC_Cap,$AA85,AK$76)","v":0},{"$f":"INDEX(SEEUPF_EndUse_Fuel_EC_Cap,$AA85,AL$76)","v":0},{"$f":"INDEX(SEEUPF_EndUse_Fuel_EC_Cap,$AA85,AM$76)","v":0},{"$f":"INDEX(SEEUPF_EndUse_Fuel_EC_Cap,$AA85,AN$76)","v":0},{"$f":"INDEX(SEEUPF_EndUse_Fuel_EC_Cap,$AA85,AO$76)","v":0},{"$f":"INDEX(SEEUPF_EndUse_Fuel_EC_Cap,$AA85,AP$76)","v":0},{"$f":"INDEX(SEEUPF_EndUse_Fuel_EC_Cap,$AA85,AQ$76)","v":0},{"$f":"INDEX(SEEUPF_EndUse_Fuel_EC_Cap,$AA85,AR$76)","v":0},{"$f":"INDEX(SEEUPF_EndUse_Fuel_EC_Cap,$AA85,AS$76)","v":0},{"$f":"INDEX(SEEUPF_EndUse_Fuel_EC_Cap,$AA85,AT$76)","v":0},{"$f":"INDEX(SEEUPF_EndUse_Fuel_EC_Cap,$AA85,AU$76)","v":0},null,{"$error":"#DIV/0!"},{"$error":"#DIV/0!"},{"$error":"#DIV/0!"},{"$error":"#DIV/0!"},{"$error":"#DIV/0!"},{"$error":"#DIV/0!"},{"$error":"#DIV/0!"},{"$error":"#DIV/0!"},{"$error":"#DIV/0!"},{"$error":"#DIV/0!"},{"$error":"#DIV/0!"},{"$error":"#DIV/0!"},{"$error":"#DIV/0!"},{"$error":"#DIV/0!"},{"$error":"#DIV/0!"}]
[null,null,{"$error":"#DIV/0!"},null,"Total",{"$f":"SUM(F78:F85)","v":0},0,0,0,0,0,0,0,0,0,0,0,0,0,0,0,0,0,null,null,null,10,"Fans - interior ventilation","Fans - interior ventilation",{"$f":"INDEX(SEEUPF_EndUse_Fuel_EC_Cap,$AA86,AD$76)","v":0},{"$f":"INDEX(SEEUPF_EndUse_Fuel_EC_Cap,$AA86,AE$76)","v":0},{"$f":"INDEX(SEEUPF_EndUse_Fuel_EC_Cap,$AA86,AF$76)","v":0},{"$f":"INDEX(SEEUPF_EndUse_Fuel_EC_Cap,$AA86,AG$76)","v":0},{"$f":"INDEX(SEEUPF_EndUse_Fuel_EC_Cap,$AA86,AH$76)","v":0},{"$f":"INDEX(SEEUPF_EndUse_Fuel_EC_Cap,$AA86,AI$76)","v":0},{"$f":"INDEX(SEEUPF_EndUse_Fuel_EC_Cap,$AA86,AJ$76)","v":0},{"$f":"INDEX(SEEUPF_EndUse_Fuel_EC_Cap,$AA86,AK$76)","v":0},{"$f":"INDEX(SEEUPF_EndUse_Fuel_EC_Cap,$AA86,AL$76)","v":0},{"$f":"INDEX(SEEUPF_EndUse_Fuel_EC_Cap,$AA86,AM$76)","v":0},{"$f":"INDEX(SEEUPF_EndUse_Fuel_EC_Cap,$AA86,AN$76)","v":0},{"$f":"INDEX(SEEUPF_EndUse_Fuel_EC_Cap,$AA86,AO$76)","v":0},{"$f":"INDEX(SEEUPF_EndUse_Fuel_EC_Cap,$AA86,AP$76)","v":0},{"$f":"INDEX(SEEUPF_EndUse_Fuel_EC_Cap,$AA86,AQ$76)","v":0},{"$f":"INDEX(SEEUPF_EndUse_Fuel_EC_Cap,$AA86,AR$76)","v":0},{"$f":"INDEX(SEEUPF_EndUse_Fuel_EC_Cap,$AA86,AS$76)","v":0},{"$f":"INDEX(SEEUPF_EndUse_Fuel_EC_Cap,$AA86,AT$76)","v":0},{"$f":"INDEX(SEEUPF_EndUse_Fuel_EC_Cap,$AA86,AU$76)","v":0},null,{"$error":"#DIV/0!"},{"$error":"#DIV/0!"},{"$error":"#DIV/0!"},{"$error":"#DIV/0!"},{"$error":"#DIV/0!"},{"$error":"#DIV/0!"},{"$error":"#DIV/0!"},{"$error":"#DIV/0!"},{"$error":"#DIV/0!"},{"$error":"#DIV/0!"},{"$error":"#DIV/0!"},{"$error":"#DIV/0!"},{"$error":"#DIV/0!"},{"$error":"#DIV/0!"},{"$error":"#DIV/0!"}]
[null,null,{"$error":"#DIV/0!"},null,null,null,null,null,null,null,null,null,null,null,null,null,null,null,null,null,null,null,null,null,null,null,11,"Fans - parking garage","Other",{"$f":"INDEX(SEEUPF_EndUse_Fuel_EC_Cap,$AA87,AD$76)","v":0},{"$f":"INDEX(SEEUPF_EndUse_Fuel_EC_Cap,$AA87,AE$76)","v":0},{"$f":"INDEX(SEEUPF_EndUse_Fuel_EC_Cap,$AA87,AF$76)","v":0},{"$f":"INDEX(SEEUPF_EndUse_Fuel_EC_Cap,$AA87,AG$76)","v":0},{"$f":"INDEX(SEEUPF_EndUse_Fuel_EC_Cap,$AA87,AH$76)","v":0},{"$f":"INDEX(SEEUPF_EndUse_Fuel_EC_Cap,$AA87,AI$76)","v":0},{"$f":"INDEX(SEEUPF_EndUse_Fuel_EC_Cap,$AA87,AJ$76)","v":0},{"$f":"INDEX(SEEUPF_EndUse_Fuel_EC_Cap,$AA87,AK$76)","v":0},{"$f":"INDEX(SEEUPF_EndUse_Fuel_EC_Cap,$AA87,AL$76)","v":0},{"$f":"INDEX(SEEUPF_EndUse_Fuel_EC_Cap,$AA87,AM$76)","v":0},{"$f":"INDEX(SEEUPF_EndUse_Fuel_EC_Cap,$AA87,AN$76)","v":0},{"$f":"INDEX(SEEUPF_EndUse_Fuel_EC_Cap,$AA87,AO$76)","v":0},{"$f":"INDEX(SEEUPF_EndUse_Fuel_EC_Cap,$AA87,AP$76)","v":0},{"$f":"INDEX(SEEUPF_EndUse_Fuel_EC_Cap,$AA87,AQ$76)","v":0},{"$f":"INDEX(SEEUPF_EndUse_Fuel_EC_Cap,$AA87,AR$76)","v":0},{"$f":"INDEX(SEEUPF_EndUse_Fuel_EC_Cap,$AA87,AS$76)","v":0},{"$f":"INDEX(SEEUPF_EndUse_Fuel_EC_Cap,$AA87,AT$76)","v":0},{"$f":"INDEX(SEEUPF_EndUse_Fuel_EC_Cap,$AA87,AU$76)","v":0},null,{"$error":"#DIV/0!"},{"$error":"#DIV/0!"},{"$error":"#DIV/0!"},{"$error":"#DIV/0!"},{"$error":"#DIV/0!"},{"$error":"#DIV/0!"},{"$error":"#DIV/0!"},{"$error":"#DIV/0!"},{"$error":"#DIV/0!"},{"$error":"#DIV/0!"},{"$error":"#DIV/0!"},{"$error":"#DIV/0!"},{"$error":"#DIV/0!"},{"$error":"#DIV/0!"},{"$error":"#DIV/0!"}]
[null,null,null,null,{"$f":"IF(Lists_Exceptional_Calcs=\"Yes\",\"Table 3a. Site Energy Usage Index (EUI) Savings Excluding Exceptional Calculations\",\"Table 3a. Site Energy Usage Index (EUI) Savings\")","v":"Table 3a. Site Energy Usage Index (EUI) Savings"},null,null,null,null,null,null,null,null,null,null,null,null,null,null,null,null,null,null,null,null,null,12,"Service water heating","DHW",{"$f":"INDEX(SEEUPF_EndUse_Fuel_EC_Cap,$AA88,AD$76)","v":0},{"$f":"INDEX(SEEUPF_EndUse_Fuel_EC_Cap,$AA88,AE$76)","v":0},{"$f":"INDEX(SEEUPF_EndUse_Fuel_EC_Cap,$AA88,AF$76)","v":0},{"$f":"INDEX(SEEUPF_EndUse_Fuel_EC_Cap,$AA88,AG$76)","v":0},{"$f":"INDEX(SEEUPF_EndUse_Fuel_EC_Cap,$AA88,AH$76)","v":0},{"$f":"INDEX(SEEUPF_EndUse_Fuel_EC_Cap,$AA88,AI$76)","v":0},{"$f":"INDEX(SEEUPF_EndUse_Fuel_EC_Cap,$AA88,AJ$76)","v":0},{"$f":"INDEX(SEEUPF_EndUse_Fuel_EC_Cap,$AA88,AK$76)","v":0},{"$f":"INDEX(SEEUPF_EndUse_Fuel_EC_Cap,$AA88,AL$76)","v":0},{"$f":"INDEX(SEEUPF_EndUse_Fuel_EC_Cap,$AA88,AM$76)","v":0},{"$f":"INDEX(SEEUPF_EndUse_Fuel_EC_Cap,$AA88,AN$76)","v":0},{"$f":"INDEX(SEEUPF_EndUse_Fuel_EC_Cap,$AA88,AO$76)","v":0},{"$f":"INDEX(SEEUPF_EndUse_Fuel_EC_Cap,$AA88,AP$76)","v":0},{"$f":"INDEX(SEEUPF_EndUse_Fuel_EC_Cap,$AA88,AQ$76)","v":0},{"$f":"INDEX(SEEUPF_EndUse_Fuel_EC_Cap,$AA88,AR$76)","v":0},{"$f":"INDEX(SEEUPF_EndUse_Fuel_EC_Cap,$AA88,AS$76)","v":0},{"$f":"INDEX(SEEUPF_EndUse_Fuel_EC_Cap,$AA88,AT$76)","v":0},{"$f":"INDEX(SEEUPF_EndUse_Fuel_EC_Cap,$AA88,AU$76)","v":0},null,{"$error":"#DIV/0!"},{"$error":"#DIV/0!"},{"$error":"#DIV/0!"},{"$error":"#DIV/0!"},{"$error":"#DIV/0!"},{"$error":"#DIV/0!"},{"$error":"#DIV/0!"},{"$error":"#DIV/0!"},{"$error":"#DIV/0!"},{"$error":"#DIV/0!"},{"$error":"#DIV/0!"},{"$error":"#DIV/0!"},{"$error":"#DIV/0!"},{"$error":"#DIV/0!"},{"$error":"#DIV/0!"}]
[null,null,null,null,"Conditioned Area (ft²)","Adjusted Baseline Site Energy Usage Index (EUI) (kBtu/ft²)","Proposed Site Energy Usage Index (EUI) (kBtu/ft²)","EUI Percent Savings",null,null,null,null,null,null,null,null,null,null,null,null,null,null,null,null,null,null,13,"Misc equipment","Other",{"$f":"INDEX(SEEUPF_EndUse_Fuel_EC_Cap,$AA89,AD$76)","v":0},{"$f":"INDEX(SEEUPF_EndUse_Fuel_EC_Cap,$AA89,AE$76)","v":0},{"$f":"INDEX(SEEUPF_EndUse_Fuel_EC_Cap,$AA89,AF$76)","v":0},{"$f":"INDEX(SEEUPF_EndUse_Fuel_EC_Cap,$AA89,AG$76)","v":0},{"$f":"INDEX(SEEUPF_EndUse_Fuel_EC_Cap,$AA89,AH$76)","v":0},{"$f":"INDEX(SEEUPF_EndUse_Fuel_EC_Cap,$AA89,AI$76)","v":0},{"$f":"INDEX(SEEUPF_EndUse_Fuel_EC_Cap,$AA89,AJ$76)","v":0},{"$f":"INDEX(SEEUPF_EndUse_Fuel_EC_Cap,$AA89,AK$76)","v":0},{"$f":"INDEX(SEEUPF_EndUse_Fuel_EC_Cap,$AA89,AL$76)","v":0},{"$f":"INDEX(SEEUPF_EndUse_Fuel_EC_Cap,$AA89,AM$76)","v":0},{"$f":"INDEX(SEEUPF_EndUse_Fuel_EC_Cap,$AA89,AN$76)","v":0},{"$f":"INDEX(SEEUPF_EndUse_Fuel_EC_Cap,$AA89,AO$76)","v":0},{"$f":"INDEX(SEEUPF_EndUse_Fuel_EC_Cap,$AA89,AP$76)","v":0},{"$f":"INDEX(SEEUPF_EndUse_Fuel_EC_Cap,$AA89,AQ$76)","v":0},{"$f":"INDEX(SEEUPF_EndUse_Fuel_EC_Cap,$AA89,AR$76)","v":0},{"$f":"INDEX(SEEUPF_EndUse_Fuel_EC_Cap,$AA89,AS$76)","v":0},{"$f":"INDEX(SEEUPF_EndUse_Fuel_EC_Cap,$AA89,AT$76)","v":0},{"$f":"INDEX(SEEUPF_EndUse_Fuel_EC_Cap,$AA89,AU$76)","v":0},null,{"$error":"#DIV/0!"},{"$error":"#DIV/0!"},{"$error":"#DIV/0!"},{"$error":"#DIV/0!"},{"$error":"#DIV/0!"},{"$error":"#DIV/0!"},{"$error":"#DIV/0!"},{"$error":"#DIV/0!"},{"$error":"#DIV/0!"},{"$error":"#DIV/0!"},{"$error":"#DIV/0!"},{"$error":"#DIV/0!"},{"$error":"#DIV/0!"},{"$error":"#DIV/0!"},{"$error":"#DIV/0!"}]
[null,null,null,null,{"$f":"G45+G46","v":0},{"$f":"IFERROR(U61*1000/E90,\"\")","v":""},{"$f":"IFERROR(V61*1000/E90,\"\")","v":""},{"$f":"IFERROR(1-G90/F90,\"\")","v":""},null,null,null,null,null,null,null,null,null,null,null,null,null,null,null,null,null,null,14,"Industrial process","Process",{"$f":"INDEX(SEEUPF_EndUse_Fuel_EC_Cap,$AA90,AD$76)","v":0},{"$f":"INDEX(SEEUPF_EndUse_Fuel_EC_Cap,$AA90,AE$76)","v":0},{"$f":"INDEX(SEEUPF_EndUse_Fuel_EC_Cap,$AA90,AF$76)","v":0},{"$f":"INDEX(SEEUPF_EndUse_Fuel_EC_Cap,$AA90,AG$76)","v":0},{"$f":"INDEX(SEEUPF_EndUse_Fuel_EC_Cap,$AA90,AH$76)","v":0},{"$f":"INDEX(SEEUPF_EndUse_Fuel_EC_Cap,$AA90,AI$76)","v":0},{"$f":"INDEX(SEEUPF_EndUse_Fuel_EC_Cap,$AA90,AJ$76)","v":0},{"$f":"INDEX(SEEUPF_EndUse_Fuel_EC_Cap,$AA90,AK$76)","v":0},{"$f":"INDEX(SEEUPF_EndUse_Fuel_EC_Cap,$AA90,AL$76)","v":0},{"$f":"INDEX(SEEUPF_EndUse_Fuel_EC_Cap,$AA90,AM$76)","v":0},{"$f":"INDEX(SEEUPF_EndUse_Fuel_EC_Cap,$AA90,AN$76)","v":0},{"$f":"INDEX(SEEUPF_EndUse_Fuel_EC_Cap,$AA90,AO$76)","v":0},{"$f":"INDEX(SEEUPF_EndUse_Fuel_EC_Cap,$AA90,AP$76)","v":0},{"$f":"INDEX(SEEUPF_EndUse_Fuel_EC_Cap,$AA90,AQ$76)","v":0},{"$f":"INDEX(SEEUPF_EndUse_Fuel_EC_Cap,$AA90,AR$76)","v":0},{"$f":"INDEX(SEEUPF_EndUse_Fuel_EC_Cap,$AA90,AS$76)","v":0},{"$f":"INDEX(SEEUPF_EndUse_Fuel_EC_Cap,$AA90,AT$76)","v":0},{"$f":"INDEX(SEEUPF_EndUse_Fuel_EC_Cap,$AA90,AU$76)","v":0},null,{"$error":"#DIV/0!"},{"$error":"#DIV/0!"},{"$error":"#DIV/0!"},{"$error":"#DIV/0!"},{"$error":"#DIV/0!"},{"$error":"#DIV/0!"},{"$error":"#DIV/0!"},{"$error":"#DIV/0!"},{"$error":"#DIV/0!"},{"$error":"#DIV/0!"},{"$error":"#DIV/0!"},{"$error":"#DIV/0!"},{"$error":"#DIV/0!"},{"$error":"#DIV/0!"},{"$error":"#DIV/0!"}]
[null,null,null,null,null,null,null,null,null,null,null,null,null,null,null,null,null,null,null,null,null,null,null,null,null,null,15,"Refrigeration equipment (regulated)","Refrigeration",{"$f":"INDEX(SEEUPF_EndUse_Fuel_EC_Cap,$AA91,AD$76)","v":0},{"$f":"INDEX(SEEUPF_EndUse_Fuel_EC_Cap,$AA91,AE$76)","v":0},{"$f":"INDEX(SEEUPF_EndUse_Fuel_EC_Cap,$AA91,AF$76)","v":0},{"$f":"INDEX(SEEUPF_EndUse_Fuel_EC_Cap,$AA91,AG$76)","v":0},{"$f":"INDEX(SEEUPF_EndUse_Fuel_EC_Cap,$AA91,AH$76)","v":0},{"$f":"INDEX(SEEUPF_EndUse_Fuel_EC_Cap,$AA91,AI$76)","v":0},{"$f":"INDEX(SEEUPF_EndUse_Fuel_EC_Cap,$AA91,AJ$76)","v":0},{"$f":"INDEX(SEEUPF_EndUse_Fuel_EC_Cap,$AA91,AK$76)","v":0},{"$f":"INDEX(SEEUPF_EndUse_Fuel_EC_Cap,$AA91,AL$76)","v":0},{"$f":"INDEX(SEEUPF_EndUse_Fuel_EC_Cap,$AA91,AM$76)","v":0},{"$f":"INDEX(SEEUPF_EndUse_Fuel_EC_Cap,$AA91,AN$76)","v":0},{"$f":"INDEX(SEEUPF_EndUse_Fuel_EC_Cap,$AA91,AO$76)","v":0},{"$f":"INDEX(SEEUPF_EndUse_Fuel_EC_Cap,$AA91,AP$76)","v":0},{"$f":"INDEX(SEEUPF_EndUse_Fuel_EC_Cap,$AA91,AQ$76)","v":0},{"$f":"INDEX(SEEUPF_EndUse_Fuel_EC_Cap,$AA91,AR$76)","v":0},{"$f":"INDEX(SEEUPF_EndUse_Fuel_EC_Cap,$AA91,AS$76)","v":0},{"$f":"INDEX(SEEUPF_EndUse_Fuel_EC_Cap,$AA91,AT$76)","v":0},{"$f":"INDEX(SEEUPF_EndUse_Fuel_EC_Cap,$AA91,AU$76)","v":0},null,{"$error":"#DIV/0!"},{"$error":"#DIV/0!"},{"$error":"#DIV/0!"},{"$error":"#DIV/0!"},{"$error":"#DIV/0!"},{"$error":"#DIV/0!"},{"$error":"#DIV/0!"},{"$error":"#DIV/0!"},{"$error":"#DIV/0!"},{"$error":"#DIV/0!"},{"$error":"#DIV/0!"},{"$error":"#DIV/0!"},{"$error":"#DIV/0!"},{"$error":"#DIV/0!"},{"$error":"#DIV/0!"}]
[null,null,{"$f":"IF(Lists_Exceptional_Calcs=\"Yes\",1,5/0)","v":{"$error":"#DIV/0!"}},null,"Table 3b. Site Energy Usage Index (EUI) Savings Including Capped Exceptional Calculations",null,null,null,null,null,null,null,null,null,null,null,null,null,null,null,null,null,null,null,null,null,16,"Refrigeration equipment (unregulated)","Refrigeration",{"$f":"INDEX(SEEUPF_EndUse_Fuel_EC_Cap,$AA92,AD$76)","v":0},{"$f":"INDEX(SEEUPF_EndUse_Fuel_EC_Cap,$AA92,AE$76)","v":0},{"$f":"INDEX(SEEUPF_EndUse_Fuel_EC_Cap,$AA92,AF$76)","v":0},{"$f":"INDEX(SEEUPF_EndUse_Fuel_EC_Cap,$AA92,AG$76)","v":0},{"$f":"INDEX(SEEUPF_EndUse_Fuel_EC_Cap,$AA92,AH$76)","v":0},{"$f":"INDEX(SEEUPF_EndUse_Fuel_EC_Cap,$AA92,AI$76)","v":0},{"$f":"INDEX(SEEUPF_EndUse_Fuel_EC_Cap,$AA92,AJ$76)","v":0},{"$f":"INDEX(SEEUPF_EndUse_Fuel_EC_Cap,$AA92,AK$76)","v":0},{"$f":"INDEX(SEEUPF_EndUse_Fuel_EC_Cap,$AA92,AL$76)","v":0},{"$f":"INDEX(SEEUPF_EndUse_Fuel_EC_Cap,$AA92,AM$76)","v":0},{"$f":"INDEX(SEEUPF_EndUse_Fuel_EC_Cap,$AA92,AN$76)","v":0},{"$f":"INDEX(SEEUPF_EndUse_Fuel_EC_Cap,$AA92,AO$76)","v":0},{"$f":"INDEX(SEEUPF_EndUse_Fuel_EC_Cap,$AA92,AP$76)","v":0},{"$f":"INDEX(SEEUPF_EndUse_Fuel_EC_Cap,$AA92,AQ$76)","v":0},{"$f":"INDEX(SEEUPF_EndUse_Fuel_EC_Cap,$AA92,AR$76)","v":0},{"$f":"INDEX(SEEUPF_EndUse_Fuel_EC_Cap,$AA92,AS$76)","v":0},{"$f":"INDEX(SEEUPF_EndUse_Fuel_EC_Cap,$AA92,AT$76)","v":0},{"$f":"INDEX(SEEUPF_EndUse_Fuel_EC_Cap,$AA92,AU$76)","v":0},null,{"$error":"#DIV/0!"},{"$error":"#DIV/0!"},{"$error":"#DIV/0!"},{"$error":"#DIV/0!"},{"$error":"#DIV/0!"},{"$error":"#DIV/0!"},{"$error":"#DIV/0!"},{"$error":"#DIV/0!"},{"$error":"#DIV/0!"},{"$error":"#DIV/0!"},{"$error":"#DIV/0!"},{"$error":"#DIV/0!"},{"$error":"#DIV/0!"},{"$error":"#DIV/0!"},{"$error":"#DIV/0!"}]
[null,null,{"$f":"IF(Lists_Exceptional_Calcs=\"Yes\",1,5/0)","v":{"$error":"#DIV/0!"}},null,"Conditioned Area (ft²)","Adjusted Baseline Site Energy Usage Index (EUI) (kBtu/ft²)","Proposed Site Energy Usage Index (EUI) (kBtu/ft²)","EUI Percent Savings",null,null,null,null,null,null,null,null,null,null,null,null,null,null,null,null,null,null,17,"Elevators and escalators","Other",{"$f":"INDEX(SEEUPF_EndUse_Fuel_EC_Cap,$AA93,AD$76)","v":0},{"$f":"INDEX(SEEUPF_EndUse_Fuel_EC_Cap,$AA93,AE$76)","v":0},{"$f":"INDEX(SEEUPF_EndUse_Fuel_EC_Cap,$AA93,AF$76)","v":0},{"$f":"INDEX(SEEUPF_EndUse_Fuel_EC_Cap,$AA93,AG$76)","v":0},{"$f":"INDEX(SEEUPF_EndUse_Fuel_EC_Cap,$AA93,AH$76)","v":0},{"$f":"INDEX(SEEUPF_EndUse_Fuel_EC_Cap,$AA93,AI$76)","v":0},{"$f":"INDEX(SEEUPF_EndUse_Fuel_EC_Cap,$AA93,AJ$76)","v":0},{"$f":"INDEX(SEEUPF_EndUse_Fuel_EC_Cap,$AA93,AK$76)","v":0},{"$f":"INDEX(SEEUPF_EndUse_Fuel_EC_Cap,$AA93,AL$76)","v":0},{"$f":"INDEX(SEEUPF_EndUse_Fuel_EC_Cap,$AA93,AM$76)","v":0},{"$f":"INDEX(SEEUPF_EndUse_Fuel_EC_Cap,$AA93,AN$76)","v":0},{"$f":"INDEX(SEEUPF_EndUse_Fuel_EC_Cap,$AA93,AO$76)","v":0},{"$f":"INDEX(SEEUPF_EndUse_Fuel_EC_Cap,$AA93,AP$76)","v":0},{"$f":"INDEX(SEEUPF_EndUse_Fuel_EC_Cap,$AA93,AQ$76)","v":0},{"$f":"INDEX(SEEUPF_EndUse_Fuel_EC_Cap,$AA93,AR$76)","v":0},{"$f":"INDEX(SEEUPF_EndUse_Fuel_EC_Cap,$AA93,AS$76)","v":0},{"$f":"INDEX(SEEUPF_EndUse_Fuel_EC_Cap,$AA93,AT$76)","v":0},{"$f":"INDEX(SEEUPF_EndUse_Fuel_EC_Cap,$AA93,AU$76)","v":0},null,{"$error":"#DIV/0!"},{"$error":"#DIV/0!"},{"$error":"#DIV/0!"},{"$error":"#DIV/0!"},{"$error":"#DIV/0!"},{"$error":"#DIV/0!"},{"$error":"#DIV/0!"},{"$error":"#DIV/0!"},{"$error":"#DIV/0!"},{"$error":"#DIV/0!"},{"$error":"#DIV/0!"},{"$error":"#DIV/0!"},{"$error":"#DIV/0!"},{"$error":"#DIV/0!"},{"$error":"#DIV/0!"}]
[null,null,{"$f":"IF(Lists_Exceptional_Calcs=\"Yes\",1,5/0)","v":{"$error":"#DIV/0!"}},null,{"$f":"G45+G46","v":0},{"$f":"IFERROR(U86*1000/E94,\"\")","v":""},{"$f":"IFERROR((INDEX(Perf_SEEUPF_ComplianceCalcs,'Project Performance'!$A$130,'Project Performance'!$N$102)-INDEX(Perf_SEEUPF_ComplianceCalcs,'Project Performance'!$A$132,'Project Performance'!$N$102))*1000/E94,\"\")","v":""},{"$f":"IFERROR(1-G94/F94,\"\")","v":""},null,null,null,null,null,null,null,null,null,null,null,null,null,null,null,null,null,null,18,"Other regulated","Other",{"$f":"INDEX(SEEUPF_EndUse_Fuel_EC_Cap,$AA94,AD$76)","v":0},{"$f":"INDEX(SEEUPF_EndUse_Fuel_EC_Cap,$AA94,AE$76)","v":0},{"$f":"INDEX(SEEUPF_EndUse_Fuel_EC_Cap,$AA94,AF$76)","v":0},{"$f":"INDEX(SEEUPF_EndUse_Fuel_EC_Cap,$AA94,AG$76)","v":0},{"$f":"INDEX(SEEUPF_EndUse_Fuel_EC_Cap,$AA94,AH$76)","v":0},{"$f":"INDEX(SEEUPF_EndUse_Fuel_EC_Cap,$AA94,AI$76)","v":0},{"$f":"INDEX(SEEUPF_EndUse_Fuel_EC_Cap,$AA94,AJ$76)","v":0},{"$f":"INDEX(SEEUPF_EndUse_Fuel_EC_Cap,$AA94,AK$76)","v":0},{"$f":"INDEX(SEEUPF_EndUse_Fuel_EC_Cap,$AA94,AL$76)","v":0},{"$f":"INDEX(SEEUPF_EndUse_Fuel_EC_Cap,$AA94,AM$76)","v":0},{"$f":"INDEX(SEEUPF_EndUse_Fuel_EC_Cap,$AA94,AN$76)","v":0},{"$f":"INDEX(SEEUPF_EndUse_Fuel_EC_Cap,$AA94,AO$76)","v":0},{"$f":"INDEX(SEEUPF_EndUse_Fuel_EC_Cap,$AA94,AP$76)","v":0},{"$f":"INDEX(SEEUPF_EndUse_Fuel_EC_Cap,$AA94,AQ$76)","v":0},{"$f":"INDEX(SEEUPF_EndUse_Fuel_EC_Cap,$AA94,AR$76)","v":0},{"$f":"INDEX(SEEUPF_EndUse_Fuel_EC_Cap,$AA94,AS$76)","v":0},{"$f":"INDEX(SEEUPF_EndUse_Fuel_EC_Cap,$AA94,AT$76)","v":0},{"$f":"INDEX(SEEUPF_EndUse_Fuel_EC_Cap,$AA94,AU$76)","v":0},null,{"$error":"#DIV/0!"},{"$error":"#DIV/0!"},{"$error":"#DIV/0!"},{"$error":"#DIV/0!"},{"$error":"#DIV/0!"},{"$error":"#DIV/0!"},{"$error":"#DIV/0!"},{"$error":"#DIV/0!"},{"$error":"#DIV/0!"},{"$error":"#DIV/0!"},{"$error":"#DIV/0!"},{"$error":"#DIV/0!"},{"$error":"#DIV/0!"},{"$error":"#DIV/0!"},{"$error":"#DIV/0!"}]
[null,null,{"$f":"IF(Lists_Exceptional_Calcs=\"Yes\",1,5/0)","v":{"$error":"#DIV/0!"}},null,null,null,null,null,null,null,null,null,null,null,null,null,null,null,null,null,null,null,null,null,null,null,19,"Other unregulated","Other",{"$f":"INDEX(SEEUPF_EndUse_Fuel_EC_Cap,$AA95,AD$76)","v":0},{"$f":"INDEX(SEEUPF_EndUse_Fuel_EC_Cap,$AA95,AE$76)","v":0},{"$f":"INDEX(SEEUPF_EndUse_Fuel_EC_Cap,$AA95,AF$76)","v":0},{"$f":"INDEX(SEEUPF_EndUse_Fuel_EC_Cap,$AA95,AG$76)","v":0},{"$f":"INDEX(SEEUPF_EndUse_Fuel_EC_Cap,$AA95,AH$76)","v":0},{"$f":"INDEX(SEEUPF_EndUse_Fuel_EC_Cap,$AA95,AI$76)","v":0},{"$f":"INDEX(SEEUPF_EndUse_Fuel_EC_Cap,$AA95,AJ$76)","v":0},{"$f":"INDEX(SEEUPF_EndUse_Fuel_EC_Cap,$AA95,AK$76)","v":0},{"$f":"INDEX(SEEUPF_EndUse_Fuel_EC_Cap,$AA95,AL$76)","v":0},{"$f":"INDEX(SEEUPF_EndUse_Fuel_EC_Cap,$AA95,AM$76)","v":0},{"$f":"INDEX(SEEUPF_EndUse_Fuel_EC_Cap,$AA95,AN$76)","v":0},{"$f":"INDEX(SEEUPF_EndUse_Fuel_EC_Cap,$AA95,AO$76)","v":0},{"$f":"INDEX(SEEUPF_EndUse_Fuel_EC_Cap,$AA95,AP$76)","v":0},{"$f":"INDEX(SEEUPF_EndUse_Fuel_EC_Cap,$AA95,AQ$76)","v":0},{"$f":"INDEX(SEEUPF_EndUse_Fuel_EC_Cap,$AA95,AR$76)","v":0},{"$f":"INDEX(SEEUPF_EndUse_Fuel_EC_Cap,$AA95,AS$76)","v":0},{"$f":"INDEX(SEEUPF_EndUse_Fuel_EC_Cap,$AA95,AT$76)","v":0},{"$f":"INDEX(SEEUPF_EndUse_Fuel_EC_Cap,$AA95,AU$76)","v":0},null,{"$error":"#DIV/0!"},{"$error":"#DIV/0!"},{"$error":"#DIV/0!"},{"$error":"#DIV/0!"},{"$error":"#DIV/0!"},{"$error":"#DIV/0!"},{"$error":"#DIV/0!"},{"$error":"#DIV/0!"},{"$error":"#DIV/0!"},{"$error":"#DIV/0!"},{"$error":"#DIV/0!"},{"$error":"#DIV/0!"},{"$error":"#DIV/0!"},{"$error":"#DIV/0!"},{"$error":"#DIV/0!"}]
[null,null,null,null,"Table 4a. Coincident Peak Electric Demand: Summer",null,null,null,null,null,null,null,null,null,null,null,null,null,null,null,null,null,null,null,null,null,null,"End Use","Category","Date range 1 adj baseline electric","Date range 2 adj baseline electric","Date range 3 adj baseline electric","Date range 4 adj baseline electric","Date range 5 adj baseline electric","Date range 1 proposed electric","Date range 2 proposed electric","Date range 3 proposed electric","Date range 4 adj proposed electric","Date range 5 adj proposed electric","Date range 1 adj baseline District Cooling","Date range 2 adj baseline District Cooling","Date range 3 adj baseline District Cooling","Date range 4 adj baseline District Cooling","Date range 5 adj baseline District Cooling","Date range 1 proposed District Cooling","Date range 2 proposed District Cooling","Date range 3 proposed District Cooling","Date range 4 adj proposed District Cooling","Date range 5 adj proposed District Cooling","Date range 1 adj baseline District Hot Water","Date range 2 adj baseline District Hot Water","Date range 3 adj baseline District Hot Water","Date range 4 adj baseline District Hot Water","Date range 5 adj baseline District Hot Water","Date range 1 proposed District Hot Water","Date range 2 proposed District Hot Water","Date range 3 proposed District Hot Water","Date range 4 adj proposed District Hot Water","Date range 5 adj proposed District Hot Water","Date range 1 adj baseline District Steam","Date range 2 adj baseline District Steam","Date range 3 adj baseline District Steam","Date range 4 adj baseline District Steam","Date range 5 adj baseline District Steam","Date range 1 proposed District Steam","Date range 2 proposed District Steam","Date range 3 proposed District Steam","Date range 4 adj proposed District Steam","Date range 5 adj proposed District Steam"]
[null,null,null,null,"End Use","Demand Units","Summer",null,null,null,null,null,null,null,null,null,null,null,null,null,null,null,null,null,null,null,1,{"$f":"INDEX(Demand_Savings_Electric,AA97+2,'Demand Savings'!$E$3)","v":"Interior lighting"},"Lighting",{"$f":"INDEX(Demand_Savings_Electric,$AA97+2,'Demand Savings'!L$3)","v":""},{"$f":"INDEX(Demand_Savings_Electric,$AA97+2,'Demand Savings'!M$3)","v":""},{"$f":"INDEX(Demand_Savings_Electric,$AA97+2,'Demand Savings'!N$3)","v":""},{"$f":"INDEX(Demand_Savings_Electric,$AA97+2,'Demand Savings'!O$3)","v":""},{"$f":"INDEX(Demand_Savings_Electric,$AA97+2,'Demand Savings'!P$3)","v":""},{"$f":"INDEX(Demand_Savings_Electric,$AA97+2,'Demand Savings'!Q$3)","v":""},{"$f":"INDEX(Demand_Savings_Electric,$AA97+2,'Demand Savings'!R$3)","v":""},{"$f":"INDEX(Demand_Savings_Electric,$AA97+2,'Demand Savings'!S$3)","v":""},{"$f":"INDEX(Demand_Savings_Electric,$AA97+2,'Demand Savings'!T$3)","v":""},{"$f":"INDEX(Demand_Savings_Electric,$AA97+2,'Demand Savings'!U$3)","v":""},{"$f":"INDEX(Demand_Savings_DistrictCooling,$AA97+2,'Demand Savings'!L$3)","v":""},{"$f":"INDEX(Demand_Savings_DistrictCooling,$AA97+2,'Demand Savings'!M$3)","v":""},{"$f":"INDEX(Demand_Savings_DistrictCooling,$AA97+2,'Demand Savings'!N$3)","v":""},{"$f":"INDEX(Demand_Savings_DistrictCooling,$AA97+2,'Demand Savings'!O$3)","v":""},{"$f":"INDEX(Demand_Savings_DistrictCooling,$AA97+2,'Demand Savings'!P$3)","v":""},{"$f":"INDEX(Demand_Savings_DistrictCooling,$AA97+2,'Demand Savings'!Q$3)","v":""},{"$f":"INDEX(Demand_Savings_DistrictCooling,$AA97+2,'Demand Savings'!R$3)","v":""},{"$f":"INDEX(Demand_Savings_DistrictCooling,$AA97+2,'Demand Savings'!S$3)","v":""},{"$f":"INDEX(Demand_Savings_DistrictCooling,$AA97+2,'Demand Savings'!T$3)","v":""},{"$f":"INDEX(Demand_Savings_DistrictCooling,$AA97+2,'Demand Savings'!U$3)","v":""},{"$f":"INDEX(Demand_Savings_DistrictHotWater,$AA97+2,'Demand Savings'!L$3)","v":""},{"$f":"INDEX(Demand_Savings_DistrictHotWater,$AA97+2,'Demand Savings'!M$3)","v":""},{"$f":"INDEX(Demand_Savings_DistrictHotWater,$AA97+2,'Demand Savings'!N$3)","v":""},{"$f":"INDEX(Demand_Savings_DistrictHotWater,$AA97+2,'Demand Savings'!O$3)","v":""},{"$f":"INDEX(Demand_Savings_DistrictHotWater,$AA97+2,'Demand Savings'!P$3)","v":""},{"$f":"INDEX(Demand_Savings_DistrictHotWater,$AA97+2,'Demand Savings'!Q$3)","v":""},{"$f":"INDEX(Demand_Savings_DistrictHotWater,$AA97+2,'Demand Savings'!R$3)","v":""},{"$f":"INDEX(Demand_Savings_DistrictHotWater,$AA97+2,'Demand Savings'!S$3)","v":""},{"$f":"INDEX(Demand_Savings_DistrictHotWater,$AA97+2,'Demand Savings'!T$3)","v":""},{"$f":"INDEX(Demand_Savings_DistrictHotWater,$AA97+2,'Demand Savings'!U$3)","v":""},{"$f":"INDEX(Demand_Savings_DistrictSteam,$AA97+2,'Demand Savings'!L$3)","v":""},{"$f":"INDEX(Demand_Savings_DistrictSteam,$AA97+2,'Demand Savings'!M$3)","v":""},{"$f":"INDEX(Demand_Savings_DistrictSteam,$AA97+2,'Demand Savings'!N$3)","v":""},{"$f":"INDEX(Demand_Savings_DistrictSteam,$AA97+2,'Demand Savings'!O$3)","v":""},{"$f":"INDEX(Demand_Savings_DistrictSteam,$AA97+2,'Demand Savings'!P$3)","v":""},{"$f":"INDEX(Demand_Savings_DistrictSteam,$AA97+2,'Demand Savings'!Q$3)","v":""},{"$f":"INDEX(Demand_Savings_DistrictSteam,$AA97+2,'Demand Savings'!R$3)","v":""},{"$f":"INDEX(Demand_Savings_DistrictSteam,$AA97+2,'Demand Savings'!S$3)","v":""},{"$f":"INDEX(Demand_Savings_DistrictSteam,$AA97+2,'Demand Savings'!T$3)","v":""},{"$f":"INDEX(Demand_Savings_DistrictSteam,$AA97+2,'Demand Savings'!U$3)","v":""}]
[null,null,null,null,null,null,"ASHRAE 90.1 2019 Adjusted Baseline Coincident Peak Demand",null,null,null,"Proposed Coincident Peak Demand",null,null,null,null,null,null,null,null,null,null,null,null,null,null,null,2,{"$f":"INDEX(Demand_Savings_Electric,AA98+2,'Demand Savings'!$E$3)","v":"Interior lighting (unregulated)"},"Lighting",{"$f":"INDEX(Demand_Savings_Electric,$AA98+2,'Demand Savings'!L$3)","v":""},{"$f":"INDEX(Demand_Savings_Electric,$AA98+2,'Demand Savings'!M$3)","v":""},{"$f":"INDEX(Demand_Savings_Electric,$AA98+2,'Demand Savings'!N$3)","v":""},{"$f":"INDEX(Demand_Savings_Electric,$AA98+2,'Demand Savings'!O$3)","v":""},{"$f":"INDEX(Demand_Savings_Electric,$AA98+2,'Demand Savings'!P$3)","v":""},{"$f":"INDEX(Demand_Savings_Electric,$AA98+2,'Demand Savings'!Q$3)","v":""},{"$f":"INDEX(Demand_Savings_Electric,$AA98+2,'Demand Savings'!R$3)","v":""},{"$f":"INDEX(Demand_Savings_Electric,$AA98+2,'Demand Savings'!S$3)","v":""},{"$f":"INDEX(Demand_Savings_Electric,$AA98+2,'Demand Savings'!T$3)","v":""},{"$f":"INDEX(Demand_Savings_Electric,$AA98+2,'Demand Savings'!U$3)","v":""},{"$f":"INDEX(Demand_Savings_DistrictCooling,$AA98+2,'Demand Savings'!L$3)","v":""},{"$f":"INDEX(Demand_Savings_DistrictCooling,$AA98+2,'Demand Savings'!M$3)","v":""},{"$f":"INDEX(Demand_Savings_DistrictCooling,$AA98+2,'Demand Savings'!N$3)","v":""},{"$f":"INDEX(Demand_Savings_DistrictCooling,$AA98+2,'Demand Savings'!O$3)","v":""},{"$f":"INDEX(Demand_Savings_DistrictCooling,$AA98+2,'Demand Savings'!P$3)","v":""},{"$f":"INDEX(Demand_Savings_DistrictCooling,$AA98+2,'Demand Savings'!Q$3)","v":""},{"$f":"INDEX(Demand_Savings_DistrictCooling,$AA98+2,'Demand Savings'!R$3)","v":""},{"$f":"INDEX(Demand_Savings_DistrictCooling,$AA98+2,'Demand Savings'!S$3)","v":""},{"$f":"INDEX(Demand_Savings_DistrictCooling,$AA98+2,'Demand Savings'!T$3)","v":""},{"$f":"INDEX(Demand_Savings_DistrictCooling,$AA98+2,'Demand Savings'!U$3)","v":""},{"$f":"INDEX(Demand_Savings_DistrictHotWater,$AA98+2,'Demand Savings'!L$3)","v":""},{"$f":"INDEX(Demand_Savings_DistrictHotWater,$AA98+2,'Demand Savings'!M$3)","v":""},{"$f":"INDEX(Demand_Savings_DistrictHotWater,$AA98+2,'Demand Savings'!N$3)","v":""},{"$f":"INDEX(Demand_Savings_DistrictHotWater,$AA98+2,'Demand Savings'!O$3)","v":""},{"$f":"INDEX(Demand_Savings_DistrictHotWater,$AA98+2,'Demand Savings'!P$3)","v":""},{"$f":"INDEX(Demand_Savings_DistrictHotWater,$AA98+2,'Demand Savings'!Q$3)","v":""},{"$f":"INDEX(Demand_Savings_DistrictHotWater,$AA98+2,'Demand Savings'!R$3)","v":""},{"$f":"INDEX(Demand_Savings_DistrictHotWater,$AA98+2,'Demand Savings'!S$3)","v":""},{"$f":"INDEX(Demand_Savings_DistrictHotWater,$AA98+2,'Demand Savings'!T$3)","v":""},{"$f":"INDEX(Demand_Savings_DistrictHotWater,$AA98+2,'Demand Savings'!U$3)","v":""},{"$f":"INDEX(Demand_Savings_DistrictSteam,$AA98+2,'Demand Savings'!L$3)","v":""},{"$f":"INDEX(Demand_Savings_DistrictSteam,$AA98+2,'Demand Savings'!M$3)","v":""},{"$f":"INDEX(Demand_Savings_DistrictSteam,$AA98+2,'Demand Savings'!N$3)","v":""},{"$f":"INDEX(Demand_Savings_DistrictSteam,$AA98+2,'Demand Savings'!O$3)","v":""},{"$f":"INDEX(Demand_Savings_DistrictSteam,$AA98+2,'Demand Savings'!P$3)","v":""},{"$f":"INDEX(Demand_Savings_DistrictSteam,$AA98+2,'Demand Savings'!Q$3)","v":""},{"$f":"INDEX(Demand_Savings_DistrictSteam,$AA98+2,'Demand Savings'!R$3)","v":""},{"$f":"INDEX(Demand_Savings_DistrictSteam,$AA98+2,'Demand Savings'!S$3)","v":""},{"$f":"INDEX(Demand_Savings_DistrictSteam,$AA98+2,'Demand Savings'!T$3)","v":""},{"$f":"INDEX(Demand_Savings_DistrictSteam,$AA98+2,'Demand Savings'!U$3)","v":""}]
[null,null,null,null,null,null,"June Peak Demand","July Peak Demand","August Peak Demand","Coincident Peak Electric Demand: Summer (per EMG 6.1)","June Peak Demand","July Peak Demand","August Peak Demand","Coincident Peak Electric Demand: Summer (per EMG 6.1)",null,null,null,null,null,null,null,null,null,null,null,null,3,{"$f":"INDEX(Demand_Savings_Electric,AA99+2,'Demand Savings'!$E$3)","v":"Exterior lighting"},"Exterior Lighting",{"$f":"INDEX(Demand_Savings_Electric,$AA99+2,'Demand Savings'!L$3)","v":""},{"$f":"INDEX(Demand_Savings_Electric,$AA99+2,'Demand Savings'!M$3)","v":""},{"$f":"INDEX(Demand_Savings_Electric,$AA99+2,'Demand Savings'!N$3)","v":""},{"$f":"INDEX(Demand_Savings_Electric,$AA99+2,'Demand Savings'!O$3)","v":""},{"$f":"INDEX(Demand_Savings_Electric,$AA99+2,'Demand Savings'!P$3)","v":""},{"$f":"INDEX(Demand_Savings_Electric,$AA99+2,'Demand Savings'!Q$3)","v":""},{"$f":"INDEX(Demand_Savings_Electric,$AA99+2,'Demand Savings'!R$3)","v":""},{"$f":"INDEX(Demand_Savings_Electric,$AA99+2,'Demand Savings'!S$3)","v":""},{"$f":"INDEX(Demand_Savings_Electric,$AA99+2,'Demand Savings'!T$3)","v":""},{"$f":"INDEX(Demand_Savings_Electric,$AA99+2,'Demand Savings'!U$3)","v":""},{"$f":"INDEX(Demand_Savings_DistrictCooling,$AA99+2,'Demand Savings'!L$3)","v":""},{"$f":"INDEX(Demand_Savings_DistrictCooling,$AA99+2,'Demand Savings'!M$3)","v":""},{"$f":"INDEX(Demand_Savings_DistrictCooling,$AA99+2,'Demand Savings'!N$3)","v":""},{"$f":"INDEX(Demand_Savings_DistrictCooling,$AA99+2,'Demand Savings'!O$3)","v":""},{"$f":"INDEX(Demand_Savings_DistrictCooling,$AA99+2,'Demand Savings'!P$3)","v":""},{"$f":"INDEX(Demand_Savings_DistrictCooling,$AA99+2,'Demand Savings'!Q$3)","v":""},{"$f":"INDEX(Demand_Savings_DistrictCooling,$AA99+2,'Demand Savings'!R$3)","v":""},{"$f":"INDEX(Demand_Savings_DistrictCooling,$AA99+2,'Demand Savings'!S$3)","v":""},{"$f":"INDEX(Demand_Savings_DistrictCooling,$AA99+2,'Demand Savings'!T$3)","v":""},{"$f":"INDEX(Demand_Savings_DistrictCooling,$AA99+2,'Demand Savings'!U$3)","v":""},{"$f":"INDEX(Demand_Savings_DistrictHotWater,$AA99+2,'Demand Savings'!L$3)","v":""},{"$f":"INDEX(Demand_Savings_DistrictHotWater,$AA99+2,'Demand Savings'!M$3)","v":""},{"$f":"INDEX(Demand_Savings_DistrictHotWater,$AA99+2,'Demand Savings'!N$3)","v":""},{"$f":"INDEX(Demand_Savings_DistrictHotWater,$AA99+2,'Demand Savings'!O$3)","v":""},{"$f":"INDEX(Demand_Savings_DistrictHotWater,$AA99+2,'Demand Savings'!P$3)","v":""},{"$f":"INDEX(Demand_Savings_DistrictHotWater,$AA99+2,'Demand Savings'!Q$3)","v":""},{"$f":"INDEX(Demand_Savings_DistrictHotWater,$AA99+2,'Demand Savings'!R$3)","v":""},{"$f":"INDEX(Demand_Savings_DistrictHotWater,$AA99+2,'Demand Savings'!S$3)","v":""},{"$f":"INDEX(Demand_Savings_DistrictHotWater,$AA99+2,'Demand Savings'!T$3)","v":""},{"$f":"INDEX(Demand_Savings_DistrictHotWater,$AA99+2,'Demand Savings'!U$3)","v":""},{"$f":"INDEX(Demand_Savings_DistrictSteam,$AA99+2,'Demand Savings'!L$3)","v":""},{"$f":"INDEX(Demand_Savings_DistrictSteam,$AA99+2,'Demand Savings'!M$3)","v":""},{"$f":"INDEX(Demand_Savings_DistrictSteam,$AA99+2,'Demand Savings'!N$3)","v":""},{"$f":"INDEX(Demand_Savings_DistrictSteam,$AA99+2,'Demand Savings'!O$3)","v":""},{"$f":"INDEX(Demand_Savings_DistrictSteam,$AA99+2,'Demand Savings'!P$3)","v":""},{"$f":"INDEX(Demand_Savings_DistrictSteam,$AA99+2,'Demand Savings'!Q$3)","v":""},{"$f":"INDEX(Demand_Savings_DistrictSteam,$AA99+2,'Demand Savings'!R$3)","v":""},{"$f":"INDEX(Demand_Savings_DistrictSteam,$AA99+2,'Demand Savings'!S$3)","v":""},{"$f":"INDEX(Demand_Savings_DistrictSteam,$AA99+2,'Demand Savings'!T$3)","v":""},{"$f":"INDEX(Demand_Savings_DistrictSteam,$AA99+2,'Demand Savings'!U$3)","v":""}]
[null,null,null,null,"Lighting","kW",{"$f":"SUMIF($AC$97:$AC$115,$E100,AD$97:AD$115)","v":0},{"$f":"SUMIF($AC$97:$AC$115,$E100,AE$97:AE$115)","v":0},{"$f":"SUMIF($AC$97:$AC$115,$E100,AF$97:AF$115)","v":0},{"$f":"IFERROR(AVERAGE(G100:I100),\"-\")","v":0},{"$f":"SUMIF($AC$97:$AC$115,$E100,AI$97:AI$115)","v":0},{"$f":"SUMIF($AC$97:$AC$115,$E100,AJ$97:AJ$115)","v":0},{"$f":"SUMIF($AC$97:$AC$115,$E100,AK$97:AK$115)","v":0},{"$f":"IFERROR(AVERAGE(K100:M100),\"-\")","v":0},null,null,null,null,null,null,null,null,null,null,null,null,4,{"$f":"INDEX(Demand_Savings_Electric,AA100+2,'Demand Savings'!$E$3)","v":"Space heating"},"Heating",{"$f":"INDEX(Demand_Savings_Electric,$AA100+2,'Demand Savings'!L$3)","v":""},{"$f":"INDEX(Demand_Savings_Electric,$AA100+2,'Demand Savings'!M$3)","v":""},{"$f":"INDEX(Demand_Savings_Electric,$AA100+2,'Demand Savings'!N$3)","v":""},{"$f":"INDEX(Demand_Savings_Electric,$AA100+2,'Demand Savings'!O$3)","v":""},{"$f":"INDEX(Demand_Savings_Electric,$AA100+2,'Demand Savings'!P$3)","v":""},{"$f":"INDEX(Demand_Savings_Electric,$AA100+2,'Demand Savings'!Q$3)","v":""},{"$f":"INDEX(Demand_Savings_Electric,$AA100+2,'Demand Savings'!R$3)","v":""},{"$f":"INDEX(Demand_Savings_Electric,$AA100+2,'Demand Savings'!S$3)","v":""},{"$f":"INDEX(Demand_Savings_Electric,$AA100+2,'Demand Savings'!T$3)","v":""},{"$f":"INDEX(Demand_Savings_Electric,$AA100+2,'Demand Savings'!U$3)","v":""},{"$f":"INDEX(Demand_Savings_DistrictCooling,$AA100+2,'Demand Savings'!L$3)","v":""},{"$f":"INDEX(Demand_Savings_DistrictCooling,$AA100+2,'Demand Savings'!M$3)","v":""},{"$f":"INDEX(Demand_Savings_DistrictCooling,$AA100+2,'Demand Savings'!N$3)","v":""},{"$f":"INDEX(Demand_Savings_DistrictCooling,$AA100+2,'Demand Savings'!O$3)","v":""},{"$f":"INDEX(Demand_Savings_DistrictCooling,$AA100+2,'Demand Savings'!P$3)","v":""},{"$f":"INDEX(Demand_Savings_DistrictCooling,$AA100+2,'Demand Savings'!Q$3)","v":""},{"$f":"INDEX(Demand_Savings_DistrictCooling,$AA100+2,'Demand Savings'!R$3)","v":""},{"$f":"INDEX(Demand_Savings_DistrictCooling,$AA100+2,'Demand Savings'!S$3)","v":""},{"$f":"INDEX(Demand_Savings_DistrictCooling,$AA100+2,'Demand Savings'!T$3)","v":""},{"$f":"INDEX(Demand_Savings_DistrictCooling,$AA100+2,'Demand Savings'!U$3)","v":""},{"$f":"INDEX(Demand_Savings_DistrictHotWater,$AA100+2,'Demand Savings'!L$3)","v":""},{"$f":"INDEX(Demand_Savings_DistrictHotWater,$AA100+2,'Demand Savings'!M$3)","v":""},{"$f":"INDEX(Demand_Savings_DistrictHotWater,$AA100+2,'Demand Savings'!N$3)","v":""},{"$f":"INDEX(Demand_Savings_DistrictHotWater,$AA100+2,'Demand Savings'!O$3)","v":""},{"$f":"INDEX(Demand_Savings_DistrictHotWater,$AA100+2,'Demand Savings'!P$3)","v":""},{"$f":"INDEX(Demand_Savings_DistrictHotWater,$AA100+2,'Demand Savings'!Q$3)","v":""},{"$f":"INDEX(Demand_Savings_DistrictHotWater,$AA100+2,'Demand Savings'!R$3)","v":""},{"$f":"INDEX(Demand_Savings_DistrictHotWater,$AA100+2,'Demand Savings'!S$3)","v":""},{"$f":"INDEX(Demand_Savings_DistrictHotWater,$AA100+2,'Demand Savings'!T$3)","v":""},{"$f":"INDEX(Demand_Savings_DistrictHotWater,$AA100+2,'Demand Savings'!U$3)","v":""},{"$f":"INDEX(Demand_Savings_DistrictSteam,$AA100+2,'Demand Savings'!L$3)","v":""},{"$f":"INDEX(Demand_Savings_DistrictSteam,$AA100+2,'Demand Savings'!M$3)","v":""},{"$f":"INDEX(Demand_Savings_DistrictSteam,$AA100+2,'Demand Savings'!N$3)","v":""},{"$f":"INDEX(Demand_Savings_DistrictSteam,$AA100+2,'Demand Savings'!O$3)","v":""},{"$f":"INDEX(Demand_Savings_DistrictSteam,$AA100+2,'Demand Savings'!P$3)","v":""},{"$f":"INDEX(Demand_Savings_DistrictSteam,$AA100+2,'Demand Savings'!Q$3)","v":""},{"$f":"INDEX(Demand_Savings_DistrictSteam,$AA100+2,'Demand Savings'!R$3)","v":""},{"$f":"INDEX(Demand_Savings_DistrictSteam,$AA100+2,'Demand Savings'!S$3)","v":""},{"$f":"INDEX(Demand_Savings_DistrictSteam,$AA100+2,'Demand Savings'!T$3)","v":""},{"$f":"INDEX(Demand_Savings_DistrictSteam,$AA100+2,'Demand Savings'!U$3)","v":""}]
[null,null,null,null,"Cooling","kW",{"$f":"SUMIF($AC$97:$AC$115,$E101,AD$97:AD$115)","v":0},{"$f":"SUMIF($AC$97:$AC$115,$E101,AE$97:AE$115)","v":0},{"$f":"SUMIF($AC$97:$AC$115,$E101,AF$97:AF$115)","v":0},{"$f":"IFERROR(AVERAGE(G101:I101),\"-\")","v":0},0,0,0,{"$f":"IFERROR(AVERAGE(K101:M101),\"-\")","v":0},null,null,null,null,null,null,null,null,null,null,null,null,5,{"$f":"INDEX(Demand_Savings_Electric,AA101+2,'Demand Savings'!$E$3)","v":"Heat pump supplemental heater"},"Heating",{"$f":"INDEX(Demand_Savings_Electric,$AA101+2,'Demand Savings'!L$3)","v":""},{"$f":"INDEX(Demand_Savings_Electric,$AA101+2,'Demand Savings'!M$3)","v":""},{"$f":"INDEX(Demand_Savings_Electric,$AA101+2,'Demand Savings'!N$3)","v":""},{"$f":"INDEX(Demand_Savings_Electric,$AA101+2,'Demand Savings'!O$3)","v":""},{"$f":"INDEX(Demand_Savings_Electric,$AA101+2,'Demand Savings'!P$3)","v":""},{"$f":"INDEX(Demand_Savings_Electric,$AA101+2,'Demand Savings'!Q$3)","v":""},{"$f":"INDEX(Demand_Savings_Electric,$AA101+2,'Demand Savings'!R$3)","v":""},{"$f":"INDEX(Demand_Savings_Electric,$AA101+2,'Demand Savings'!S$3)","v":""},{"$f":"INDEX(Demand_Savings_Electric,$AA101+2,'Demand Savings'!T$3)","v":""},{"$f":"INDEX(Demand_Savings_Electric,$AA101+2,'Demand Savings'!U$3)","v":""},{"$f":"INDEX(Demand_Savings_DistrictCooling,$AA101+2,'Demand Savings'!L$3)","v":""},{"$f":"INDEX(Demand_Savings_DistrictCooling,$AA101+2,'Demand Savings'!M$3)","v":""},{"$f":"INDEX(Demand_Savings_DistrictCooling,$AA101+2,'Demand Savings'!N$3)","v":""},{"$f":"INDEX(Demand_Savings_DistrictCooling,$AA101+2,'Demand Savings'!O$3)","v":""},{"$f":"INDEX(Demand_Savings_DistrictCooling,$AA101+2,'Demand Savings'!P$3)","v":""},{"$f":"INDEX(Demand_Savings_DistrictCooling,$AA101+2,'Demand Savings'!Q$3)","v":""},{"$f":"INDEX(Demand_Savings_DistrictCooling,$AA101+2,'Demand Savings'!R$3)","v":""},{"$f":"INDEX(Demand_Savings_DistrictCooling,$AA101+2,'Demand Savings'!S$3)","v":""},{"$f":"INDEX(Demand_Savings_DistrictCooling,$AA101+2,'Demand Savings'!T$3)","v":""},{"$f":"INDEX(Demand_Savings_DistrictCooling,$AA101+2,'Demand Savings'!U$3)","v":""},{"$f":"INDEX(Demand_Savings_DistrictHotWater,$AA101+2,'Demand Savings'!L$3)","v":""},{"$f":"INDEX(Demand_Savings_DistrictHotWater,$AA101+2,'Demand Savings'!M$3)","v":""},{"$f":"INDEX(Demand_Savings_DistrictHotWater,$AA101+2,'Demand Savings'!N$3)","v":""},{"$f":"INDEX(Demand_Savings_DistrictHotWater,$AA101+2,'Demand Savings'!O$3)","v":""},{"$f":"INDEX(Demand_Savings_DistrictHotWater,$AA101+2,'Demand Savings'!P$3)","v":""},{"$f":"INDEX(Demand_Savings_DistrictHotWater,$AA101+2,'Demand Savings'!Q$3)","v":""},{"$f":"INDEX(Demand_Savings_DistrictHotWater,$AA101+2,'Demand Savings'!R$3)","v":""},{"$f":"INDEX(Demand_Savings_DistrictHotWater,$AA101+2,'Demand Savings'!S$3)","v":""},{"$f":"INDEX(Demand_Savings_DistrictHotWater,$AA101+2,'Demand Savings'!T$3)","v":""},{"$f":"INDEX(Demand_Savings_DistrictHotWater,$AA101+2,'Demand Savings'!U$3)","v":""},{"$f":"INDEX(Demand_Savings_DistrictSteam,$AA101+2,'Demand Savings'!L$3)","v":""},{"$f":"INDEX(Demand_Savings_DistrictSteam,$AA101+2,'Demand Savings'!M$3)","v":""},{"$f":"INDEX(Demand_Savings_DistrictSteam,$AA101+2,'Demand Savings'!N$3)","v":""},{"$f":"INDEX(Demand_Savings_DistrictSteam,$AA101+2,'Demand Savings'!O$3)","v":""},{"$f":"INDEX(Demand_Savings_DistrictSteam,$AA101+2,'Demand Savings'!P$3)","v":""},{"$f":"INDEX(Demand_Savings_DistrictSteam,$AA101+2,'Demand Savings'!Q$3)","v":""},{"$f":"INDEX(Demand_Savings_DistrictSteam,$AA101+2,'Demand Savings'!R$3)","v":""},{"$f":"INDEX(Demand_Savings_DistrictSteam,$AA101+2,'Demand Savings'!S$3)","v":""},{"$f":"INDEX(Demand_Savings_DistrictSteam,$AA101+2,'Demand Savings'!T$3)","v":""},{"$f":"INDEX(Demand_Savings_DistrictSteam,$AA101+2,'Demand Savings'!U$3)","v":""}]
[null,null,null,null,"Heating","kW",0,0,0,0,0,0,0,0,null,null,null,null,null,null,null,null,null,null,null,null,6,{"$f":"INDEX(Demand_Savings_Electric,AA102+2,'Demand Savings'!$E$3)","v":"Space cooling"},"Cooling",{"$f":"INDEX(Demand_Savings_Electric,$AA102+2,'Demand Savings'!L$3)","v":""},{"$f":"INDEX(Demand_Savings_Electric,$AA102+2,'Demand Savings'!M$3)","v":""},{"$f":"INDEX(Demand_Savings_Electric,$AA102+2,'Demand Savings'!N$3)","v":""},{"$f":"INDEX(Demand_Savings_Electric,$AA102+2,'Demand Savings'!O$3)","v":""},{"$f":"INDEX(Demand_Savings_Electric,$AA102+2,'Demand Savings'!P$3)","v":""},{"$f":"INDEX(Demand_Savings_Electric,$AA102+2,'Demand Savings'!Q$3)","v":""},{"$f":"INDEX(Demand_Savings_Electric,$AA102+2,'Demand Savings'!R$3)","v":""},{"$f":"INDEX(Demand_Savings_Electric,$AA102+2,'Demand Savings'!S$3)","v":""},{"$f":"INDEX(Demand_Savings_Electric,$AA102+2,'Demand Savings'!T$3)","v":""},{"$f":"INDEX(Demand_Savings_Electric,$AA102+2,'Demand Savings'!U$3)","v":""},{"$f":"INDEX(Demand_Savings_DistrictCooling,$AA102+2,'Demand Savings'!L$3)","v":""},{"$f":"INDEX(Demand_Savings_DistrictCooling,$AA102+2,'Demand Savings'!M$3)","v":""},{"$f":"INDEX(Demand_Savings_DistrictCooling,$AA102+2,'Demand Savings'!N$3)","v":""},{"$f":"INDEX(Demand_Savings_DistrictCooling,$AA102+2,'Demand Savings'!O$3)","v":""},{"$f":"INDEX(Demand_Savings_DistrictCooling,$AA102+2,'Demand Savings'!P$3)","v":""},{"$f":"INDEX(Demand_Savings_DistrictCooling,$AA102+2,'Demand Savings'!Q$3)","v":""},{"$f":"INDEX(Demand_Savings_DistrictCooling,$AA102+2,'Demand Savings'!R$3)","v":""},{"$f":"INDEX(Demand_Savings_DistrictCooling,$AA102+2,'Demand Savings'!S$3)","v":""},{"$f":"INDEX(Demand_Savings_DistrictCooling,$AA102+2,'Demand Savings'!T$3)","v":""},{"$f":"INDEX(Demand_Savings_DistrictCooling,$AA102+2,'Demand Savings'!U$3)","v":""},{"$f":"INDEX(Demand_Savings_DistrictHotWater,$AA102+2,'Demand Savings'!L$3)","v":""},{"$f":"INDEX(Demand_Savings_DistrictHotWater,$AA102+2,'Demand Savings'!M$3)","v":""},{"$f":"INDEX(Demand_Savings_DistrictHotWater,$AA102+2,'Demand Savings'!N$3)","v":""},{"$f":"INDEX(Demand_Savings_DistrictHotWater,$AA102+2,'Demand Savings'!O$3)","v":""},{"$f":"INDEX(Demand_Savings_DistrictHotWater,$AA102+2,'Demand Savings'!P$3)","v":""},{"$f":"INDEX(Demand_Savings_DistrictHotWater,$AA102+2,'Demand Savings'!Q$3)","v":""},{"$f":"INDEX(Demand_Savings_DistrictHotWater,$AA102+2,'Demand Savings'!R$3)","v":""},{"$f":"INDEX(Demand_Savings_DistrictHotWater,$AA102+2,'Demand Savings'!S$3)","v":""},{"$f":"INDEX(Demand_Savings_DistrictHotWater,$AA102+2,'Demand Savings'!T$3)","v":""},{"$f":"INDEX(Demand_Savings_DistrictHotWater,$AA102+2,'Demand Savings'!U$3)","v":""},{"$f":"INDEX(Demand_Savings_DistrictSteam,$AA102+2,'Demand Savings'!L$3)","v":""},{"$f":"INDEX(Demand_Savings_DistrictSteam,$AA102+2,'Demand Savings'!M$3)","v":""},{"$f":"INDEX(Demand_Savings_DistrictSteam,$AA102+2,'Demand Savings'!N$3)","v":""},{"$f":"INDEX(Demand_Savings_DistrictSteam,$AA102+2,'Demand Savings'!O$3)","v":""},{"$f":"INDEX(Demand_Savings_DistrictSteam,$AA102+2,'Demand Savings'!P$3)","v":""},{"$f":"INDEX(Demand_Savings_DistrictSteam,$AA102+2,'Demand Savings'!Q$3)","v":""},{"$f":"INDEX(Demand_Savings_DistrictSteam,$AA102+2,'Demand Savings'!R$3)","v":""},{"$f":"INDEX(Demand_Savings_DistrictSteam,$AA102+2,'Demand Savings'!S$3)","v":""},{"$f":"INDEX(Demand_Savings_DistrictSteam,$AA102+2,'Demand Savings'!T$3)","v":""},{"$f":"INDEX(Demand_Savings_DistrictSteam,$AA102+2,'Demand Savings'!U$3)","v":""}]
[null,null,null,null,"Process","kW",0,0,0,0,0,0,0,0,null,null,null,null,null,null,null,null,null,null,null,null,7,{"$f":"INDEX(Demand_Savings_Electric,AA103+2,'Demand Savings'!$E$3)","v":"Pumps"},"Other",{"$f":"INDEX(Demand_Savings_Electric,$AA103+2,'Demand Savings'!L$3)","v":""},{"$f":"INDEX(Demand_Savings_Electric,$AA103+2,'Demand Savings'!M$3)","v":""},{"$f":"INDEX(Demand_Savings_Electric,$AA103+2,'Demand Savings'!N$3)","v":""},{"$f":"INDEX(Demand_Savings_Electric,$AA103+2,'Demand Savings'!O$3)","v":""},{"$f":"INDEX(Demand_Savings_Electric,$AA103+2,'Demand Savings'!P$3)","v":""},{"$f":"INDEX(Demand_Savings_Electric,$AA103+2,'Demand Savings'!Q$3)","v":""},{"$f":"INDEX(Demand_Savings_Electric,$AA103+2,'Demand Savings'!R$3)","v":""},{"$f":"INDEX(Demand_Savings_Electric,$AA103+2,'Demand Savings'!S$3)","v":""},{"$f":"INDEX(Demand_Savings_Electric,$AA103+2,'Demand Savings'!T$3)","v":""},{"$f":"INDEX(Demand_Savings_Electric,$AA103+2,'Demand Savings'!U$3)","v":""},{"$f":"INDEX(Demand_Savings_DistrictCooling,$AA103+2,'Demand Savings'!L$3)","v":""},{"$f":"INDEX(Demand_Savings_DistrictCooling,$AA103+2,'Demand Savings'!M$3)","v":""},{"$f":"INDEX(Demand_Savings_DistrictCooling,$AA103+2,'Demand Savings'!N$3)","v":""},{"$f":"INDEX(Demand_Savings_DistrictCooling,$AA103+2,'Demand Savings'!O$3)","v":""},{"$f":"INDEX(Demand_Savings_DistrictCooling,$AA103+2,'Demand Savings'!P$3)","v":""},{"$f":"INDEX(Demand_Savings_DistrictCooling,$AA103+2,'Demand Savings'!Q$3)","v":""},{"$f":"INDEX(Demand_Savings_DistrictCooling,$AA103+2,'Demand Savings'!R$3)","v":""},{"$f":"INDEX(Demand_Savings_DistrictCooling,$AA103+2,'Demand Savings'!S$3)","v":""},{"$f":"INDEX(Demand_Savings_DistrictCooling,$AA103+2,'Demand Savings'!T$3)","v":""},{"$f":"INDEX(Demand_Savings_DistrictCooling,$AA103+2,'Demand Savings'!U$3)","v":""},{"$f":"INDEX(Demand_Savings_DistrictHotWater,$AA103+2,'Demand Savings'!L$3)","v":""},{"$f":"INDEX(Demand_Savings_DistrictHotWater,$AA103+2,'Demand Savings'!M$3)","v":""},{"$f":"INDEX(Demand_Savings_DistrictHotWater,$AA103+2,'Demand Savings'!N$3)","v":""},{"$f":"INDEX(Demand_Savings_DistrictHotWater,$AA103+2,'Demand Savings'!O$3)","v":""},{"$f":"INDEX(Demand_Savings_DistrictHotWater,$AA103+2,'Demand Savings'!P$3)","v":""},{"$f":"INDEX(Demand_Savings_DistrictHotWater,$AA103+2,'Demand Savings'!Q$3)","v":""},{"$f":"INDEX(Demand_Savings_DistrictHotWater,$AA103+2,'Demand Savings'!R$3)","v":""},{"$f":"INDEX(Demand_Savings_DistrictHotWater,$AA103+2,'Demand Savings'!S$3)","v":""},{"$f":"INDEX(Demand_Savings_DistrictHotWater,$AA103+2,'Demand Savings'!T$3)","v":""},{"$f":"INDEX(Demand_Savings_DistrictHotWater,$AA103+2,'Demand Savings'!U$3)","v":""},{"$f":"INDEX(Demand_Savings_DistrictSteam,$AA103+2,'Demand Savings'!L$3)","v":""},{"$f":"INDEX(Demand_Savings_DistrictSteam,$AA103+2,'Demand Savings'!M$3)","v":""},{"$f":"INDEX(Demand_Savings_DistrictSteam,$AA103+2,'Demand Savings'!N$3)","v":""},{"$f":"INDEX(Demand_Savings_DistrictSteam,$AA103+2,'Demand Savings'!O$3)","v":""},{"$f":"INDEX(Demand_Savings_DistrictSteam,$AA103+2,'Demand Savings'!P$3)","v":""},{"$f":"INDEX(Demand_Savings_DistrictSteam,$AA103+2,'Demand Savings'!Q$3)","v":""},{"$f":"INDEX(Demand_Savings_DistrictSteam,$AA103+2,'Demand Savings'!R$3)","v":""},{"$f":"INDEX(Demand_Savings_DistrictSteam,$AA103+2,'Demand Savings'!S$3)","v":""},{"$f":"INDEX(Demand_Savings_DistrictSteam,$AA103+2,'Demand Savings'!T$3)","v":""},{"$f":"INDEX(Demand_Savings_DistrictSteam,$AA103+2,'Demand Savings'!U$3)","v":""}]
[null,null,null,null,"Refrigeration","kW",0,0,0,0,0,0,0,0,null,null,null,null,null,null,null,null,null,null,null,null,8,{"$f":"INDEX(Demand_Savings_Electric,AA104+2,'Demand Savings'!$E$3)","v":"Heat rejection"},"Cooling",{"$f":"INDEX(Demand_Savings_Electric,$AA104+2,'Demand Savings'!L$3)","v":""},{"$f":"INDEX(Demand_Savings_Electric,$AA104+2,'Demand Savings'!M$3)","v":""},{"$f":"INDEX(Demand_Savings_Electric,$AA104+2,'Demand Savings'!N$3)","v":""},{"$f":"INDEX(Demand_Savings_Electric,$AA104+2,'Demand Savings'!O$3)","v":""},{"$f":"INDEX(Demand_Savings_Electric,$AA104+2,'Demand Savings'!P$3)","v":""},{"$f":"INDEX(Demand_Savings_Electric,$AA104+2,'Demand Savings'!Q$3)","v":""},{"$f":"INDEX(Demand_Savings_Electric,$AA104+2,'Demand Savings'!R$3)","v":""},{"$f":"INDEX(Demand_Savings_Electric,$AA104+2,'Demand Savings'!S$3)","v":""},{"$f":"INDEX(Demand_Savings_Electric,$AA104+2,'Demand Savings'!T$3)","v":""},{"$f":"INDEX(Demand_Savings_Electric,$AA104+2,'Demand Savings'!U$3)","v":""},{"$f":"INDEX(Demand_Savings_DistrictCooling,$AA104+2,'Demand Savings'!L$3)","v":""},{"$f":"INDEX(Demand_Savings_DistrictCooling,$AA104+2,'Demand Savings'!M$3)","v":""},{"$f":"INDEX(Demand_Savings_DistrictCooling,$AA104+2,'Demand Savings'!N$3)","v":""},{"$f":"INDEX(Demand_Savings_DistrictCooling,$AA104+2,'Demand Savings'!O$3)","v":""},{"$f":"INDEX(Demand_Savings_DistrictCooling,$AA104+2,'Demand Savings'!P$3)","v":""},{"$f":"INDEX(Demand_Savings_DistrictCooling,$AA104+2,'Demand Savings'!Q$3)","v":""},{"$f":"INDEX(Demand_Savings_DistrictCooling,$AA104+2,'Demand Savings'!R$3)","v":""},{"$f":"INDEX(Demand_Savings_DistrictCooling,$AA104+2,'Demand Savings'!S$3)","v":""},{"$f":"INDEX(Demand_Savings_DistrictCooling,$AA104+2,'Demand Savings'!T$3)","v":""},{"$f":"INDEX(Demand_Savings_DistrictCooling,$AA104+2,'Demand Savings'!U$3)","v":""},{"$f":"INDEX(Demand_Savings_DistrictHotWater,$AA104+2,'Demand Savings'!L$3)","v":""},{"$f":"INDEX(Demand_Savings_DistrictHotWater,$AA104+2,'Demand Savings'!M$3)","v":""},{"$f":"INDEX(Demand_Savings_DistrictHotWater,$AA104+2,'Demand Savings'!N$3)","v":""},{"$f":"INDEX(Demand_Savings_DistrictHotWater,$AA104+2,'Demand Savings'!O$3)","v":""},{"$f":"INDEX(Demand_Savings_DistrictHotWater,$AA104+2,'Demand Savings'!P$3)","v":""},{"$f":"INDEX(Demand_Savings_DistrictHotWater,$AA104+2,'Demand Savings'!Q$3)","v":""},{"$f":"INDEX(Demand_Savings_DistrictHotWater,$AA104+2,'Demand Savings'!R$3)","v":""},{"$f":"INDEX(Demand_Savings_DistrictHotWater,$AA104+2,'Demand Savings'!S$3)","v":""},{"$f":"INDEX(Demand_Savings_DistrictHotWater,$AA104+2,'Demand Savings'!T$3)","v":""},{"$f":"INDEX(Demand_Savings_DistrictHotWater,$AA104+2,'Demand Savings'!U$3)","v":""},{"$f":"INDEX(Demand_Savings_DistrictSteam,$AA104+2,'Demand Savings'!L$3)","v":""},{"$f":"INDEX(Demand_Savings_DistrictSteam,$AA104+2,'Demand Savings'!M$3)","v":""},{"$f":"INDEX(Demand_Savings_DistrictSteam,$AA104+2,'Demand Savings'!N$3)","v":""},{"$f":"INDEX(Demand_Savings_DistrictSteam,$AA104+2,'Demand Savings'!O$3)","v":""},{"$f":"INDEX(Demand_Savings_DistrictSteam,$AA104+2,'Demand Savings'!P$3)","v":""},{"$f":"INDEX(Demand_Savings_DistrictSteam,$AA104+2,'Demand Savings'!Q$3)","v":""},{"$f":"INDEX(Demand_Savings_DistrictSteam,$AA104+2,'Demand Savings'!R$3)","v":""},{"$f":"INDEX(Demand_Savings_DistrictSteam,$AA104+2,'Demand Savings'!S$3)","v":""},{"$f":"INDEX(Demand_Savings_DistrictSteam,$AA104+2,'Demand Savings'!T$3)","v":""},{"$f":"INDEX(Demand_Savings_DistrictSteam,$AA104+2,'Demand Savings'!U$3)","v":""}]
[null,null,null,null,"DHW","kW",0,0,0,0,0,0,0,0,null,null,null,null,null,null,null,null,null,null,null,null,9,{"$f":"INDEX(Demand_Savings_Electric,AA105+2,'Demand Savings'!$E$3)","v":"Fans - interior ventilation"},"Fans - interior ventilation",{"$f":"INDEX(Demand_Savings_Electric,$AA105+2,'Demand Savings'!L$3)","v":""},{"$f":"INDEX(Demand_Savings_Electric,$AA105+2,'Demand Savings'!M$3)","v":""},{"$f":"INDEX(Demand_Savings_Electric,$AA105+2,'Demand Savings'!N$3)","v":""},{"$f":"INDEX(Demand_Savings_Electric,$AA105+2,'Demand Savings'!O$3)","v":""},{"$f":"INDEX(Demand_Savings_Electric,$AA105+2,'Demand Savings'!P$3)","v":""},{"$f":"INDEX(Demand_Savings_Electric,$AA105+2,'Demand Savings'!Q$3)","v":""},{"$f":"INDEX(Demand_Savings_Electric,$AA105+2,'Demand Savings'!R$3)","v":""},{"$f":"INDEX(Demand_Savings_Electric,$AA105+2,'Demand Savings'!S$3)","v":""},{"$f":"INDEX(Demand_Savings_Electric,$AA105+2,'Demand Savings'!T$3)","v":""},{"$f":"INDEX(Demand_Savings_Electric,$AA105+2,'Demand Savings'!U$3)","v":""},{"$f":"INDEX(Demand_Savings_DistrictCooling,$AA105+2,'Demand Savings'!L$3)","v":""},{"$f":"INDEX(Demand_Savings_DistrictCooling,$AA105+2,'Demand Savings'!M$3)","v":""},{"$f":"INDEX(Demand_Savings_DistrictCooling,$AA105+2,'Demand Savings'!N$3)","v":""},{"$f":"INDEX(Demand_Savings_DistrictCooling,$AA105+2,'Demand Savings'!O$3)","v":""},{"$f":"INDEX(Demand_Savings_DistrictCooling,$AA105+2,'Demand Savings'!P$3)","v":""},{"$f":"INDEX(Demand_Savings_DistrictCooling,$AA105+2,'Demand Savings'!Q$3)","v":""},{"$f":"INDEX(Demand_Savings_DistrictCooling,$AA105+2,'Demand Savings'!R$3)","v":""},{"$f":"INDEX(Demand_Savings_DistrictCooling,$AA105+2,'Demand Savings'!S$3)","v":""},{"$f":"INDEX(Demand_Savings_DistrictCooling,$AA105+2,'Demand Savings'!T$3)","v":""},{"$f":"INDEX(Demand_Savings_DistrictCooling,$AA105+2,'Demand Savings'!U$3)","v":""},{"$f":"INDEX(Demand_Savings_DistrictHotWater,$AA105+2,'Demand Savings'!L$3)","v":""},{"$f":"INDEX(Demand_Savings_DistrictHotWater,$AA105+2,'Demand Savings'!M$3)","v":""},{"$f":"INDEX(Demand_Savings_DistrictHotWater,$AA105+2,'Demand Savings'!N$3)","v":""},{"$f":"INDEX(Demand_Savings_DistrictHotWater,$AA105+2,'Demand Savings'!O$3)","v":""},{"$f":"INDEX(Demand_Savings_DistrictHotWater,$AA105+2,'Demand Savings'!P$3)","v":""},{"$f":"INDEX(Demand_Savings_DistrictHotWater,$AA105+2,'Demand Savings'!Q$3)","v":""},{"$f":"INDEX(Demand_Savings_DistrictHotWater,$AA105+2,'Demand Savings'!R$3)","v":""},{"$f":"INDEX(Demand_Savings_DistrictHotWater,$AA105+2,'Demand Savings'!S$3)","v":""},{"$f":"INDEX(Demand_Savings_DistrictHotWater,$AA105+2,'Demand Savings'!T$3)","v":""},{"$f":"INDEX(Demand_Savings_DistrictHotWater,$AA105+2,'Demand Savings'!U$3)","v":""},{"$f":"INDEX(Demand_Savings_DistrictSteam,$AA105+2,'Demand Savings'!L$3)","v":""},{"$f":"INDEX(Demand_Savings_DistrictSteam,$AA105+2,'Demand Savings'!M$3)","v":""},{"$f":"INDEX(Demand_Savings_DistrictSteam,$AA105+2,'Demand Savings'!N$3)","v":""},{"$f":"INDEX(Demand_Savings_DistrictSteam,$AA105+2,'Demand Savings'!O$3)","v":""},{"$f":"INDEX(Demand_Savings_DistrictSteam,$AA105+2,'Demand Savings'!P$3)","v":""},{"$f":"INDEX(Demand_Savings_DistrictSteam,$AA105+2,'Demand Savings'!Q$3)","v":""},{"$f":"INDEX(Demand_Savings_DistrictSteam,$AA105+2,'Demand Savings'!R$3)","v":""},{"$f":"INDEX(Demand_Savings_DistrictSteam,$AA105+2,'Demand Savings'!S$3)","v":""},{"$f":"INDEX(Demand_Savings_DistrictSteam,$AA105+2,'Demand Savings'!T$3)","v":""},{"$f":"INDEX(Demand_Savings_DistrictSteam,$AA105+2,'Demand Savings'!U$3)","v":""}]
[null,null,null,null,"Fans - interior ventilation","kW",0,0,0,0,0,0,0,0,null,null,null,null,null,null,null,null,null,null,null,null,10,{"$f":"INDEX(Demand_Savings_Electric,AA106+2,'Demand Savings'!$E$3)","v":"Fans - parking garage"},"Other",{"$f":"INDEX(Demand_Savings_Electric,$AA106+2,'Demand Savings'!L$3)","v":""},{"$f":"INDEX(Demand_Savings_Electric,$AA106+2,'Demand Savings'!M$3)","v":""},{"$f":"INDEX(Demand_Savings_Electric,$AA106+2,'Demand Savings'!N$3)","v":""},{"$f":"INDEX(Demand_Savings_Electric,$AA106+2,'Demand Savings'!O$3)","v":""},{"$f":"INDEX(Demand_Savings_Electric,$AA106+2,'Demand Savings'!P$3)","v":""},{"$f":"INDEX(Demand_Savings_Electric,$AA106+2,'Demand Savings'!Q$3)","v":""},{"$f":"INDEX(Demand_Savings_Electric,$AA106+2,'Demand Savings'!R$3)","v":""},{"$f":"INDEX(Demand_Savings_Electric,$AA106+2,'Demand Savings'!S$3)","v":""},{"$f":"INDEX(Demand_Savings_Electric,$AA106+2,'Demand Savings'!T$3)","v":""},{"$f":"INDEX(Demand_Savings_Electric,$AA106+2,'Demand Savings'!U$3)","v":""},{"$f":"INDEX(Demand_Savings_DistrictCooling,$AA106+2,'Demand Savings'!L$3)","v":""},{"$f":"INDEX(Demand_Savings_DistrictCooling,$AA106+2,'Demand Savings'!M$3)","v":""},{"$f":"INDEX(Demand_Savings_DistrictCooling,$AA106+2,'Demand Savings'!N$3)","v":""},{"$f":"INDEX(Demand_Savings_DistrictCooling,$AA106+2,'Demand Savings'!O$3)","v":""},{"$f":"INDEX(Demand_Savings_DistrictCooling,$AA106+2,'Demand Savings'!P$3)","v":""},{"$f":"INDEX(Demand_Savings_DistrictCooling,$AA106+2,'Demand Savings'!Q$3)","v":""},{"$f":"INDEX(Demand_Savings_DistrictCooling,$AA106+2,'Demand Savings'!R$3)","v":""},{"$f":"INDEX(Demand_Savings_DistrictCooling,$AA106+2,'Demand Savings'!S$3)","v":""},{"$f":"INDEX(Demand_Savings_DistrictCooling,$AA106+2,'Demand Savings'!T$3)","v":""},{"$f":"INDEX(Demand_Savings_DistrictCooling,$AA106+2,'Demand Savings'!U$3)","v":""},{"$f":"INDEX(Demand_Savings_DistrictHotWater,$AA106+2,'Demand Savings'!L$3)","v":""},{"$f":"INDEX(Demand_Savings_DistrictHotWater,$AA106+2,'Demand Savings'!M$3)","v":""},{"$f":"INDEX(Demand_Savings_DistrictHotWater,$AA106+2,'Demand Savings'!N$3)","v":""},{"$f":"INDEX(Demand_Savings_DistrictHotWater,$AA106+2,'Demand Savings'!O$3)","v":""},{"$f":"INDEX(Demand_Savings_DistrictHotWater,$AA106+2,'Demand Savings'!P$3)","v":""},{"$f":"INDEX(Demand_Savings_DistrictHotWater,$AA106+2,'Demand Savings'!Q$3)","v":""},{"$f":"INDEX(Demand_Savings_DistrictHotWater,$AA106+2,'Demand Savings'!R$3)","v":""},{"$f":"INDEX(Demand_Savings_DistrictHotWater,$AA106+2,'Demand Savings'!S$3)","v":""},{"$f":"INDEX(Demand_Savings_DistrictHotWater,$AA106+2,'Demand Savings'!T$3)","v":""},{"$f":"INDEX(Demand_Savings_DistrictHotWater,$AA106+2,'Demand Savings'!U$3)","v":""},{"$f":"INDEX(Demand_Savings_DistrictSteam,$AA106+2,'Demand Savings'!L$3)","v":""},{"$f":"INDEX(Demand_Savings_DistrictSteam,$AA106+2,'Demand Savings'!M$3)","v":""},{"$f":"INDEX(Demand_Savings_DistrictSteam,$AA106+2,'Demand Savings'!N$3)","v":""},{"$f":"INDEX(Demand_Savings_DistrictSteam,$AA106+2,'Demand Savings'!O$3)","v":""},{"$f":"INDEX(Demand_Savings_DistrictSteam,$AA106+2,'Demand Savings'!P$3)","v":""},{"$f":"INDEX(Demand_Savings_DistrictSteam,$AA106+2,'Demand Savings'!Q$3)","v":""},{"$f":"INDEX(Demand_Savings_DistrictSteam,$AA106+2,'Demand Savings'!R$3)","v":""},{"$f":"INDEX(Demand_Savings_DistrictSteam,$AA106+2,'Demand Savings'!S$3)","v":""},{"$f":"INDEX(Demand_Savings_DistrictSteam,$AA106+2,'Demand Savings'!T$3)","v":""},{"$f":"INDEX(Demand_Savings_DistrictSteam,$AA106+2,'Demand Savings'!U$3)","v":""}]
[null,null,null,null,"Other","kW",0,0,0,0,0,0,0,0,null,null,null,null,null,null,null,null,null,null,null,null,11,{"$f":"INDEX(Demand_Savings_Electric,AA107+2,'Demand Savings'!$E$3)","v":"Service water heating"},"DHW",{"$f":"INDEX(Demand_Savings_Electric,$AA107+2,'Demand Savings'!L$3)","v":""},{"$f":"INDEX(Demand_Savings_Electric,$AA107+2,'Demand Savings'!M$3)","v":""},{"$f":"INDEX(Demand_Savings_Electric,$AA107+2,'Demand Savings'!N$3)","v":""},{"$f":"INDEX(Demand_Savings_Electric,$AA107+2,'Demand Savings'!O$3)","v":""},{"$f":"INDEX(Demand_Savings_Electric,$AA107+2,'Demand Savings'!P$3)","v":""},{"$f":"INDEX(Demand_Savings_Electric,$AA107+2,'Demand Savings'!Q$3)","v":""},{"$f":"INDEX(Demand_Savings_Electric,$AA107+2,'Demand Savings'!R$3)","v":""},{"$f":"INDEX(Demand_Savings_Electric,$AA107+2,'Demand Savings'!S$3)","v":""},{"$f":"INDEX(Demand_Savings_Electric,$AA107+2,'Demand Savings'!T$3)","v":""},{"$f":"INDEX(Demand_Savings_Electric,$AA107+2,'Demand Savings'!U$3)","v":""},{"$f":"INDEX(Demand_Savings_DistrictCooling,$AA107+2,'Demand Savings'!L$3)","v":""},{"$f":"INDEX(Demand_Savings_DistrictCooling,$AA107+2,'Demand Savings'!M$3)","v":""},{"$f":"INDEX(Demand_Savings_DistrictCooling,$AA107+2,'Demand Savings'!N$3)","v":""},{"$f":"INDEX(Demand_Savings_DistrictCooling,$AA107+2,'Demand Savings'!O$3)","v":""},{"$f":"INDEX(Demand_Savings_DistrictCooling,$AA107+2,'Demand Savings'!P$3)","v":""},{"$f":"INDEX(Demand_Savings_DistrictCooling,$AA107+2,'Demand Savings'!Q$3)","v":""},{"$f":"INDEX(Demand_Savings_DistrictCooling,$AA107+2,'Demand Savings'!R$3)","v":""},{"$f":"INDEX(Demand_Savings_DistrictCooling,$AA107+2,'Demand Savings'!S$3)","v":""},{"$f":"INDEX(Demand_Savings_DistrictCooling,$AA107+2,'Demand Savings'!T$3)","v":""},{"$f":"INDEX(Demand_Savings_DistrictCooling,$AA107+2,'Demand Savings'!U$3)","v":""},{"$f":"INDEX(Demand_Savings_DistrictHotWater,$AA107+2,'Demand Savings'!L$3)","v":""},{"$f":"INDEX(Demand_Savings_DistrictHotWater,$AA107+2,'Demand Savings'!M$3)","v":""},{"$f":"INDEX(Demand_Savings_DistrictHotWater,$AA107+2,'Demand Savings'!N$3)","v":""},{"$f":"INDEX(Demand_Savings_DistrictHotWater,$AA107+2,'Demand Savings'!O$3)","v":""},{"$f":"INDEX(Demand_Savings_DistrictHotWater,$AA107+2,'Demand Savings'!P$3)","v":""},{"$f":"INDEX(Demand_Savings_DistrictHotWater,$AA107+2,'Demand Savings'!Q$3)","v":""},{"$f":"INDEX(Demand_Savings_DistrictHotWater,$AA107+2,'Demand Savings'!R$3)","v":""},{"$f":"INDEX(Demand_Savings_DistrictHotWater,$AA107+2,'Demand Savings'!S$3)","v":""},{"$f":"INDEX(Demand_Savings_DistrictHotWater,$AA107+2,'Demand Savings'!T$3)","v":""},{"$f":"INDEX(Demand_Savings_DistrictHotWater,$AA107+2,'Demand Savings'!U$3)","v":""},{"$f":"INDEX(Demand_Savings_DistrictSteam,$AA107+2,'Demand Savings'!L$3)","v":""},{"$f":"INDEX(Demand_Savings_DistrictSteam,$AA107+2,'Demand Savings'!M$3)","v":""},{"$f":"INDEX(Demand_Savings_DistrictSteam,$AA107+2,'Demand Savings'!N$3)","v":""},{"$f":"INDEX(Demand_Savings_DistrictSteam,$AA107+2,'Demand Savings'!O$3)","v":""},{"$f":"INDEX(Demand_Savings_DistrictSteam,$AA107+2,'Demand Savings'!P$3)","v":""},{"$f":"INDEX(Demand_Savings_DistrictSteam,$AA107+2,'Demand Savings'!Q$3)","v":""},{"$f":"INDEX(Demand_Savings_DistrictSteam,$AA107+2,'Demand Savings'!R$3)","v":""},{"$f":"INDEX(Demand_Savings_DistrictSteam,$AA107+2,'Demand Savings'!S$3)","v":""},{"$f":"INDEX(Demand_Savings_DistrictSteam,$AA107+2,'Demand Savings'!T$3)","v":""},{"$f":"INDEX(Demand_Savings_DistrictSteam,$AA107+2,'Demand Savings'!U$3)","v":""}]
[null,null,null,null,"Total","kW",0,0,0,0,0,0,0,0,null,null,null,null,null,null,null,null,null,null,null,null,12,{"$f":"INDEX(Demand_Savings_Electric,AA108+2,'Demand Savings'!$E$3)","v":"Misc equipment"},"Other",{"$f":"INDEX(Demand_Savings_Electric,$AA108+2,'Demand Savings'!L$3)","v":""},{"$f":"INDEX(Demand_Savings_Electric,$AA108+2,'Demand Savings'!M$3)","v":""},{"$f":"INDEX(Demand_Savings_Electric,$AA108+2,'Demand Savings'!N$3)","v":""},{"$f":"INDEX(Demand_Savings_Electric,$AA108+2,'Demand Savings'!O$3)","v":""},{"$f":"INDEX(Demand_Savings_Electric,$AA108+2,'Demand Savings'!P$3)","v":""},{"$f":"INDEX(Demand_Savings_Electric,$AA108+2,'Demand Savings'!Q$3)","v":""},{"$f":"INDEX(Demand_Savings_Electric,$AA108+2,'Demand Savings'!R$3)","v":""},{"$f":"INDEX(Demand_Savings_Electric,$AA108+2,'Demand Savings'!S$3)","v":""},{"$f":"INDEX(Demand_Savings_Electric,$AA108+2,'Demand Savings'!T$3)","v":""},{"$f":"INDEX(Demand_Savings_Electric,$AA108+2,'Demand Savings'!U$3)","v":""},{"$f":"INDEX(Demand_Savings_DistrictCooling,$AA108+2,'Demand Savings'!L$3)","v":""},{"$f":"INDEX(Demand_Savings_DistrictCooling,$AA108+2,'Demand Savings'!M$3)","v":""},{"$f":"INDEX(Demand_Savings_DistrictCooling,$AA108+2,'Demand Savings'!N$3)","v":""},{"$f":"INDEX(Demand_Savings_DistrictCooling,$AA108+2,'Demand Savings'!O$3)","v":""},{"$f":"INDEX(Demand_Savings_DistrictCooling,$AA108+2,'Demand Savings'!P$3)","v":""},{"$f":"INDEX(Demand_Savings_DistrictCooling,$AA108+2,'Demand Savings'!Q$3)","v":""},{"$f":"INDEX(Demand_Savings_DistrictCooling,$AA108+2,'Demand Savings'!R$3)","v":""},{"$f":"INDEX(Demand_Savings_DistrictCooling,$AA108+2,'Demand Savings'!S$3)","v":""},{"$f":"INDEX(Demand_Savings_DistrictCooling,$AA108+2,'Demand Savings'!T$3)","v":""},{"$f":"INDEX(Demand_Savings_DistrictCooling,$AA108+2,'Demand Savings'!U$3)","v":""},{"$f":"INDEX(Demand_Savings_DistrictHotWater,$AA108+2,'Demand Savings'!L$3)","v":""},{"$f":"INDEX(Demand_Savings_DistrictHotWater,$AA108+2,'Demand Savings'!M$3)","v":""},{"$f":"INDEX(Demand_Savings_DistrictHotWater,$AA108+2,'Demand Savings'!N$3)","v":""},{"$f":"INDEX(Demand_Savings_DistrictHotWater,$AA108+2,'Demand Savings'!O$3)","v":""},{"$f":"INDEX(Demand_Savings_DistrictHotWater,$AA108+2,'Demand Savings'!P$3)","v":""},{"$f":"INDEX(Demand_Savings_DistrictHotWater,$AA108+2,'Demand Savings'!Q$3)","v":""},{"$f":"INDEX(Demand_Savings_DistrictHotWater,$AA108+2,'Demand Savings'!R$3)","v":""},{"$f":"INDEX(Demand_Savings_DistrictHotWater,$AA108+2,'Demand Savings'!S$3)","v":""},{"$f":"INDEX(Demand_Savings_DistrictHotWater,$AA108+2,'Demand Savings'!T$3)","v":""},{"$f":"INDEX(Demand_Savings_DistrictHotWater,$AA108+2,'Demand Savings'!U$3)","v":""},{"$f":"INDEX(Demand_Savings_DistrictSteam,$AA108+2,'Demand Savings'!L$3)","v":""},{"$f":"INDEX(Demand_Savings_DistrictSteam,$AA108+2,'Demand Savings'!M$3)","v":""},{"$f":"INDEX(Demand_Savings_DistrictSteam,$AA108+2,'Demand Savings'!N$3)","v":""},{"$f":"INDEX(Demand_Savings_DistrictSteam,$AA108+2,'Demand Savings'!O$3)","v":""},{"$f":"INDEX(Demand_Savings_DistrictSteam,$AA108+2,'Demand Savings'!P$3)","v":""},{"$f":"INDEX(Demand_Savings_DistrictSteam,$AA108+2,'Demand Savings'!Q$3)","v":""},{"$f":"INDEX(Demand_Savings_DistrictSteam,$AA108+2,'Demand Savings'!R$3)","v":""},{"$f":"INDEX(Demand_Savings_DistrictSteam,$AA108+2,'Demand Savings'!S$3)","v":""},{"$f":"INDEX(Demand_Savings_DistrictSteam,$AA108+2,'Demand Savings'!T$3)","v":""},{"$f":"INDEX(Demand_Savings_DistrictSteam,$AA108+2,'Demand Savings'!U$3)","v":""}]
[null,null,null,null,null,null,null,null,null,null,null,null,null,"Other includes elevators and escalators, pumps, and miscellaneous equipment.",null,null,null,null,null,null,null,null,null,null,null,null,13,{"$f":"INDEX(Demand_Savings_Electric,AA109+2,'Demand Savings'!$E$3)","v":"Industrial process"},"Process",{"$f":"INDEX(Demand_Savings_Electric,$AA109+2,'Demand Savings'!L$3)","v":""},{"$f":"INDEX(Demand_Savings_Electric,$AA109+2,'Demand Savings'!M$3)","v":""},{"$f":"INDEX(Demand_Savings_Electric,$AA109+2,'Demand Savings'!N$3)","v":""},{"$f":"INDEX(Demand_Savings_Electric,$AA109+2,'Demand Savings'!O$3)","v":""},{"$f":"INDEX(Demand_Savings_Electric,$AA109+2,'Demand Savings'!P$3)","v":""},{"$f":"INDEX(Demand_Savings_Electric,$AA109+2,'Demand Savings'!Q$3)","v":""},{"$f":"INDEX(Demand_Savings_Electric,$AA109+2,'Demand Savings'!R$3)","v":""},{"$f":"INDEX(Demand_Savings_Electric,$AA109+2,'Demand Savings'!S$3)","v":""},{"$f":"INDEX(Demand_Savings_Electric,$AA109+2,'Demand Savings'!T$3)","v":""},{"$f":"INDEX(Demand_Savings_Electric,$AA109+2,'Demand Savings'!U$3)","v":""},{"$f":"INDEX(Demand_Savings_DistrictCooling,$AA109+2,'Demand Savings'!L$3)","v":""},{"$f":"INDEX(Demand_Savings_DistrictCooling,$AA109+2,'Demand Savings'!M$3)","v":""},{"$f":"INDEX(Demand_Savings_DistrictCooling,$AA109+2,'Demand Savings'!N$3)","v":""},{"$f":"INDEX(Demand_Savings_DistrictCooling,$AA109+2,'Demand Savings'!O$3)","v":""},{"$f":"INDEX(Demand_Savings_DistrictCooling,$AA109+2,'Demand Savings'!P$3)","v":""},{"$f":"INDEX(Demand_Savings_DistrictCooling,$AA109+2,'Demand Savings'!Q$3)","v":""},{"$f":"INDEX(Demand_Savings_DistrictCooling,$AA109+2,'Demand Savings'!R$3)","v":""},{"$f":"INDEX(Demand_Savings_DistrictCooling,$AA109+2,'Demand Savings'!S$3)","v":""},{"$f":"INDEX(Demand_Savings_DistrictCooling,$AA109+2,'Demand Savings'!T$3)","v":""},{"$f":"INDEX(Demand_Savings_DistrictCooling,$AA109+2,'Demand Savings'!U$3)","v":""},{"$f":"INDEX(Demand_Savings_DistrictHotWater,$AA109+2,'Demand Savings'!L$3)","v":""},{"$f":"INDEX(Demand_Savings_DistrictHotWater,$AA109+2,'Demand Savings'!M$3)","v":""},{"$f":"INDEX(Demand_Savings_DistrictHotWater,$AA109+2,'Demand Savings'!N$3)","v":""},{"$f":"INDEX(Demand_Savings_DistrictHotWater,$AA109+2,'Demand Savings'!O$3)","v":""},{"$f":"INDEX(Demand_Savings_DistrictHotWater,$AA109+2,'Demand Savings'!P$3)","v":""},{"$f":"INDEX(Demand_Savings_DistrictHotWater,$AA109+2,'Demand Savings'!Q$3)","v":""},{"$f":"INDEX(Demand_Savings_DistrictHotWater,$AA109+2,'Demand Savings'!R$3)","v":""},{"$f":"INDEX(Demand_Savings_DistrictHotWater,$AA109+2,'Demand Savings'!S$3)","v":""},{"$f":"INDEX(Demand_Savings_DistrictHotWater,$AA109+2,'Demand Savings'!T$3)","v":""},{"$f":"INDEX(Demand_Savings_DistrictHotWater,$AA109+2,'Demand Savings'!U$3)","v":""},{"$f":"INDEX(Demand_Savings_DistrictSteam,$AA109+2,'Demand Savings'!L$3)","v":""},{"$f":"INDEX(Demand_Savings_DistrictSteam,$AA109+2,'Demand Savings'!M$3)","v":""},{"$f":"INDEX(Demand_Savings_DistrictSteam,$AA109+2,'Demand Savings'!N$3)","v":""},{"$f":"INDEX(Demand_Savings_DistrictSteam,$AA109+2,'Demand Savings'!O$3)","v":""},{"$f":"INDEX(Demand_Savings_DistrictSteam,$AA109+2,'Demand Savings'!P$3)","v":""},{"$f":"INDEX(Demand_Savings_DistrictSteam,$AA109+2,'Demand Savings'!Q$3)","v":""},{"$f":"INDEX(Demand_Savings_DistrictSteam,$AA109+2,'Demand Savings'!R$3)","v":""},{"$f":"INDEX(Demand_Savings_DistrictSteam,$AA109+2,'Demand Savings'!S$3)","v":""},{"$f":"INDEX(Demand_Savings_DistrictSteam,$AA109+2,'Demand Savings'!T$3)","v":""},{"$f":"INDEX(Demand_Savings_DistrictSteam,$AA109+2,'Demand Savings'!U$3)","v":""}]
[null,null,null,null,"Table 4b. Coincident Peak Electric Demand: Winter",null,null,null,null,null,null,null,null,null,null,null,null,null,null,null,null,null,null,null,null,null,14,{"$f":"INDEX(Demand_Savings_Electric,AA110+2,'Demand Savings'!$E$3)","v":"Refrigeration equipment (regulated)"},"Refrigeration",{"$f":"INDEX(Demand_Savings_Electric,$AA110+2,'Demand Savings'!L$3)","v":""},{"$f":"INDEX(Demand_Savings_Electric,$AA110+2,'Demand Savings'!M$3)","v":""},{"$f":"INDEX(Demand_Savings_Electric,$AA110+2,'Demand Savings'!N$3)","v":""},{"$f":"INDEX(Demand_Savings_Electric,$AA110+2,'Demand Savings'!O$3)","v":""},{"$f":"INDEX(Demand_Savings_Electric,$AA110+2,'Demand Savings'!P$3)","v":""},{"$f":"INDEX(Demand_Savings_Electric,$AA110+2,'Demand Savings'!Q$3)","v":""},{"$f":"INDEX(Demand_Savings_Electric,$AA110+2,'Demand Savings'!R$3)","v":""},{"$f":"INDEX(Demand_Savings_Electric,$AA110+2,'Demand Savings'!S$3)","v":""},{"$f":"INDEX(Demand_Savings_Electric,$AA110+2,'Demand Savings'!T$3)","v":""},{"$f":"INDEX(Demand_Savings_Electric,$AA110+2,'Demand Savings'!U$3)","v":""},{"$f":"INDEX(Demand_Savings_DistrictCooling,$AA110+2,'Demand Savings'!L$3)","v":""},{"$f":"INDEX(Demand_Savings_DistrictCooling,$AA110+2,'Demand Savings'!M$3)","v":""},{"$f":"INDEX(Demand_Savings_DistrictCooling,$AA110+2,'Demand Savings'!N$3)","v":""},{"$f":"INDEX(Demand_Savings_DistrictCooling,$AA110+2,'Demand Savings'!O$3)","v":""},{"$f":"INDEX(Demand_Savings_DistrictCooling,$AA110+2,'Demand Savings'!P$3)","v":""},{"$f":"INDEX(Demand_Savings_DistrictCooling,$AA110+2,'Demand Savings'!Q$3)","v":""},{"$f":"INDEX(Demand_Savings_DistrictCooling,$AA110+2,'Demand Savings'!R$3)","v":""},{"$f":"INDEX(Demand_Savings_DistrictCooling,$AA110+2,'Demand Savings'!S$3)","v":""},{"$f":"INDEX(Demand_Savings_DistrictCooling,$AA110+2,'Demand Savings'!T$3)","v":""},{"$f":"INDEX(Demand_Savings_DistrictCooling,$AA110+2,'Demand Savings'!U$3)","v":""},{"$f":"INDEX(Demand_Savings_DistrictHotWater,$AA110+2,'Demand Savings'!L$3)","v":""},{"$f":"INDEX(Demand_Savings_DistrictHotWater,$AA110+2,'Demand Savings'!M$3)","v":""},{"$f":"INDEX(Demand_Savings_DistrictHotWater,$AA110+2,'Demand Savings'!N$3)","v":""},{"$f":"INDEX(Demand_Savings_DistrictHotWater,$AA110+2,'Demand Savings'!O$3)","v":""},{"$f":"INDEX(Demand_Savings_DistrictHotWater,$AA110+2,'Demand Savings'!P$3)","v":""},{"$f":"INDEX(Demand_Savings_DistrictHotWater,$AA110+2,'Demand Savings'!Q$3)","v":""},{"$f":"INDEX(Demand_Savings_DistrictHotWater,$AA110+2,'Demand Savings'!R$3)","v":""},{"$f":"INDEX(Demand_Savings_DistrictHotWater,$AA110+2,'Demand Savings'!S$3)","v":""},{"$f":"INDEX(Demand_Savings_DistrictHotWater,$AA110+2,'Demand Savings'!T$3)","v":""},{"$f":"INDEX(Demand_Savings_DistrictHotWater,$AA110+2,'Demand Savings'!U$3)","v":""},{"$f":"INDEX(Demand_Savings_DistrictSteam,$AA110+2,'Demand Savings'!L$3)","v":""},{"$f":"INDEX(Demand_Savings_DistrictSteam,$AA110+2,'Demand Savings'!M$3)","v":""},{"$f":"INDEX(Demand_Savings_DistrictSteam,$AA110+2,'Demand Savings'!N$3)","v":""},{"$f":"INDEX(Demand_Savings_DistrictSteam,$AA110+2,'Demand Savings'!O$3)","v":""},{"$f":"INDEX(Demand_Savings_DistrictSteam,$AA110+2,'Demand Savings'!P$3)","v":""},{"$f":"INDEX(Demand_Savings_DistrictSteam,$AA110+2,'Demand Savings'!Q$3)","v":""},{"$f":"INDEX(Demand_Savings_DistrictSteam,$AA110+2,'Demand Savings'!R$3)","v":""},{"$f":"INDEX(Demand_Savings_DistrictSteam,$AA110+2,'Demand Savings'!S$3)","v":""},{"$f":"INDEX(Demand_Savings_DistrictSteam,$AA110+2,'Demand Savings'!T$3)","v":""},{"$f":"INDEX(Demand_Savings_DistrictSteam,$AA110+2,'Demand Savings'!U$3)","v":""}]
[null,null,null,null,"End Use","Demand Units","Winter",null,null,null,null,null,null,null,null,null,null,null,null,null,null,null,null,null,null,null,15,{"$f":"INDEX(Demand_Savings_Electric,AA111+2,'Demand Savings'!$E$3)","v":"Refrigeration equipment (unregulated)"},"Refrigeration",{"$f":"INDEX(Demand_Savings_Electric,$AA111+2,'Demand Savings'!L$3)","v":""},{"$f":"INDEX(Demand_Savings_Electric,$AA111+2,'Demand Savings'!M$3)","v":""},{"$f":"INDEX(Demand_Savings_Electric,$AA111+2,'Demand Savings'!N$3)","v":""},{"$f":"INDEX(Demand_Savings_Electric,$AA111+2,'Demand Savings'!O$3)","v":""},{"$f":"INDEX(Demand_Savings_Electric,$AA111+2,'Demand Savings'!P$3)","v":""},{"$f":"INDEX(Demand_Savings_Electric,$AA111+2,'Demand Savings'!Q$3)","v":""},{"$f":"INDEX(Demand_Savings_Electric,$AA111+2,'Demand Savings'!R$3)","v":""},{"$f":"INDEX(Demand_Savings_Electric,$AA111+2,'Demand Savings'!S$3)","v":""},{"$f":"INDEX(Demand_Savings_Electric,$AA111+2,'Demand Savings'!T$3)","v":""},{"$f":"INDEX(Demand_Savings_Electric,$AA111+2,'Demand Savings'!U$3)","v":""},{"$f":"INDEX(Demand_Savings_DistrictCooling,$AA111+2,'Demand Savings'!L$3)","v":""},{"$f":"INDEX(Demand_Savings_DistrictCooling,$AA111+2,'Demand Savings'!M$3)","v":""},{"$f":"INDEX(Demand_Savings_DistrictCooling,$AA111+2,'Demand Savings'!N$3)","v":""},{"$f":"INDEX(Demand_Savings_DistrictCooling,$AA111+2,'Demand Savings'!O$3)","v":""},{"$f":"INDEX(Demand_Savings_DistrictCooling,$AA111+2,'Demand Savings'!P$3)","v":""},{"$f":"INDEX(Demand_Savings_DistrictCooling,$AA111+2,'Demand Savings'!Q$3)","v":""},{"$f":"INDEX(Demand_Savings_DistrictCooling,$AA111+2,'Demand Savings'!R$3)","v":""},{"$f":"INDEX(Demand_Savings_DistrictCooling,$AA111+2,'Demand Savings'!S$3)","v":""},{"$f":"INDEX(Demand_Savings_DistrictCooling,$AA111+2,'Demand Savings'!T$3)","v":""},{"$f":"INDEX(Demand_Savings_DistrictCooling,$AA111+2,'Demand Savings'!U$3)","v":""},{"$f":"INDEX(Demand_Savings_DistrictHotWater,$AA111+2,'Demand Savings'!L$3)","v":""},{"$f":"INDEX(Demand_Savings_DistrictHotWater,$AA111+2,'Demand Savings'!M$3)","v":""},{"$f":"INDEX(Demand_Savings_DistrictHotWater,$AA111+2,'Demand Savings'!N$3)","v":""},{"$f":"INDEX(Demand_Savings_DistrictHotWater,$AA111+2,'Demand Savings'!O$3)","v":""},{"$f":"INDEX(Demand_Savings_DistrictHotWater,$AA111+2,'Demand Savings'!P$3)","v":""},{"$f":"INDEX(Demand_Savings_DistrictHotWater,$AA111+2,'Demand Savings'!Q$3)","v":""},{"$f":"INDEX(Demand_Savings_DistrictHotWater,$AA111+2,'Demand Savings'!R$3)","v":""},{"$f":"INDEX(Demand_Savings_DistrictHotWater,$AA111+2,'Demand Savings'!S$3)","v":""},{"$f":"INDEX(Demand_Savings_DistrictHotWater,$AA111+2,'Demand Savings'!T$3)","v":""},{"$f":"INDEX(Demand_Savings_DistrictHotWater,$AA111+2,'Demand Savings'!U$3)","v":""},{"$f":"INDEX(Demand_Savings_DistrictSteam,$AA111+2,'Demand Savings'!L$3)","v":""},{"$f":"INDEX(Demand_Savings_DistrictSteam,$AA111+2,'Demand Savings'!M$3)","v":""},{"$f":"INDEX(Demand_Savings_DistrictSteam,$AA111+2,'Demand Savings'!N$3)","v":""},{"$f":"INDEX(Demand_Savings_DistrictSteam,$AA111+2,'Demand Savings'!O$3)","v":""},{"$f":"INDEX(Demand_Savings_DistrictSteam,$AA111+2,'Demand Savings'!P$3)","v":""},{"$f":"INDEX(Demand_Savings_DistrictSteam,$AA111+2,'Demand Savings'!Q$3)","v":""},{"$f":"INDEX(Demand_Savings_DistrictSteam,$AA111+2,'Demand Savings'!R$3)","v":""},{"$f":"INDEX(Demand_Savings_DistrictSteam,$AA111+2,'Demand Savings'!S$3)","v":""},{"$f":"INDEX(Demand_Savings_DistrictSteam,$AA111+2,'Demand Savings'!T$3)","v":""},{"$f":"INDEX(Demand_Savings_DistrictSteam,$AA111+2,'Demand Savings'!U$3)","v":""}]
[null,null,null,null,null,null,"ASHRAE 90.1 2019 Adjusted Baseline Coincident Peak Demand",null,null,"Proposed Coincident Peak Demand",null,null,null,null,null,null,null,null,null,null,null,null,null,null,null,null,16,{"$f":"INDEX(Demand_Savings_Electric,AA112+2,'Demand Savings'!$E$3)","v":"Elevators and escalators"},"Other",{"$f":"INDEX(Demand_Savings_Electric,$AA112+2,'Demand Savings'!L$3)","v":""},{"$f":"INDEX(Demand_Savings_Electric,$AA112+2,'Demand Savings'!M$3)","v":""},{"$f":"INDEX(Demand_Savings_Electric,$AA112+2,'Demand Savings'!N$3)","v":""},{"$f":"INDEX(Demand_Savings_Electric,$AA112+2,'Demand Savings'!O$3)","v":""},{"$f":"INDEX(Demand_Savings_Electric,$AA112+2,'Demand Savings'!P$3)","v":""},{"$f":"INDEX(Demand_Savings_Electric,$AA112+2,'Demand Savings'!Q$3)","v":""},{"$f":"INDEX(Demand_Savings_Electric,$AA112+2,'Demand Savings'!R$3)","v":""},{"$f":"INDEX(Demand_Savings_Electric,$AA112+2,'Demand Savings'!S$3)","v":""},{"$f":"INDEX(Demand_Savings_Electric,$AA112+2,'Demand Savings'!T$3)","v":""},{"$f":"INDEX(Demand_Savings_Electric,$AA112+2,'Demand Savings'!U$3)","v":""},{"$f":"INDEX(Demand_Savings_DistrictCooling,$AA112+2,'Demand Savings'!L$3)","v":""},{"$f":"INDEX(Demand_Savings_DistrictCooling,$AA112+2,'Demand Savings'!M$3)","v":""},{"$f":"INDEX(Demand_Savings_DistrictCooling,$AA112+2,'Demand Savings'!N$3)","v":""},{"$f":"INDEX(Demand_Savings_DistrictCooling,$AA112+2,'Demand Savings'!O$3)","v":""},{"$f":"INDEX(Demand_Savings_DistrictCooling,$AA112+2,'Demand Savings'!P$3)","v":""},{"$f":"INDEX(Demand_Savings_DistrictCooling,$AA112+2,'Demand Savings'!Q$3)","v":""},{"$f":"INDEX(Demand_Savings_DistrictCooling,$AA112+2,'Demand Savings'!R$3)","v":""},{"$f":"INDEX(Demand_Savings_DistrictCooling,$AA112+2,'Demand Savings'!S$3)","v":""},{"$f":"INDEX(Demand_Savings_DistrictCooling,$AA112+2,'Demand Savings'!T$3)","v":""},{"$f":"INDEX(Demand_Savings_DistrictCooling,$AA112+2,'Demand Savings'!U$3)","v":""},{"$f":"INDEX(Demand_Savings_DistrictHotWater,$AA112+2,'Demand Savings'!L$3)","v":""},{"$f":"INDEX(Demand_Savings_DistrictHotWater,$AA112+2,'Demand Savings'!M$3)","v":""},{"$f":"INDEX(Demand_Savings_DistrictHotWater,$AA112+2,'Demand Savings'!N$3)","v":""},{"$f":"INDEX(Demand_Savings_DistrictHotWater,$AA112+2,'Demand Savings'!O$3)","v":""},{"$f":"INDEX(Demand_Savings_DistrictHotWater,$AA112+2,'Demand Savings'!P$3)","v":""},{"$f":"INDEX(Demand_Savings_DistrictHotWater,$AA112+2,'Demand Savings'!Q$3)","v":""},{"$f":"INDEX(Demand_Savings_DistrictHotWater,$AA112+2,'Demand Savings'!R$3)","v":""},{"$f":"INDEX(Demand_Savings_DistrictHotWater,$AA112+2,'Demand Savings'!S$3)","v":""},{"$f":"INDEX(Demand_Savings_DistrictHotWater,$AA112+2,'Demand Savings'!T$3)","v":""},{"$f":"INDEX(Demand_Savings_DistrictHotWater,$AA112+2,'Demand Savings'!U$3)","v":""},{"$f":"INDEX(Demand_Savings_DistrictSteam,$AA112+2,'Demand Savings'!L$3)","v":""},{"$f":"INDEX(Demand_Savings_DistrictSteam,$AA112+2,'Demand Savings'!M$3)","v":""},{"$f":"INDEX(Demand_Savings_DistrictSteam,$AA112+2,'Demand Savings'!N$3)","v":""},{"$f":"INDEX(Demand_Savings_DistrictSteam,$AA112+2,'Demand Savings'!O$3)","v":""},{"$f":"INDEX(Demand_Savings_DistrictSteam,$AA112+2,'Demand Savings'!P$3)","v":""},{"$f":"INDEX(Demand_Savings_DistrictSteam,$AA112+2,'Demand Savings'!Q$3)","v":""},{"$f":"INDEX(Demand_Savings_DistrictSteam,$AA112+2,'Demand Savings'!R$3)","v":""},{"$f":"INDEX(Demand_Savings_DistrictSteam,$AA112+2,'Demand Savings'!S$3)","v":""},{"$f":"INDEX(Demand_Savings_DistrictSteam,$AA112+2,'Demand Savings'!T$3)","v":""},{"$f":"INDEX(Demand_Savings_DistrictSteam,$AA112+2,'Demand Savings'!U$3)","v":""}]
[null,null,null,null,null,null,"December Peak Demand","January Peak Demand","Coincident Peak Electric Demand: Winter (per EMG 6.1)","December Peak Demand","January Peak Demand","Coincident Peak Electric Demand: Winter (per EMG 6.1)",null,null,null,null,null,null,null,null,null,null,null,null,null,null,17,{"$f":"INDEX(Demand_Savings_Electric,AA113+2,'Demand Savings'!$E$3)","v":"Other regulated"},"Other",{"$f":"INDEX(Demand_Savings_Electric,$AA113+2,'Demand Savings'!L$3)","v":""},{"$f":"INDEX(Demand_Savings_Electric,$AA113+2,'Demand Savings'!M$3)","v":""},{"$f":"INDEX(Demand_Savings_Electric,$AA113+2,'Demand Savings'!N$3)","v":""},{"$f":"INDEX(Demand_Savings_Electric,$AA113+2,'Demand Savings'!O$3)","v":""},{"$f":"INDEX(Demand_Savings_Electric,$AA113+2,'Demand Savings'!P$3)","v":""},{"$f":"INDEX(Demand_Savings_Electric,$AA113+2,'Demand Savings'!Q$3)","v":""},{"$f":"INDEX(Demand_Savings_Electric,$AA113+2,'Demand Savings'!R$3)","v":""},{"$f":"INDEX(Demand_Savings_Electric,$AA113+2,'Demand Savings'!S$3)","v":""},{"$f":"INDEX(Demand_Savings_Electric,$AA113+2,'Demand Savings'!T$3)","v":""},{"$f":"INDEX(Demand_Savings_Electric,$AA113+2,'Demand Savings'!U$3)","v":""},{"$f":"INDEX(Demand_Savings_DistrictCooling,$AA113+2,'Demand Savings'!L$3)","v":""},{"$f":"INDEX(Demand_Savings_DistrictCooling,$AA113+2,'Demand Savings'!M$3)","v":""},{"$f":"INDEX(Demand_Savings_DistrictCooling,$AA113+2,'Demand Savings'!N$3)","v":""},{"$f":"INDEX(Demand_Savings_DistrictCooling,$AA113+2,'Demand Savings'!O$3)","v":""},{"$f":"INDEX(Demand_Savings_DistrictCooling,$AA113+2,'Demand Savings'!P$3)","v":""},{"$f":"INDEX(Demand_Savings_DistrictCooling,$AA113+2,'Demand Savings'!Q$3)","v":""},{"$f":"INDEX(Demand_Savings_DistrictCooling,$AA113+2,'Demand Savings'!R$3)","v":""},{"$f":"INDEX(Demand_Savings_DistrictCooling,$AA113+2,'Demand Savings'!S$3)","v":""},{"$f":"INDEX(Demand_Savings_DistrictCooling,$AA113+2,'Demand Savings'!T$3)","v":""},{"$f":"INDEX(Demand_Savings_DistrictCooling,$AA113+2,'Demand Savings'!U$3)","v":""},{"$f":"INDEX(Demand_Savings_DistrictHotWater,$AA113+2,'Demand Savings'!L$3)","v":""},{"$f":"INDEX(Demand_Savings_DistrictHotWater,$AA113+2,'Demand Savings'!M$3)","v":""},{"$f":"INDEX(Demand_Savings_DistrictHotWater,$AA113+2,'Demand Savings'!N$3)","v":""},{"$f":"INDEX(Demand_Savings_DistrictHotWater,$AA113+2,'Demand Savings'!O$3)","v":""},{"$f":"INDEX(Demand_Savings_DistrictHotWater,$AA113+2,'Demand Savings'!P$3)","v":""},{"$f":"INDEX(Demand_Savings_DistrictHotWater,$AA113+2,'Demand Savings'!Q$3)","v":""},{"$f":"INDEX(Demand_Savings_DistrictHotWater,$AA113+2,'Demand Savings'!R$3)","v":""},{"$f":"INDEX(Demand_Savings_DistrictHotWater,$AA113+2,'Demand Savings'!S$3)","v":""},{"$f":"INDEX(Demand_Savings_DistrictHotWater,$AA113+2,'Demand Savings'!T$3)","v":""},{"$f":"INDEX(Demand_Savings_DistrictHotWater,$AA113+2,'Demand Savings'!U$3)","v":""},{"$f":"INDEX(Demand_Savings_DistrictSteam,$AA113+2,'Demand Savings'!L$3)","v":""},{"$f":"INDEX(Demand_Savings_DistrictSteam,$AA113+2,'Demand Savings'!M$3)","v":""},{"$f":"INDEX(Demand_Savings_DistrictSteam,$AA113+2,'Demand Savings'!N$3)","v":""},{"$f":"INDEX(Demand_Savings_DistrictSteam,$AA113+2,'Demand Savings'!O$3)","v":""},{"$f":"INDEX(Demand_Savings_DistrictSteam,$AA113+2,'Demand Savings'!P$3)","v":""},{"$f":"INDEX(Demand_Savings_DistrictSteam,$AA113+2,'Demand Savings'!Q$3)","v":""},{"$f":"INDEX(Demand_Savings_DistrictSteam,$AA113+2,'Demand Savings'!R$3)","v":""},{"$f":"INDEX(Demand_Savings_DistrictSteam,$AA113+2,'Demand Savings'!S$3)","v":""},{"$f":"INDEX(Demand_Savings_DistrictSteam,$AA113+2,'Demand Savings'!T$3)","v":""},{"$f":"INDEX(Demand_Savings_DistrictSteam,$AA113+2,'Demand Savings'!U$3)","v":""}]
[null,null,null,null,"Lighting","kW",{"$f":"SUMIF($AC$97:$AC$115,$E114,AG$97:AG$115)","v":0},{"$f":"SUMIF($AC$97:$AC$115,$E114,AH$97:AH$115)","v":0},{"$f":"IFERROR(AVERAGE(G114:H114),\"-\")","v":0},{"$f":"SUMIF($AC$97:$AC$115,$E114,AL$97:AL$115)","v":0},{"$f":"SUMIF($AC$97:$AC$115,$E114,AM$97:AM$115)","v":0},{"$f":"IFERROR(AVERAGE(J114:K114),\"-\")","v":0},null,null,null,null,null,null,null,null,null,null,null,null,null,null,18,{"$f":"INDEX(Demand_Savings_Electric,AA114+2,'Demand Savings'!$E$3)","v":"Other unregulated"},"Other",{"$f":"INDEX(Demand_Savings_Electric,$AA114+2,'Demand Savings'!L$3)","v":""},{"$f":"INDEX(Demand_Savings_Electric,$AA114+2,'Demand Savings'!M$3)","v":""},{"$f":"INDEX(Demand_Savings_Electric,$AA114+2,'Demand Savings'!N$3)","v":""},{"$f":"INDEX(Demand_Savings_Electric,$AA114+2,'Demand Savings'!O$3)","v":""},{"$f":"INDEX(Demand_Savings_Electric,$AA114+2,'Demand Savings'!P$3)","v":""},{"$f":"INDEX(Demand_Savings_Electric,$AA114+2,'Demand Savings'!Q$3)","v":""},{"$f":"INDEX(Demand_Savings_Electric,$AA114+2,'Demand Savings'!R$3)","v":""},{"$f":"INDEX(Demand_Savings_Electric,$AA114+2,'Demand Savings'!S$3)","v":""},{"$f":"INDEX(Demand_Savings_Electric,$AA114+2,'Demand Savings'!T$3)","v":""},{"$f":"INDEX(Demand_Savings_Electric,$AA114+2,'Demand Savings'!U$3)","v":""},{"$f":"INDEX(Demand_Savings_DistrictCooling,$AA114+2,'Demand Savings'!L$3)","v":""},{"$f":"INDEX(Demand_Savings_DistrictCooling,$AA114+2,'Demand Savings'!M$3)","v":""},{"$f":"INDEX(Demand_Savings_DistrictCooling,$AA114+2,'Demand Savings'!N$3)","v":""},{"$f":"INDEX(Demand_Savings_DistrictCooling,$AA114+2,'Demand Savings'!O$3)","v":""},{"$f":"INDEX(Demand_Savings_DistrictCooling,$AA114+2,'Demand Savings'!P$3)","v":""},{"$f":"INDEX(Demand_Savings_DistrictCooling,$AA114+2,'Demand Savings'!Q$3)","v":""},{"$f":"INDEX(Demand_Savings_DistrictCooling,$AA114+2,'Demand Savings'!R$3)","v":""},{"$f":"INDEX(Demand_Savings_DistrictCooling,$AA114+2,'Demand Savings'!S$3)","v":""},{"$f":"INDEX(Demand_Savings_DistrictCooling,$AA114+2,'Demand Savings'!T$3)","v":""},{"$f":"INDEX(Demand_Savings_DistrictCooling,$AA114+2,'Demand Savings'!U$3)","v":""},{"$f":"INDEX(Demand_Savings_DistrictHotWater,$AA114+2,'Demand Savings'!L$3)","v":""},{"$f":"INDEX(Demand_Savings_DistrictHotWater,$AA114+2,'Demand Savings'!M$3)","v":""},{"$f":"INDEX(Demand_Savings_DistrictHotWater,$AA114+2,'Demand Savings'!N$3)","v":""},{"$f":"INDEX(Demand_Savings_DistrictHotWater,$AA114+2,'Demand Savings'!O$3)","v":""},{"$f":"INDEX(Demand_Savings_DistrictHotWater,$AA114+2,'Demand Savings'!P$3)","v":""},{"$f":"INDEX(Demand_Savings_DistrictHotWater,$AA114+2,'Demand Savings'!Q$3)","v":""},{"$f":"INDEX(Demand_Savings_DistrictHotWater,$AA114+2,'Demand Savings'!R$3)","v":""},{"$f":"INDEX(Demand_Savings_DistrictHotWater,$AA114+2,'Demand Savings'!S$3)","v":""},{"$f":"INDEX(Demand_Savings_DistrictHotWater,$AA114+2,'Demand Savings'!T$3)","v":""},{"$f":"INDEX(Demand_Savings_DistrictHotWater,$AA114+2,'Demand Savings'!U$3)","v":""},{"$f":"INDEX(Demand_Savings_DistrictSteam,$AA114+2,'Demand Savings'!L$3)","v":""},{"$f":"INDEX(Demand_Savings_DistrictSteam,$AA114+2,'Demand Savings'!M$3)","v":""},{"$f":"INDEX(Demand_Savings_DistrictSteam,$AA114+2,'Demand Savings'!N$3)","v":""},{"$f":"INDEX(Demand_Savings_DistrictSteam,$AA114+2,'Demand Savings'!O$3)","v":""},{"$f":"INDEX(Demand_Savings_DistrictSteam,$AA114+2,'Demand Savings'!P$3)","v":""},{"$f":"INDEX(Demand_Savings_DistrictSteam,$AA114+2,'Demand Savings'!Q$3)","v":""},{"$f":"INDEX(Demand_Savings_DistrictSteam,$AA114+2,'Demand Savings'!R$3)","v":""},{"$f":"INDEX(Demand_Savings_DistrictSteam,$AA114+2,'Demand Savings'!S$3)","v":""},{"$f":"INDEX(Demand_Savings_DistrictSteam,$AA114+2,'Demand Savings'!T$3)","v":""},{"$f":"INDEX(Demand_Savings_DistrictSteam,$AA114+2,'Demand Savings'!U$3)","v":""}]
[null,null,null,null,"Cooling","kW",{"$f":"SUMIF($AC$97:$AC$115,$E115,AG$97:AG$115)","v":0},0,{"$f":"IFERROR(AVERAGE(G115:H115),\"-\")","v":0},{"$f":"SUMIF($AC$97:$AC$115,$E115,AL$97:AL$115)","v":0},{"$f":"SUMIF($AC$97:$AC$115,$E115,AM$97:AM$115)","v":0},{"$f":"IFERROR(AVERAGE(J115:K115),\"-\")","v":0},null,null,null,null,null,null,null,null,null,null,null,null,null,null,19,{"$f":"INDEX(Demand_Savings_Electric,AA115+2,'Demand Savings'!$E$3)","v":"Whole building"},"Total",{"$f":"INDEX(Demand_Savings_Electric,$AA115+2,'Demand Savings'!L$3)","v":""},{"$f":"INDEX(Demand_Savings_Electric,$AA115+2,'Demand Savings'!M$3)","v":""},{"$f":"INDEX(Demand_Savings_Electric,$AA115+2,'Demand Savings'!N$3)","v":""},{"$f":"INDEX(Demand_Savings_Electric,$AA115+2,'Demand Savings'!O$3)","v":""},{"$f":"INDEX(Demand_Savings_Electric,$AA115+2,'Demand Savings'!P$3)","v":""},{"$f":"INDEX(Demand_Savings_Electric,$AA115+2,'Demand Savings'!Q$3)","v":""},{"$f":"INDEX(Demand_Savings_Electric,$AA115+2,'Demand Savings'!R$3)","v":""},{"$f":"INDEX(Demand_Savings_Electric,$AA115+2,'Demand Savings'!S$3)","v":""},{"$f":"INDEX(Demand_Savings_Electric,$AA115+2,'Demand Savings'!T$3)","v":""},{"$f":"INDEX(Demand_Savings_Electric,$AA115+2,'Demand Savings'!U$3)","v":""},{"$f":"INDEX(Demand_Savings_DistrictCooling,$AA115+2,'Demand Savings'!L$3)","v":""},{"$f":"INDEX(Demand_Savings_DistrictCooling,$AA115+2,'Demand Savings'!M$3)","v":""},{"$f":"INDEX(Demand_Savings_DistrictCooling,$AA115+2,'Demand Savings'!N$3)","v":""},{"$f":"INDEX(Demand_Savings_DistrictCooling,$AA115+2,'Demand Savings'!O$3)","v":""},{"$f":"INDEX(Demand_Savings_DistrictCooling,$AA115+2,'Demand Savings'!P$3)","v":""},{"$f":"INDEX(Demand_Savings_DistrictCooling,$AA115+2,'Demand Savings'!Q$3)","v":""},{"$f":"INDEX(Demand_Savings_DistrictCooling,$AA115+2,'Demand Savings'!R$3)","v":""},{"$f":"INDEX(Demand_Savings_DistrictCooling,$AA115+2,'Demand Savings'!S$3)","v":""},{"$f":"INDEX(Demand_Savings_DistrictCooling,$AA115+2,'Demand Savings'!T$3)","v":""},{"$f":"INDEX(Demand_Savings_DistrictCooling,$AA115+2,'Demand Savings'!U$3)","v":""},{"$f":"INDEX(Demand_Savings_DistrictHotWater,$AA115+2,'Demand Savings'!L$3)","v":""},{"$f":"INDEX(Demand_Savings_DistrictHotWater,$AA115+2,'Demand Savings'!M$3)","v":""},{"$f":"INDEX(Demand_Savings_DistrictHotWater,$AA115+2,'Demand Savings'!N$3)","v":""},{"$f":"INDEX(Demand_Savings_DistrictHotWater,$AA115+2,'Demand Savings'!O$3)","v":""},{"$f":"INDEX(Demand_Savings_DistrictHotWater,$AA115+2,'Demand Savings'!P$3)","v":""},{"$f":"INDEX(Demand_Savings_DistrictHotWater,$AA115+2,'Demand Savings'!Q$3)","v":""},{"$f":"INDEX(Demand_Savings_DistrictHotWater,$AA115+2,'Demand Savings'!R$3)","v":""},{"$f":"INDEX(Demand_Savings_DistrictHotWater,$AA115+2,'Demand Savings'!S$3)","v":""},{"$f":"INDEX(Demand_Savings_DistrictHotWater,$AA115+2,'Demand Savings'!T$3)","v":""},{"$f":"INDEX(Demand_Savings_DistrictHotWater,$AA115+2,'Demand Savings'!U$3)","v":""},{"$f":"INDEX(Demand_Savings_DistrictSteam,$AA115+2,'Demand Savings'!L$3)","v":""},{"$f":"INDEX(Demand_Savings_DistrictSteam,$AA115+2,'Demand Savings'!M$3)","v":""},{"$f":"INDEX(Demand_Savings_DistrictSteam,$AA115+2,'Demand Savings'!N$3)","v":""},{"$f":"INDEX(Demand_Savings_DistrictSteam,$AA115+2,'Demand Savings'!O$3)","v":""},{"$f":"INDEX(Demand_Savings_DistrictSteam,$AA115+2,'Demand Savings'!P$3)","v":""},{"$f":"INDEX(Demand_Savings_DistrictSteam,$AA115+2,'Demand Savings'!Q$3)","v":""},{"$f":"INDEX(Demand_Savings_DistrictSteam,$AA115+2,'Demand Savings'!R$3)","v":""},{"$f":"INDEX(Demand_Savings_DistrictSteam,$AA115+2,'Demand Savings'!S$3)","v":""},{"$f":"INDEX(Demand_Savings_DistrictSteam,$AA115+2,'Demand Savings'!T$3)","v":""},{"$f":"INDEX(Demand_Savings_DistrictSteam,$AA115+2,'Demand Savings'!U$3)","v":""}]
[null,null,null,null,"Heating","kW",0,0,0,0,0,0]
[null,null,null,null,"Process","kW",0,0,0,0,0,0]
[null,null,null,null,"Refrigeration","kW",0,0,0,0,0,0]
[null,null,null,null,"DHW","kW",0,0,0,0,0,0]
[null,null,null,null,"Fans - interior ventilation","kW",0,0,0,0,0,0]
[null,null,null,null,"Other","kW",0,0,0,0,0,0]
[null,null,null,null,"Total","kW",0,0,0,0,0,0]
[null,null,null,null,null,null,null,null,null,null,null,"Other includes elevators and escalators, pumps, and miscellaneous equipment."]
[null,null,null,null,"Table 5. Electricity Peak Demand Reduction by End Use"]
[null,null,null,null,"End Use","Demand Units","Summer Average of June, July, August Peaks",null,null,"Winter Average of December, January Peaks"]
[null,null,null,null,null,null,"Baseline Summer","Proposed Summer","Summer Demand Savings","Baseline Winter","Proposed Winter","Winter Demand Savings"]
[null,null,null,null,"Lighting","kW",{"$f":"J100","v":0},{"$f":"N100","v":0},{"$f":"IFERROR(G127-H127,\"\")","v":0},{"$f":"I114","v":0},{"$f":"L114","v":0},{"$f":"IFERROR(J127-K127,\"\")","v":0}]
[null,null,null,null,"Cooling","kW",{"$f":"J101","v":0},{"$f":"N101","v":0},{"$f":"IFERROR(G128-H128,\"\")","v":0},{"$f":"I115","v":0},{"$f":"L115","v":0},{"$f":"IFERROR(J128-K128,\"\")","v":0}]
[null,null,null,null,"Heating","kW",0,0,0,0,0,0]
[null,null,null,null,"Process","kW",0,0,0,0,0,0]
[null,null,null,null,"Refrigeration","kW",0,0,0,0,0,0]
[null,null,null,null,"DHW","kW",0,0,0,0,0,0]
[null,null,null,null,"Fans - interior ventilation","kW",0,0,0,0,0,0]
[null,null,null,null,"Other","kW",{"$f":"J107","v":0},{"$f":"N107","v":0},0,0,0,0]
[null,null,null,null,"Total","kW",{"$f":"J108","v":0},{"$f":"N108","v":0},0,0,0,0]
[null,null,null,null,null,null,null,null,null,null,null,"Other includes elevators and escalators, pumps, and miscellaneous equipment."]
[null,null,null,null,"Table 6. Peak Gas Demand"]
[null,null,null,null,"Instructions \n1. Populate the Hrly eQuest Results or the Hourly Input tab to autopopulate the table below. If hourly results are unavailable enter values manually. The first natural gas row is non-district plant natural gas consumption (natural gas consumption at the building) .\n2. If the project uses district energy sources first fill out Table 10 below. Rows will unhide in this table as relevant if the district plant input fuel for district cooling, hot water, or steam is natural gas. If this is the case then populate the Hourly District Input tab with results from the model. If hourly results are unavailable enter values manually in the table below.\n3. Select the modeled \"Weather File\" in the table in order for the coldest day to autopopulate."]
[null,null,null,null,"Energy Type","Weather File",null,null,"Coldest Day\n(Date with Lowest Average Dry-Bulb Temperature)","ASHRAE 90.1 ~2004 Baseline","ASHRAE 90.1 2019 Adjusted Baseline","Proposed","Savings ccf/day [Unadjusted for District Plant Efficiency (if applicable)]","District Plant Efficiency from Table 10","Natural Gas Savings at the District Plant (i.e., adjusted for efficiency) ccf/day"]
[null,null,null,null,null,null,null,null,null,"Gas Demand on Coldest Day\n(ccf/day)"]
[null,null,null,null,"Natural Gas",null,null,null,{"$f":"IFERROR(INDEX(AE143:$AE$151,MATCH(F141,$AC$143:$AC$151,0),),\"\")","v":""},{"$f":"IF(AK164=0,\"\",AK164)","v":""},{"$f":"IFERROR(IF(AL164=0,\"\",AL164),0)","v":0},{"$f":"IF(AM164=0,\"\",AM164)","v":""},{"$f":"IFERROR(K141-IF(L141=\"\",0,L141),0)","v":0},"n/a","n/a",null,null,null,null,null,null,null,null,null,null,null,null,null,null,null,null,null,null,null,"SEEUPF","Fuel","Fuel","District Cooling","District Cooling","District Hot Water","District Hot Water","District Steam","District Steam"]
[null,null,{"$f":"IF($AL$174=1,1,5/0)","v":{"$error":"#DIV/0!"}},null,{"$f":"E174","v":"District Cooling"},null,null,null,null,{"$f":"IF(AK165=0,\"\",AK165)","v":""},"","",{"$f":"IFERROR(K142-IF(L142=\"\",0,L142),0)","v":0},{"$f":"L174","v":""},{"$f":"IFERROR(M142/N142,0)","v":0},null,null,null,null,null,null,null,null,null,null,null,"TMY","City","TMY file name","Coldest Dry Bulb Temp - 24 hr average","Day",null,null,null,"Weighted Avg SEEUPFs","Sum for coldest day","Adjusted sum coldest day","Sum for coldest day","Adjusted sum coldest day","Sum for coldest day","Adjusted sum coldest day","Sum for coldest day","Adjusted sum coldest day"]
[null,null,{"$f":"IF($AL$175=1,1,5/0)","v":{"$error":"#DIV/0!"}},null,{"$f":"E175","v":"District Hot Water"},null,null,null,null,{"$f":"IF(AK166=0,\"\",AK166)","v":""},"","",0,{"$f":"L175","v":""},{"$f":"IFERROR(M143/N143,0)","v":0},null,null,null,null,null,null,null,null,null,null,null,"TMY2","Bridgeport","TMY2_bridgeport",12.291666666666666,"2/20",null,"Interior lighting",1,{"$f":"INDEX(Perf_byEndUse_SEEUPF_Summary_Table,AH143+1,1)","v":0},{"$f":"SUMIF('Hourly Input'!CF6:$CF$8765,$AE$153&$AE$154,'Hourly Input'!$AA$6:$AA$8765)","v":0},{"$f":"((AJ143*AI143)/1000)/$AE$155","v":0},{"$f":"SUMIF('Hourly District Input'!$DR$6:$DR$8765,$AE$153&$AE$154,'Hourly District Input'!$H$6:$H$8765)","v":0},{"$f":"((AL143*$AI143)/1000)/$AE$155","v":0},{"$f":"SUMIF('Hourly District Input'!$DR$6:$DR$8765,$AE$153&$AE$154,'Hourly District Input'!$AA$6:$AA$8765)","v":0},{"$f":"((AN143*$AI143)/1000)/$AE$155","v":0},{"$f":"SUMIF('Hourly District Input'!$DR$6:$DR$8765,$AE$153&$AE$154,'Hourly District Input'!$AT$6:$AT$8765)","v":0},{"$f":"((AP143*$AI143)/1000)/$AE$155","v":0}]
[null,null,{"$f":"IF($AL$176=1,1,5/0)","v":{"$error":"#DIV/0!"}},null,"District Steam",null,null,null,null,{"$f":"IF(AK167=0,\"\",AK167)","v":""},"","",0,"",0,null,null,null,null,null,null,null,null,null,null,null,"TMY2","Hartford","TMY2_hartfoct",2.75,"1/15",null,"Interior lighting (unregulated)",2,{"$f":"INDEX(Perf_byEndUse_SEEUPF_Summary_Table,AH144+1,1)","v":0},{"$f":"SUMIF('Hourly Input'!CF6:$CF$8765,$AE$153&$AE$154,'Hourly Input'!$AB$6:$AB$8765)","v":0},{"$f":"((AJ144*AI144)/1000)/$AE$155","v":0},{"$f":"SUMIF('Hourly District Input'!$DR$6:$DR$8765,$AE$153&$AE$154,'Hourly District Input'!$I$6:$I$8765)","v":0},{"$f":"((AL144*$AI144)/1000)/$AE$155","v":0},{"$f":"SUMIF('Hourly District Input'!$DR$6:$DR$8765,$AE$153&$AE$154,'Hourly District Input'!$AB$6:$AB$8765)","v":0},{"$f":"((AN144*$AI144)/1000)/$AE$155","v":0},{"$f":"SUMIF('Hourly District Input'!$DR$6:$DR$8765,$AE$153&$AE$154,'Hourly District Input'!$AU$6:$AU$8765)","v":0},0]
[null,null,null,null,null,null,null,null,null,null,null,null,null,null,null,null,null,null,null,null,null,null,null,null,null,null,"TMY3","Bridgeport","TMY3_CT_Bridgeport_Sikorsky",3.9583333333333335,"1/21",null,"Exterior lighting",3,{"$f":"INDEX(Perf_byEndUse_SEEUPF_Summary_Table,AH145+1,1)","v":0},{"$f":"SUMIF('Hourly Input'!CF6:$CF$8765,$AE$153&$AE$154,'Hourly Input'!$AC$6:$AC$8765)","v":0},0,{"$f":"SUMIF('Hourly District Input'!$DR$6:$DR$8765,$AE$153&$AE$154,'Hourly District Input'!$J$6:$J$8765)","v":0},0,{"$f":"SUMIF('Hourly District Input'!$DR$6:$DR$8765,$AE$153&$AE$154,'Hourly District Input'!$AC$6:$AC$8765)","v":0},{"$f":"((AN145*$AI145)/1000)/$AE$155","v":0},{"$f":"SUMIF('Hourly District Input'!$DR$6:$DR$8765,$AE$153&$AE$154,'Hourly District Input'!$AV$6:$AV$8765)","v":0},0]
[null,null,null,null,"Table 7: Exterior/Parking Garage Lighting Site Energy Savings, kWh",null,null,null,null,null,null,null,null,null,null,null,null,null,null,null,null,null,null,null,null,null,"TMY3","Danbury","TMY3_CT_Danbury_Municipal",6.708333333333333,"1/21",null,"Space heating",4,{"$f":"INDEX(Perf_byEndUse_SEEUPF_Summary_Table,AH146+1,1)","v":0},{"$f":"SUMIF('Hourly Input'!CF6:$CF$8765,$AE$153&$AE$154,'Hourly Input'!$AD$6:$AD$8765)","v":0},{"$f":"((AJ146*AI146)/1000)/$AE$155","v":0},{"$f":"SUMIF('Hourly District Input'!$DR$6:$DR$8765,$AE$153&$AE$154,'Hourly District Input'!$K$6:$K$8765)","v":0},0,{"$f":"SUMIF('Hourly District Input'!$DR$6:$DR$8765,$AE$153&$AE$154,'Hourly District Input'!$AD$6:$AD$8765)","v":0},{"$f":"((AN146*$AI146)/1000)/$AE$155","v":0},{"$f":"SUMIF('Hourly District Input'!$DR$6:$DR$8765,$AE$153&$AE$154,'Hourly District Input'!$AW$6:$AW$8765)","v":0},0]
[null,null,{"$f":"5/0","v":{"$error":"#DIV/0!"}},null,null,null,null,null,null,null,null,null,null,null,null,null,null,null,null,null,null,null,null,null,null,null,"TMY3","Groton/New London","TMY3_CT_Groton_New_London_AP",8.7083333333333339,"1/6",null,"Heat pump supplemental heater",5,{"$f":"INDEX(Perf_byEndUse_SEEUPF_Summary_Table,AH147+1,1)","v":0},{"$f":"SUMIF('Hourly Input'!CF6:$CF$8765,$AE$153&$AE$154,'Hourly Input'!$AE$6:$AE$8765)","v":0},0,{"$f":"SUMIF('Hourly District Input'!$DR$6:$DR$8765,$AE$153&$AE$154,'Hourly District Input'!$L$6:$L$8765)","v":0},0,{"$f":"SUMIF('Hourly District Input'!$DR$6:$DR$8765,$AE$153&$AE$154,'Hourly District Input'!$AE$6:$AE$8765)","v":0},{"$f":"((AN147*$AI147)/1000)/$AE$155","v":0},{"$f":"SUMIF('Hourly District Input'!$DR$6:$DR$8765,$AE$153&$AE$154,'Hourly District Input'!$AX$6:$AX$8765)","v":0},0]
[null,null,null,null,"Type","Baseline","Proposed","Percent Savings",null,null,null,null,null,null,null,null,null,null,null,null,null,null,null,null,null,null,"TMY3","Hartford - Bradley","TMY3_CT_Hartford_Bradley_Intl",11.791666666666666,"12/14",null,"Space cooling",6,{"$f":"INDEX(Perf_byEndUse_SEEUPF_Summary_Table,AH148+1,1)","v":0},{"$f":"SUMIF('Hourly Input'!CF6:$CF$8765,$AE$153&$AE$154,'Hourly Input'!$AF$6:$AF$8765)","v":0},0,{"$f":"SUMIF('Hourly District Input'!$DR$6:$DR$8765,$AE$153&$AE$154,'Hourly District Input'!$M$6:$M$8765)","v":0},0,{"$f":"SUMIF('Hourly District Input'!$DR$6:$DR$8765,$AE$153&$AE$154,'Hourly District Input'!$AF$6:$AF$8765)","v":0},{"$f":"((AN148*$AI148)/1000)/$AE$155","v":0},{"$f":"SUMIF('Hourly District Input'!$DR$6:$DR$8765,$AE$153&$AE$154,'Hourly District Input'!$AY$6:$AY$8765)","v":0},0]
[null,null,null,null,null,"Site Energy Use, kWh","Site Energy Use, kWh",null,null,null,null,null,null,null,null,null,null,null,null,null,null,null,null,null,null,null,"TMY3","Hartford - Brainard","TMY3_CT_Hartford_Brainard_Fd",6.125,"1/22",null,"Pumps",7,{"$f":"INDEX(Perf_byEndUse_SEEUPF_Summary_Table,AH149+1,1)","v":0},{"$f":"SUMIF('Hourly Input'!CF6:$CF$8765,$AE$153&$AE$154,'Hourly Input'!$AG$6:$AG$8765)","v":0},0,{"$f":"SUMIF('Hourly District Input'!$DR$6:$DR$8765,$AE$153&$AE$154,'Hourly District Input'!$N$6:$N$8765)","v":0},0,{"$f":"SUMIF('Hourly District Input'!$DR$6:$DR$8765,$AE$153&$AE$154,'Hourly District Input'!$AG$6:$AG$8765)","v":0},{"$f":"((AN149*$AI149)/1000)/$AE$155","v":0},{"$f":"SUMIF('Hourly District Input'!$DR$6:$DR$8765,$AE$153&$AE$154,'Hourly District Input'!$AZ$6:$AZ$8765)","v":0},0]
[null,null,null,null,"Exterior Lighting",{"$f":"'Ext + Parking Garage Lighting'!F48","v":0},{"$f":"'Ext + Parking Garage Lighting'!G48","v":0},{"$f":"'Ext + Parking Garage Lighting'!H48","v":""},null,null,null,null,null,null,null,null,null,null,null,null,null,null,null,null,null,null,"TMY3","New Haven","TMY3_CT_New_Haven_Tweed_Airport",9.0416666666666661,"1/6",null,"Heat rejection",8,{"$f":"INDEX(Perf_byEndUse_SEEUPF_Summary_Table,AH150+1,1)","v":0},{"$f":"SUMIF('Hourly Input'!CF6:$CF$8765,$AE$153&$AE$154,'Hourly Input'!$AH$6:$AH$8765)","v":0},0,{"$f":"SUMIF('Hourly District Input'!$DR$6:$DR$8765,$AE$153&$AE$154,'Hourly District Input'!$O$6:$O$8765)","v":0},0,{"$f":"SUMIF('Hourly District Input'!$DR$6:$DR$8765,$AE$153&$AE$154,'Hourly District Input'!$AH$6:$AH$8765)","v":0},{"$f":"((AN150*$AI150)/1000)/$AE$155","v":0},{"$f":"SUMIF('Hourly District Input'!$DR$6:$DR$8765,$AE$153&$AE$154,'Hourly District Input'!$BA$6:$BA$8765)","v":0},0]
[null,null,null,null,"Parking Garage",{"$f":"'Ext + Parking Garage Lighting'!F49","v":0},{"$f":"'Ext + Parking Garage Lighting'!G49","v":0},{"$f":"'Ext + Parking Garage Lighting'!H49","v":""},null,null,null,null,null,null,null,null,null,null,null,null,null,null,null,null,null,null,"TMY3","Oxford","TMY3_CT_Oxford_(AWOS)",1.9583333333333333,"1/17",null,"Fans - interior ventilation",9,{"$f":"INDEX(Perf_byEndUse_SEEUPF_Summary_Table,AH151+1,1)","v":0},{"$f":"SUMIF('Hourly Input'!CF6:$CF$8765,$AE$153&$AE$154,'Hourly Input'!$AI$6:$AI$8765)","v":0},0,{"$f":"SUMIF('Hourly District Input'!$DR$6:$DR$8765,$AE$153&$AE$154,'Hourly District Input'!$P$6:$P$8765)","v":0},0,{"$f":"SUMIF('Hourly District Input'!$DR$6:$DR$8765,$AE$153&$AE$154,'Hourly District Input'!$AI$6:$AI$8765)","v":0},{"$f":"((AN151*$AI151)/1000)/$AE$155","v":0},{"$f":"SUMIF('Hourly District Input'!$DR$6:$DR$8765,$AE$153&$AE$154,'Hourly District Input'!$BB$6:$BB$8765)","v":0},0]
[null,null,null,null,null,null,null,null,null,null,null,null,null,null,null,null,null,null,null,null,null,null,null,null,null,null,null,null,null,null,null,null,"Fans - parking garage",10,{"$f":"INDEX(Perf_byEndUse_SEEUPF_Summary_Table,AH152+1,1)","v":0},{"$f":"SUMIF('Hourly Input'!CF6:$CF$8765,$AE$153&$AE$154,'Hourly Input'!$AJ$6:$AJ$8765)","v":0},0,{"$f":"SUMIF('Hourly District Input'!$DR$6:$DR$8765,$AE$153&$AE$154,'Hourly District Input'!$Q$6:$Q$8765)","v":0},0,{"$f":"SUMIF('Hourly District Input'!$DR$6:$DR$8765,$AE$153&$AE$154,'Hourly District Input'!$AJ$6:$AJ$8765)","v":0},{"$f":"((AN152*$AI152)/1000)/$AE$155","v":0},{"$f":"SUMIF('Hourly District Input'!$DR$6:$DR$8765,$AE$153&$AE$154,'Hourly District Input'!$BC$6:$BC$8765)","v":0},0]
[null,null,null,null,"Table 8: Exterior/Parking Garage Lighting Coincident Peak Demand: Summer & Winter",null,null,null,null,null,null,null,null,null,null,null,null,null,null,null,null,null,null,null,null,null,null,null,null,"Month Lookup",{"$f":"TEXT(MONTH(I141)*29,\"mmm\")","v":{"$error":"#VALUE!"}},null,"Service water heating",11,{"$f":"INDEX(Perf_byEndUse_SEEUPF_Summary_Table,AH153+1,1)","v":0},{"$f":"SUMIF('Hourly Input'!CF6:$CF$8765,$AE$153&$AE$154,'Hourly Input'!$AK$6:$AK$8765)","v":0},0,{"$f":"SUMIF('Hourly District Input'!$DR$6:$DR$8765,$AE$153&$AE$154,'Hourly District Input'!$R$6:$R$8765)","v":0},0,{"$f":"SUMIF('Hourly District Input'!$DR$6:$DR$8765,$AE$153&$AE$154,'Hourly District Input'!$AK$6:$AK$8765)","v":0},{"$f":"((AN153*$AI153)/1000)/$AE$155","v":0},{"$f":"SUMIF('Hourly District Input'!$DR$6:$DR$8765,$AE$153&$AE$154,'Hourly District Input'!$BD$6:$BD$8765)","v":0},0]
[null,null,{"$f":"5/0","v":{"$error":"#DIV/0!"}},null,null,null,null,null,null,null,null,null,null,null,null,null,null,null,null,null,null,null,null,null,null,null,null,null,null,"Day Lookup",{"$f":"DAY(I141)","v":{"$error":"#VALUE!"}},null,"Misc equipment",12,{"$f":"INDEX(Perf_byEndUse_SEEUPF_Summary_Table,AH154+1,1)","v":0},{"$f":"SUMIF('Hourly Input'!CF6:$CF$8765,$AE$153&$AE$154,'Hourly Input'!$AL$6:$AL$8765)","v":0},0,{"$f":"SUMIF('Hourly District Input'!$DR$6:$DR$8765,$AE$153&$AE$154,'Hourly District Input'!$S$6:$S$8765)","v":0},0,{"$f":"SUMIF('Hourly District Input'!$DR$6:$DR$8765,$AE$153&$AE$154,'Hourly District Input'!$AL$6:$AL$8765)","v":0},{"$f":"((AN154*$AI154)/1000)/$AE$155","v":0},{"$f":"SUMIF('Hourly District Input'!$DR$6:$DR$8765,$AE$153&$AE$154,'Hourly District Input'!$BE$6:$BE$8765)","v":0},0]
[null,null,null,null,"Type","Summer",null,"Winter",null,null,null,null,null,null,null,null,null,null,null,null,null,null,null,null,null,null,null,null,null,"kBtu to ccf",102.9,null,"Industrial process",13,{"$f":"INDEX(Perf_byEndUse_SEEUPF_Summary_Table,AH155+1,1)","v":0},{"$f":"SUMIF('Hourly Input'!CF6:$CF$8765,$AE$153&$AE$154,'Hourly Input'!$AM$6:$AM$8765)","v":0},0,{"$f":"SUMIF('Hourly District Input'!$DR$6:$DR$8765,$AE$153&$AE$154,'Hourly District Input'!$T$6:$T$8765)","v":0},0,{"$f":"SUMIF('Hourly District Input'!$DR$6:$DR$8765,$AE$153&$AE$154,'Hourly District Input'!$AM$6:$AM$8765)","v":0},{"$f":"((AN155*$AI155)/1000)/$AE$155","v":0},{"$f":"SUMIF('Hourly District Input'!$DR$6:$DR$8765,$AE$153&$AE$154,'Hourly District Input'!$BF$6:$BF$8765)","v":0},0]
[null,null,null,null,null,"Baseline Coincident Peak Electric Demand per EMG Section 12, kW","Proposed Coincident Peak Electric Demand per EMG Section 12, kW","Baseline Coincident Peak Electric Demand per EMG Section 12, kW","Proposed Coincident Peak Electric Demand per EMG Section 12, kW",null,null,null,null,null,null,null,null,null,null,null,null,null,null,null,null,null,null,null,null,null,null,null,"Refrigeration equipment (regulated)",14,{"$f":"INDEX(Perf_byEndUse_SEEUPF_Summary_Table,AH156+1,1)","v":0},{"$f":"SUMIF('Hourly Input'!CF6:$CF$8765,$AE$153&$AE$154,'Hourly Input'!$AN$6:$AN$8765)","v":0},0,{"$f":"SUMIF('Hourly District Input'!$DR$6:$DR$8765,$AE$153&$AE$154,'Hourly District Input'!$U$6:$U$8765)","v":0},0,{"$f":"SUMIF('Hourly District Input'!$DR$6:$DR$8765,$AE$153&$AE$154,'Hourly District Input'!$AN$6:$AN$8765)","v":0},{"$f":"((AN156*$AI156)/1000)/$AE$155","v":0},{"$f":"SUMIF('Hourly District Input'!$DR$6:$DR$8765,$AE$153&$AE$154,'Hourly District Input'!$BG$6:$BG$8765)","v":0},0]
[null,null,null,null,"Exterior Lighting",{"$f":"'Ext + Parking Garage Lighting'!F55","v":0},{"$f":"'Ext + Parking Garage Lighting'!G55","v":0},{"$f":"'Ext + Parking Garage Lighting'!H55","v":0},{"$f":"'Ext + Parking Garage Lighting'!I55","v":0},null,null,null,null,null,null,null,null,null,null,null,null,null,null,null,null,null,null,null,null,null,null,null,"Refrigeration equipment (unregulated)",15,{"$f":"INDEX(Perf_byEndUse_SEEUPF_Summary_Table,AH157+1,1)","v":0},{"$f":"SUMIF('Hourly Input'!CF6:$CF$8765,$AE$153&$AE$154,'Hourly Input'!$AO$6:$AO$8765)","v":0},0,{"$f":"SUMIF('Hourly District Input'!$DR$6:$DR$8765,$AE$153&$AE$154,'Hourly District Input'!$V$6:$V$8765)","v":0},0,{"$f":"SUMIF('Hourly District Input'!$DR$6:$DR$8765,$AE$153&$AE$154,'Hourly District Input'!$AO$6:$AO$8765)","v":0},{"$f":"((AN157*$AI157)/1000)/$AE$155","v":0},{"$f":"SUMIF('Hourly District Input'!$DR$6:$DR$8765,$AE$153&$AE$154,'Hourly District Input'!$BH$6:$BH$8765)","v":0},0]
[null,null,null,null,"Parking Garage",{"$f":"'Ext + Parking Garage Lighting'!F56","v":0},{"$f":"'Ext + Parking Garage Lighting'!G56","v":0},{"$f":"'Ext + Parking Garage Lighting'!H56","v":0},{"$f":"'Ext + Parking Garage Lighting'!I56","v":0},null,null,null,null,null,null,null,null,null,null,null,null,null,null,null,null,null,null,null,null,null,null,null,"Elevators and escalators",16,{"$f":"INDEX(Perf_byEndUse_SEEUPF_Summary_Table,AH158+1,1)","v":0},{"$f":"SUMIF('Hourly Input'!CF6:$CF$8765,$AE$153&$AE$154,'Hourly Input'!$AP$6:$AP$8765)","v":0},0,{"$f":"SUMIF('Hourly District Input'!$DR$6:$DR$8765,$AE$153&$AE$154,'Hourly District Input'!$W$6:$W$8765)","v":0},0,{"$f":"SUMIF('Hourly District Input'!$DR$6:$DR$8765,$AE$153&$AE$154,'Hourly District Input'!$AP$6:$AP$8765)","v":0},{"$f":"((AN158*$AI158)/1000)/$AE$155","v":0},{"$f":"SUMIF('Hourly District Input'!$DR$6:$DR$8765,$AE$153&$AE$154,'Hourly District Input'!$BI$6:$BI$8765)","v":0},0]
[null,null,null,null,null,null,null,null,null,null,null,null,null,null,null,null,null,null,null,null,null,null,null,null,null,null,null,null,null,null,null,null,"Other regulated",17,{"$f":"INDEX(Perf_byEndUse_SEEUPF_Summary_Table,AH159+1,1)","v":0},{"$f":"SUMIF('Hourly Input'!CF6:$CF$8765,$AE$153&$AE$154,'Hourly Input'!$AQ$6:$AQ$8765)","v":0},{"$f":"((AJ159*AI159)/1000)/$AE$155","v":0},{"$f":"SUMIF('Hourly District Input'!$DR$6:$DR$8765,$AE$153&$AE$154,'Hourly District Input'!$X$6:$X$8765)","v":0},0,{"$f":"SUMIF('Hourly District Input'!$DR$6:$DR$8765,$AE$153&$AE$154,'Hourly District Input'!$AQ$6:$AQ$8765)","v":0},{"$f":"((AN159*$AI159)/1000)/$AE$155","v":0},{"$f":"SUMIF('Hourly District Input'!$DR$6:$DR$8765,$AE$153&$AE$154,'Hourly District Input'!$BJ$6:$BJ$8765)","v":0},0]
[null,null,null,null,"Table 9: Heat Pump Heating Tonnage Equivalents",null,null,null,null,null,null,null,null,null,null,null,null,null,null,null,null,null,null,null,null,null,null,null,null,null,null,null,"Other unregulated",18,{"$f":"INDEX(Perf_byEndUse_SEEUPF_Summary_Table,AH160+1,1)","v":0},{"$f":"SUMIF('Hourly Input'!CF6:$CF$8765,$AE$153&$AE$154,'Hourly Input'!$AR$6:$AR$8765)","v":0},{"$f":"((AJ160*AI160)/1000)/$AE$155","v":0},{"$f":"SUMIF('Hourly District Input'!$DR$6:$DR$8765,$AE$153&$AE$154,'Hourly District Input'!$Y$6:$Y$8765)","v":0},0,{"$f":"SUMIF('Hourly District Input'!$DR$6:$DR$8765,$AE$153&$AE$154,'Hourly District Input'!$AR$6:$AR$8765)","v":0},{"$f":"((AN160*$AI160)/1000)/$AE$155","v":0},{"$f":"SUMIF('Hourly District Input'!$DR$6:$DR$8765,$AE$153&$AE$154,'Hourly District Input'!$BK$6:$BK$8765)","v":0},0]
[null,null,null,null,"Instructions\n1. For each applicable heat pump type, enter the heating tonnage equivalents at final design.",null,null,null,null,null,null,null,null,null,null,null,null,null,null,null,null,null,null,null,null,null,null,null,null,null,null,null,"Whole building",19,null,{"$f":"IF(SUM(AJ143:AJ160)=0,SUMIF('Hourly Input'!$DR$6:$DR$8765,$AE$153&$AE$154,'Hourly Input'!$AS$6:$AS$8765),SUM(AJ143:AJ160))","v":0},{"$f":"IFERROR(IF(SUM(AK143:AK160)=0,(AJ161*'Demand Savings'!$AH$60/1000)/$AE$155,SUM(AK143:AK160)),\"\")","v":""},{"$f":"IF(SUM(AL143:AL160)=0,SUMIF('Hourly District Input'!$DR$6:$DR$8765,$AE$153&$AE$154,'Hourly District Input'!$Z$6:$Z$8765),SUM(AL143:AL160))","v":0},{"$f":"IFERROR(IF(SUM(AM143:AM160)=0,(AL161*'Demand Savings'!$AH$143/1000)/$AE$155,SUM(AM143:AM160)),\"\")","v":""},{"$f":"IF(SUM(AN143:AN160)=0,SUMIF('Hourly District Input'!$DR$6:$DR$8765,$AE$153&$AE$154,'Hourly District Input'!$AS$6:$AS$8765),SUM(AN143:AN160))","v":0},{"$f":"IFERROR(IF(SUM(AO143:AO160)=0,(AN161*'Demand Savings'!$AH$171/1000)/$AE$155,SUM(AO143:AO160)),\"\")","v":""},{"$f":"IF(SUM(AP143:AP160)=0,SUMIF('Hourly District Input'!$DR$6:$DR$8765,$AE$153&$AE$154,'Hourly District Input'!$BL$6:$BL$8765),SUM(AP143:AP160))","v":0},{"$f":"IFERROR(IF(SUM(AQ143:AQ160)=0,(AP161*'Demand Savings'!$AH$199/1000)/$AE$155,SUM(AQ143:AQ160)),\"\")","v":""}]
[null,null,null,null,"Heat Pump Type","Heating Tonnage"]
[null,null,null,null,"Air Source",null,null,null,null,null,null,null,null,null,null,null,null,null,null,null,null,null,null,null,null,null,null,null,null,null,null,null,null,null,null,"Proposed ccf/day","ASHRAE 90.1 ~2004 Baseline","ASHRAE 90.1 2019 Adjusted Baseline","Proposed","Savings"]
[null,null,null,null,"VRF",null,null,null,null,null,null,null,null,null,null,null,null,null,null,null,null,null,null,null,null,null,null,null,null,null,null,null,null,null,"Fuel",{"$f":"IFERROR((SUMIF('Hourly Input'!$CF$6:$CF$8765,$AE$153&$AE$154,'Hourly Input'!$CE$6:$CE$8765)/1000)/$AE$155,0)","v":0},{"$f":"IF($AJ$161=0,\"\",$AJ$161/1000/$AE$155)","v":""},{"$f":"IF($AJ$161=0,AK164*'Demand Savings'!$AH$60,$AK$161)","v":{"$error":"#VALUE!"}},{"$f":"$AJ164","v":0},{"$f":"AL164-AM164","v":{"$error":"#VALUE!"}}]
[null,null,null,null,"Ground Source",null,null,null,null,null,null,null,null,null,null,null,null,null,null,null,null,null,null,null,null,null,null,null,null,null,null,null,null,null,"District Cooling",{"$f":"IFERROR((SUMIF('Hourly District Input'!$DR$6:$DR$8765,$AE$153&$AE$154,'Hourly District Input'!$CE$6:$CE$8765)/1000)/$AE$155,0)","v":0},{"$f":"$AL$161/1000/$AE$155","v":0},{"$f":"$AM$161","v":""},{"$f":"$AJ165","v":0},{"$f":"AL165-AM165","v":{"$error":"#VALUE!"}}]
[null,null,null,null,null,null,null,null,null,null,null,null,null,null,null,null,null,null,null,null,null,null,null,null,null,null,null,null,null,null,null,null,null,null,"District Hot Water",{"$f":"IFERROR((SUMIF('Hourly District Input'!$DR$6:$DR$8765,$AE$153&$AE$154,'Hourly District Input'!$CX$6:$CX$8765)/1000)/$AE$155,0)","v":0},{"$f":"$AN$161/1000/$AE$155","v":0},{"$f":"$AO$161","v":""},{"$f":"$AJ166","v":0},{"$error":"#VALUE!"}]
[null,null,{"$f":"IF(OR(IFERROR(SUM(INDEX(SEEUPF_EndUse_Fuel_EC_Cap,,MATCH($E$174,SEEUPF_EndUse_Fuel_EC_Cap_Labels,0))),0)>0,IFERROR(SUM(INDEX(SEEUPF_EndUse_Fuel_EC_Cap,,MATCH($E$175,SEEUPF_EndUse_Fuel_EC_Cap_Labels,0))),0)>0,IFERROR(SUM(INDEX(SEEUPF_EndUse_Fuel_EC_Cap,,MATCH($E$176,SEEUPF_EndUse_Fuel_EC_Cap_Labels,0))),0)>0),1,5/0)","v":{"$error":"#DIV/0!"}},null,"Table 10: District Energy Conversion to Electricity and/or Fossil Fuel Usage",null,null,null,null,null,null,null,null,null,null,null,null,null,null,null,null,null,null,null,null,null,null,null,null,null,null,null,null,null,"District Steam",{"$f":"IFERROR((SUMIF('Hourly District Input'!$DR$6:$DR$8765,$AE$153&$AE$154,'Hourly District Input'!$DQ$6:$DQ$8765)/1000)/$AE$155,0)","v":0},{"$f":"$AP$161/1000/$AE$155","v":0},{"$f":"$AQ$161","v":""},{"$f":"$AJ167","v":0},{"$error":"#VALUE!"}]
[null,null,{"$error":"#DIV/0!"},null,"Instructions\n1. Respond to the question above the table regarding CHP waste heat savings.\n2. Fill out the table below for relevant district systems. If there are multiple plant input fuels then select \"Multiple\" in the \"Plant Input Fuel\" column. This will alert the Utility that a manual calculation may need to be completed and that additional information regarding the district system may need to be requested.\n3. If the plant type cannot be found in the \"Plant Type\" column select \"Other\" and enter the plant efficiency in the \"Default Efficiency\" column.  A system description and backup documentation for the efficiency input must be provided.\n"]
[null,null,{"$error":"#DIV/0!"}]
[null,null,{"$error":"#DIV/0!"},null,"Are there any savings due to CHP waste heat in the project?",null,null,null,null,{"$f":"IF(I170=\"Yes\",\"Utility will need to post-process savings for reporting purposes and may have follow up questions.\",\"\")","v":""}]
[null,null,{"$error":"#DIV/0!"}]
[null,null,{"$error":"#DIV/0!"},null,null,null,null,null,null,null,null,null,"Values include Savings from Capped Exceptional Calculations (if Applicable)",null,null,null,null,null,null,null,null,null,null,null,null,null,null,"Connecticut Fuels","Units","Conversion kBtu/Unit","Unit Demand","Connecticut District Plant Types","Connecticut Default Efficiency (goes with adjacent)",null,null,"Demand Conversion kBtu/hr/Unit"]
[null,null,{"$error":"#DIV/0!"},null,"Energy Source",null,"Plant Input Fuel",null,"Plant Type",null,null,"Default Efficiency","Pre-adjustment Savings MMBtu","Post Adjustment Savings MMBtu","Post Adjustment Savings in Units","Post Adjustment Savings Units","Note",null,null,null,null,null,null,null,null,null,null,"Electricity","kWh",3.4119999999999999,"kW","District chilled water generated by electric chiller(s)",4.2,"Overrides, 1 = override","Utility flag = 1",3.4119999999999999,"Demand savings tab flag","Winter Demand Flag"]
[null,null,{"$f":"IF(SUM(INDEX(SEEUPF_EndUse_Fuel_EC_Cap,,MATCH($E174,SEEUPF_EndUse_Fuel_EC_Cap_Labels,0)))>0,1,5/0)","v":{"$error":"#N/A"}},null,"District Cooling",null,null,null,null,null,null,{"$f":"IFERROR(IF(I174=\"\",\"\",IF(AND(I174=\"Other\",G174<>\"\",G174<>\"Multiple\"),\"Enter Value\",INDEX($AG$173:$AG$178,MATCH(I174,$AF$173:$AF$178,0),1))),\"\")","v":""},{"$f":"IFERROR(SUM(INDEX(SEEUPF_EndUse_Fuel_EC_Cap,,MATCH($E174,SEEUPF_EndUse_Fuel_EC_Cap_Labels,0)+3)),0)","v":0},{"$f":"IFERROR(IF($G174=\"Multiple\",\"Utility conduct manual calc.\",IF(OR(L174=0,L174=\"\"),\"\",M174/L174)),0)","v":""},{"$f":"IFERROR(IF($G174=\"Multiple\",\"Utility conduct manual calc.\",IF(OR(L174=0,L174=\"\"),\"\",(N174*1000)/INDEX($AD$173:$AD$178,MATCH($G174,$AB$173:$AB$178,0),1))),0)","v":""},{"$f":"IFERROR(IF($G174=\"Multiple\",\"Utility conduct manual calc.\",IF(OR(L174=0,L174=\"\"),\"\",INDEX($AC$173:$AC$178,MATCH($G174,$AB$173:$AB$178,0),1))),0)","v":""},{"$f":"IF($G174=\"Multiple\",\"Provide utility with a system description and any other requested information so a manual adjustment can be performed.\",IF(AND(I174=\"Other\",G174<>\"Multiple\",G174<>\"\"),\"Provide a system description and backup documentation for efficiency input.\",\"\"))","v":""},null,null,null,null,null,null,null,null,null,null,"Natural Gas","ccf",102.9,"ccf/day","District chilled water generated by gas chiller",0.9,{"$f":"IF(LEFT(formulaTextCustom(L174),3)<>\"=IF\",1,0)","v":0},{"$f":"IF($G174=\"Multiple\",1,IF(AND(I174=\"Other\",G174<>\"Multiple\",G174<>\"\"),1,0))","v":0},1,{"$f":"IFERROR(IF(AND(C174=1,G174=\"Electricity\"),1,0),0)","v":0},{"$f":"IFERROR(IF(AND(C174=1,G174=\"Natural Gas\"),1,0),0)","v":0}]
[null,null,{"$f":"IF(SUM(INDEX(SEEUPF_EndUse_Fuel_EC_Cap,,MATCH($E175,SEEUPF_EndUse_Fuel_EC_Cap_Labels,0)))>0,1,5/0)","v":{"$error":"#N/A"}},null,"District Hot Water",null,null,null,null,null,null,{"$f":"IFERROR(IF(I175=\"\",\"\",IF(AND(I175=\"Other\",G175<>\"\",G175<>\"Multiple\"),\"Enter Value\",INDEX($AG$173:$AG$178,MATCH(I175,$AF$173:$AF$178,0),1))),\"\")","v":""},{"$f":"IFERROR(SUM(INDEX(SEEUPF_EndUse_Fuel_EC_Cap,,MATCH($E175,SEEUPF_EndUse_Fuel_EC_Cap_Labels,0)+3)),0)","v":0},{"$f":"IFERROR(IF($G175=\"Multiple\",\"Utility conduct manual calc.\",IF(OR(L175=0,L175=\"\"),\"\",M175/L175)),0)","v":""},{"$f":"IFERROR(IF($G175=\"Multiple\",\"Utility conduct manual calc.\",IF(OR(L175=0,L175=\"\"),\"\",(N175*1000)/INDEX($AD$173:$AD$178,MATCH($G175,$AB$173:$AB$178,0),1))),0)","v":""},{"$f":"IFERROR(IF($G175=\"Multiple\",\"Utility conduct manual calc.\",IF(OR(L175=0,L175=\"\"),\"\",INDEX($AC$173:$AC$178,MATCH($G175,$AB$173:$AB$178,0),1))),0)","v":""},{"$f":"IF($G175=\"Multiple\",\"Provide utility with a system description and any other requested information so a manual adjustment can be performed.\",IF(AND(I175=\"Other\",G175<>\"Multiple\",G175<>\"\"),\"Provide a system description and backup documentation for efficiency input.\",\"\"))","v":""},null,null,null,null,null,null,null,null,null,null,"Fuel Oil / Diesel","Gallon",138.69,"kBtu/hr","District steam generated using conventional boiler technolog",0.74,{"$f":"IF(LEFT(formulaTextCustom(L175),3)<>\"=IF\",1,0)","v":0},{"$f":"IF($G175=\"Multiple\",1,IF(AND(I175=\"Other\",G175<>\"Multiple\",G175<>\"\"),1,0))","v":0},1,{"$f":"IFERROR(IF(AND(C175=1,G175=\"Electricity\"),1,0),0)","v":0},{"$f":"IFERROR(IF(AND(C175=1,G175=\"Natural Gas\"),1,0),0)","v":0}]
[null,null,{"$f":"IF(SUM(INDEX(SEEUPF_EndUse_Fuel_EC_Cap,,MATCH($E176,SEEUPF_EndUse_Fuel_EC_Cap_Labels,0)))>0,1,5/0)","v":{"$error":"#N/A"}},null,"District Steam",null,null,null,null,null,null,{"$f":"IFERROR(IF(I176=\"\",\"\",IF(AND(I176=\"Other\",G176<>\"\",G176<>\"Multiple\"),\"Enter Value\",INDEX($AG$173:$AG$178,MATCH(I176,$AF$173:$AF$178,0),1))),\"\")","v":""},{"$f":"IFERROR(SUM(INDEX(SEEUPF_EndUse_Fuel_EC_Cap,,MATCH($E176,SEEUPF_EndUse_Fuel_EC_Cap_Labels,0)+3)),0)","v":0},"",{"$f":"IFERROR(IF($G176=\"Multiple\",\"Utility conduct manual calc.\",IF(OR(L176=0,L176=\"\"),\"\",(N176*1000)/INDEX($AD$173:$AD$178,MATCH($G176,$AB$173:$AB$178,0),1))),0)","v":""},{"$f":"IFERROR(IF($G176=\"Multiple\",\"Utility conduct manual calc.\",IF(OR(L176=0,L176=\"\"),\"\",INDEX($AC$173:$AC$178,MATCH($G176,$AB$173:$AB$178,0),1))),0)","v":""},"",null,null,null,null,null,null,null,null,null,null,"Propane","Gallon",91.33,"kBtu/hr","District steam generated using combined heat and power",0.99299999999999999,{"$f":"IF(LEFT(formulaTextCustom(L176),3)<>\"=IF\",1,0)","v":0},0,1,0,0]
[null,null,{"$f":"IF(OR(IFERROR(SUM(INDEX(SEEUPF_EndUse_Fuel_EC_Cap,,MATCH($E$174,SEEUPF_EndUse_Fuel_EC_Cap_Labels,0))),0)>0,IFERROR(SUM(INDEX(SEEUPF_EndUse_Fuel_EC_Cap,,MATCH($E$175,SEEUPF_EndUse_Fuel_EC_Cap_Labels,0))),0)>0,IFERROR(SUM(INDEX(SEEUPF_EndUse_Fuel_EC_Cap,,MATCH($E$176,SEEUPF_EndUse_Fuel_EC_Cap_Labels,0))),0)>0),1,5/0)","v":{"$error":"#DIV/0!"}},null,null,null,null,null,null,null,null,null,null,null,null,null,null,null,null,null,null,null,null,null,null,null,null,"Fuel Oil (No. 5 & No.6)","Gallon",138.69,"kBtu/hr","District steam generated with unknown technology",0.84899999999999998,null,null,1]
[null,null,{"$f":"IF(SUM($AK$174:$AK$176)>0,1,5/0)","v":{"$error":"#DIV/0!"}},null,"Instructions for the tables show below. \n1. Populate the Hourly District Input tab with results from the model for district cooling, hot water, or steam.  If hourly results are unavailable manually enter demand values in the tables that are now available on the Demand Savings tab.\n2. Check that the relevant tables on the Demand Savings tab have populated as expected. Make manual adjustments if needed. \n3. The tables below will autopopulate after steps 1 and 2 are complete.",null,null,null,null,null,null,null,null,null,null,null,null,null,null,null,null,null,null,null,null,null,null,"Multiple",null,null,null,"District hot water",0.78,null,null,1]
[null,null,{"$f":"IF(SUM($AK$174:$AK$176)>0,1,5/0)","v":{"$error":"#DIV/0!"}}]
[null,null,{"$f":"IF($AK$174=1,1,5/0)","v":{"$error":"#DIV/0!"}},null,"Table 11. Coincident Peak District Cooling Demand: Summer Btu/hr"]
[null,null,{"$f":"IF($AK$174=1,1,5/0)","v":{"$error":"#DIV/0!"}},null,"End Use","Demand Units","Summer",null,null,null,null,null,null,null,"Summer Unadjusted Savings Btu/hr","Efficiency from Table 10","Summer Adjusted Savings Btu/hr","Summer Adjusted in Units","Adjusted Units"]
[null,null,{"$error":"#DIV/0!"},null,null,null,"ASHRAE 90.1 2019 Adjusted Baseline Coincident Peak Demand",null,null,null,"Proposed Coincident Peak Demand"]
[null,null,{"$error":"#DIV/0!"},null,null,null,"June Peak Demand","July Peak Demand","August Peak Demand","Coincident Peak District Cooling Demand: Summer (per EMG 6.1)","June Peak Demand","July Peak Demand","August Peak Demand","Coincident Peak District Cooling Demand: Summer (per EMG 6.1)"]
[null,null,{"$error":"#DIV/0!"},null,"Lighting","Btu/hr",{"$f":"SUMIF($AC$97:$AC$115,$E184,AN$97:AN$115)","v":0},{"$f":"SUMIF($AC$97:$AC$115,$E184,AO$97:AO$115)","v":0},0,{"$f":"IFERROR(AVERAGE(G184:I184),\"-\")","v":0},{"$f":"SUMIF($AC$97:$AC$115,$E184,AS$97:AS$115)","v":0},{"$f":"SUMIF($AC$97:$AC$115,$E184,AT$97:AT$115)","v":0},0,{"$f":"IFERROR(AVERAGE(K184:M184),\"-\")","v":0},{"$f":"J184-N184","v":0},{"$f":"L174","v":""},{"$f":"IFERROR(O184/$P$184,0)","v":0},{"$f":"IFERROR((Q184/1000)/INDEX($AJ$173:$AJ$178,MATCH($G$174,$AB$173:$AB$178,0),1),0)","v":0},{"$f":"IFERROR(INDEX($AE$173:$AE$178,MATCH($G174,$AB$173:$AB$178,0),1),\"\")","v":""}]
[null,null,{"$error":"#DIV/0!"},null,"Cooling","Btu/hr",{"$f":"SUMIF($AC$97:$AC$115,$E185,AN$97:AN$115)","v":0},0,0,{"$f":"IFERROR(AVERAGE(G185:I185),\"-\")","v":0},{"$f":"SUMIF($AC$97:$AC$115,$E185,AS$97:AS$115)","v":0},0,0,{"$f":"IFERROR(AVERAGE(K185:M185),\"-\")","v":0},{"$f":"J185-N185","v":0},null,{"$f":"IFERROR(O185/$P$184,0)","v":0},{"$f":"IFERROR((Q185/1000)/INDEX($AJ$173:$AJ$178,MATCH($G$174,$AB$173:$AB$178,0),1),0)","v":0}]
[null,null,{"$error":"#DIV/0!"},null,"Heating","Btu/hr",0,0,0,0,0,0,0,0,0,null,0,0]
[null,null,{"$error":"#DIV/0!"},null,"Process","Btu/hr",0,0,0,0,0,0,0,0,0,null,0,0]
[null,null,{"$error":"#DIV/0!"},null,"Refrigeration","Btu/hr",0,0,0,0,0,0,0,0,0,null,0,0]
[null,null,{"$error":"#DIV/0!"},null,"DHW","Btu/hr",0,0,0,0,0,0,0,0,0,null,0,0]
[null,null,{"$error":"#DIV/0!"},null,"Fans - interior ventilation","Btu/hr",0,0,0,0,0,0,0,0,0,null,0,0]
[null,null,{"$error":"#DIV/0!"},null,"Other","Btu/hr",0,0,0,0,0,0,0,0,0,null,0,0]
[null,null,{"$error":"#DIV/0!"},null,"Total","Btu/hr",0,0,0,0,0,0,0,0,0,null,0,0]
[null,null,{"$error":"#DIV/0!"}]
[null,null,{"$error":"#DIV/0!"},null,"Table 12. Coincident Peak District Cooling Demand: Winter Btu/hr"]
[null,null,{"$error":"#DIV/0!"},null,"End Use","Demand Units","Winter",null,null,null,null,null,"Winter Unadjusted Savings Btu/hr","Efficiency from Table 10","Winter Adjusted Savings Btu/hr","Winter Adjusted in Units","Adjusted Units"]
[null,null,{"$error":"#DIV/0!"},null,null,null,"ASHRAE 90.1 2019 Adjusted Baseline Coincident Peak Demand",null,null,"Proposed Coincident Peak Demand"]
[null,null,{"$error":"#DIV/0!"},null,null,null,"December Peak Demand","January Peak Demand","Coincident Peak District Cooling Demand: Winter (per EMG 6.1)","December Peak Demand","January Peak Demand","Coincident Peak District Cooling Demand: Winter (per EMG 6.1)"]
[null,null,{"$error":"#DIV/0!"},null,"Lighting","Btu/hr",{"$f":"SUMIF($AC$97:$AC$115,$E198,AQ$97:AQ$115)","v":0},{"$f":"SUMIF($AC$97:$AC$115,$E198,AR$97:AR$115)","v":0},{"$f":"IFERROR(AVERAGE(G198:H198),\"-\")","v":0},{"$f":"SUMIF($AC$97:$AC$115,$E198,AV$97:AV$115)","v":0},{"$f":"SUMIF($AC$97:$AC$115,$E198,AW$97:AW$115)","v":0},{"$f":"IFERROR(AVERAGE(J198:K198),\"-\")","v":0},{"$f":"I198-L198","v":0},{"$f":"$L$174","v":""},{"$f":"IFERROR(M198/$N$198,0)","v":0},{"$f":"IFERROR((O198/1000)/INDEX($AJ$173:$AJ$178,MATCH($G$174,$AB$173:$AB$178,0),1),0)","v":0},{"$f":"IFERROR(INDEX($AE$173:$AE$178,MATCH($G$174,$AB$173:$AB$178,0),1),\"\")","v":""}]
[null,null,{"$error":"#DIV/0!"},null,"Cooling","Btu/hr",{"$f":"SUMIF($AC$97:$AC$115,$E199,AQ$97:AQ$115)","v":0},0,{"$f":"IFERROR(AVERAGE(G199:H199),\"-\")","v":0},{"$f":"SUMIF($AC$97:$AC$115,$E199,AV$97:AV$115)","v":0},0,{"$f":"IFERROR(AVERAGE(J199:K199),\"-\")","v":0},{"$f":"I199-L199","v":0},null,{"$f":"IFERROR(M199/$N$198,0)","v":0},{"$f":"IFERROR((O199/1000)/INDEX($AJ$173:$AJ$178,MATCH($G$174,$AB$173:$AB$178,0),1),0)","v":0}]
[null,null,{"$error":"#DIV/0!"},null,"Heating","Btu/hr",0,0,0,0,0,0,0,null,0,0]
[null,null,{"$error":"#DIV/0!"},null,"Process","Btu/hr",0,0,0,0,0,0,0,null,0,0]
[null,null,{"$error":"#DIV/0!"},null,"Refrigeration","Btu/hr",0,0,0,0,0,0,0,null,0,0]
[null,null,{"$error":"#DIV/0!"},null,"DHW","Btu/hr",0,0,0,0,0,0,0,null,0,0]
[null,null,{"$error":"#DIV/0!"},null,"Fans - interior ventilation","Btu/hr",0,0,0,0,0,0,0,null,0,0]
[null,null,{"$error":"#DIV/0!"},null,"Other","Btu/hr",0,0,0,0,0,0,0,null,0,0]
[null,null,{"$error":"#DIV/0!"},null,"Total","Btu/hr",0,0,0,0,0,0,{"$f":"I206-L206","v":0},null,0,0]
[null,null,{"$error":"#DIV/0!"}]
[null,null,{"$f":"IF($AK$175=1,1,5/0)","v":{"$error":"#DIV/0!"}},null,"Table 13. Coincident Peak District Hot Water Demand: Summer Btu/hr"]
[null,null,{"$f":"IF($AK$175=1,1,5/0)","v":{"$error":"#DIV/0!"}},null,"End Use","Demand Units","Summer",null,null,null,null,null,null,null,"Summer Unadjusted Savings Btu/hr","Efficiency from Table 10","Summer Adjusted Savings Btu/hr","Summer Adjusted in Units","Adjusted Units"]
[null,null,{"$error":"#DIV/0!"},null,null,null,"ASHRAE 90.1 2019 Adjusted Baseline Coincident Peak Demand",null,null,null,"Proposed Coincident Peak Demand"]
[null,null,{"$error":"#DIV/0!"},null,null,null,"June Peak Demand","July Peak Demand","August Peak Demand","Coincident Peak District Hot Water Demand: Summer (per EMG 6.1)","June Peak Demand","July Peak Demand","August Peak Demand","Coincident Peak District Hot Water Demand: Summer (per EMG 6.1)"]
[null,null,{"$error":"#DIV/0!"},null,"Lighting","Btu/hr",{"$f":"SUMIF($AC$97:$AC$115,$E212,AX$97:AX$115)","v":0},{"$f":"SUMIF($AC$97:$AC$115,$E212,AY$97:AY$115)","v":0},0,{"$f":"IFERROR(AVERAGE(G212:I212),\"-\")","v":0},{"$f":"SUMIF($AC$97:$AC$115,$E212,BC$97:BC$115)","v":0},{"$f":"SUMIF($AC$97:$AC$115,$E212,BD$97:BD$115)","v":0},0,{"$f":"IFERROR(AVERAGE(K212:M212),\"-\")","v":0},{"$f":"J212-N212","v":0},{"$f":"$L$175","v":""},{"$f":"IFERROR(O212/$P$212,0)","v":0},{"$f":"IFERROR((Q212/1000)/INDEX($AJ$173:$AJ$178,MATCH($G$175,$AB$173:$AB$178,0),1),0)","v":0},{"$f":"IFERROR(INDEX($AE$173:$AE$178,MATCH($G$175,$AB$173:$AB$178,0),1),\"\")","v":""}]
[null,null,{"$error":"#DIV/0!"},null,"Cooling","Btu/hr",{"$f":"SUMIF($AC$97:$AC$115,$E213,AX$97:AX$115)","v":0},0,0,{"$f":"IFERROR(AVERAGE(G213:I213),\"-\")","v":0},{"$f":"SUMIF($AC$97:$AC$115,$E213,BC$97:BC$115)","v":0},0,0,{"$f":"IFERROR(AVERAGE(K213:M213),\"-\")","v":0},{"$f":"J213-N213","v":0},null,{"$f":"IFERROR(O213/$P$212,0)","v":0},{"$f":"IFERROR((Q213/1000)/INDEX($AJ$173:$AJ$178,MATCH($G$175,$AB$173:$AB$178,0),1),0)","v":0}]
[null,null,{"$error":"#DIV/0!"},null,"Heating","Btu/hr",0,0,0,0,0,0,0,0,0,null,0,0]
[null,null,{"$error":"#DIV/0!"},null,"Process","Btu/hr",0,0,0,0,0,0,0,0,0,null,0,0]
[null,null,{"$error":"#DIV/0!"},null,"Refrigeration","Btu/hr",0,0,0,0,0,0,0,0,0,null,0,0]
[null,null,{"$error":"#DIV/0!"},null,"DHW","Btu/hr",0,0,0,0,0,0,0,0,0,null,0,0]
[null,null,{"$error":"#DIV/0!"},null,"Fans - interior ventilation","Btu/hr",0,0,0,0,0,0,0,0,0,null,0,0]
[null,null,{"$error":"#DIV/0!"},null,"Other","Btu/hr",0,0,0,0,0,0,0,0,0,null,0,0]
[null,null,{"$error":"#DIV/0!"},null,"Total","Btu/hr",0,0,0,0,0,0,0,0,0,null,0,0]
[null,null,{"$error":"#DIV/0!"}]
[null,null,{"$error":"#DIV/0!"},null,"Table 14. Coincident Peak District Hot Water Demand: Winter Btu/hr"]
[null,null,{"$error":"#DIV/0!"},null,"End Use","Demand Units","Winter",null,null,null,null,null,"Winter Unadjusted Savings Btu/hr","Efficiency from Table 10","Winter Adjusted Savings Btu/hr","Winter Adjusted in Units","Adjusted Units"]
[null,null,{"$error":"#DIV/0!"},null,null,null,"ASHRAE 90.1 2019 Adjusted Baseline Coincident Peak Demand",null,null,"Proposed Coincident Peak Demand"]
[null,null,{"$error":"#DIV/0!"},null,null,null,"December Peak Demand","January Peak Demand","Coincident Peak District Hot Water Demand: Winter (per EMG 6.1)","December Peak Demand","January Peak Demand","Coincident Peak District Hot Water Demand: Winter (per EMG 6.1)"]
[null,null,{"$error":"#DIV/0!"},null,"Lighting","Btu/hr",{"$f":"SUMIF($AC$97:$AC$115,$E226,BA$97:BA$115)","v":0},{"$f":"SUMIF($AC$97:$AC$115,$E226,BB$97:BB$115)","v":0},{"$f":"IFERROR(AVERAGE(G226:H226),\"-\")","v":0},{"$f":"SUMIF($AC$97:$AC$115,$E226,BF$97:BF$115)","v":0},{"$f":"SUMIF($AC$97:$AC$115,$E226,BG$97:BG$115)","v":0},{"$f":"IFERROR(AVERAGE(J226:K226),\"-\")","v":0},{"$f":"I226-L226","v":0},{"$f":"$L$175","v":""},{"$f":"IFERROR(M226/$N$226,0)","v":0},{"$f":"IFERROR((O226/1000)/INDEX($AJ$173:$AJ$178,MATCH($G$175,$AB$173:$AB$178,0),1),0)","v":0},{"$f":"IFERROR(INDEX($AE$173:$AE$178,MATCH($G$175,$AB$173:$AB$178,0),1),\"\")","v":""}]
[null,null,{"$error":"#DIV/0!"},null,"Cooling","Btu/hr",{"$f":"SUMIF($AC$97:$AC$115,$E227,BA$97:BA$115)","v":0},0,{"$f":"IFERROR(AVERAGE(G227:H227),\"-\")","v":0},{"$f":"SUMIF($AC$97:$AC$115,$E227,BF$97:BF$115)","v":0},0,{"$f":"IFERROR(AVERAGE(J227:K227),\"-\")","v":0},{"$f":"I227-L227","v":0},null,{"$f":"IFERROR(M227/$N$226,0)","v":0},{"$f":"IFERROR((O227/1000)/INDEX($AJ$173:$AJ$178,MATCH($G$175,$AB$173:$AB$178,0),1),0)","v":0}]
[null,null,{"$error":"#DIV/0!"},null,"Heating","Btu/hr",0,0,0,0,0,0,0,null,0,0]
[null,null,{"$error":"#DIV/0!"},null,"Process","Btu/hr",0,0,0,0,0,0,0,null,0,0]
[null,null,{"$error":"#DIV/0!"},null,"Refrigeration","Btu/hr",0,0,0,0,0,0,0,null,0,0]
[null,null,{"$error":"#DIV/0!"},null,"DHW","Btu/hr",0,0,0,0,0,0,0,null,0,0]
[null,null,{"$error":"#DIV/0!"},null,"Fans - interior ventilation","Btu/hr",0,0,0,0,0,0,0,null,0,0]
[null,null,{"$error":"#DIV/0!"},null,"Other","Btu/hr",0,0,0,0,0,0,0,null,0,0]
[null,null,{"$error":"#DIV/0!"},null,"Total","Btu/hr",0,0,0,0,0,0,{"$f":"I234-L234","v":0},null,0,0]
[null,null,{"$error":"#DIV/0!"}]
[null,null,{"$f":"IF($AK$176=1,1,5/0)","v":{"$error":"#DIV/0!"}},null,"Table 15. Coincident Peak District Steam Demand: Summer Btu/hr"]
[null,null,{"$f":"IF($AK$176=1,1,5/0)","v":{"$error":"#DIV/0!"}},null,"End Use","Demand Units","Summer",null,null,null,null,null,null,null,"Summer Unadjusted Savings Btu/hr","Efficiency from Table 10","Summer Adjusted Savings Btu/hr","Summer Adjusted in Units","Adjusted Units"]
[null,null,{"$error":"#DIV/0!"},null,null,null,"ASHRAE 90.1 2019 Adjusted Baseline Coincident Peak Demand",null,null,null,"Proposed Coincident Peak Demand"]
[null,null,{"$error":"#DIV/0!"},null,null,null,"June Peak Demand","July Peak Demand","August Peak Demand","Coincident Peak District Steam Demand: Summer (per EMG 6.1)","June Peak Demand","July Peak Demand","August Peak Demand","Coincident Peak District Steam Demand: Summer (per EMG 6.1)"]
[null,null,{"$error":"#DIV/0!"},null,"Lighting","Btu/hr",{"$f":"SUMIF($AC$97:$AC$115,$E240,BH$97:BH$115)","v":0},{"$f":"SUMIF($AC$97:$AC$115,$E240,BI$97:BI$115)","v":0},0,{"$f":"IFERROR(AVERAGE(G240:I240),\"-\")","v":0},{"$f":"SUMIF($AC$97:$AC$115,$E240,BM$97:BM$115)","v":0},{"$f":"SUMIF($AC$97:$AC$115,$E240,BN$97:BN$115)","v":0},0,{"$f":"IFERROR(AVERAGE(K240:M240),\"-\")","v":0},{"$f":"J240-N240","v":0},{"$f":"$L$176","v":""},{"$f":"IFERROR(O240/$P$240,0)","v":0},{"$f":"IFERROR((Q240/1000)/INDEX($AJ$173:$AJ$178,MATCH($G$176,$AB$173:$AB$178,0),1),0)","v":0},{"$f":"IFERROR(INDEX($AE$173:$AE$178,MATCH($G$176,$AB$173:$AB$178,0),1),\"\")","v":""}]
[null,null,{"$error":"#DIV/0!"},null,"Cooling","Btu/hr",{"$f":"SUMIF($AC$97:$AC$115,$E241,BH$97:BH$115)","v":0},0,0,{"$f":"IFERROR(AVERAGE(G241:I241),\"-\")","v":0},{"$f":"SUMIF($AC$97:$AC$115,$E241,BM$97:BM$115)","v":0},0,0,{"$f":"IFERROR(AVERAGE(K241:M241),\"-\")","v":0},{"$f":"J241-N241","v":0},null,{"$f":"IFERROR(O241/$P$240,0)","v":0},{"$f":"IFERROR((Q241/1000)/INDEX($AJ$173:$AJ$178,MATCH($G$176,$AB$173:$AB$178,0),1),0)","v":0}]
[null,null,{"$error":"#DIV/0!"},null,"Heating","Btu/hr",0,0,0,0,0,0,0,0,0,null,0,0]
[null,null,{"$error":"#DIV/0!"},null,"Process","Btu/hr",0,0,0,0,0,0,0,0,0,null,0,0]
[null,null,{"$error":"#DIV/0!"},null,"Refrigeration","Btu/hr",0,0,0,0,0,0,0,0,0,null,0,0]
[null,null,{"$error":"#DIV/0!"},null,"DHW","Btu/hr",0,0,0,0,0,0,0,0,0,null,0,0]
[null,null,{"$error":"#DIV/0!"},null,"Fans - interior ventilation","Btu/hr",0,0,0,0,0,0,0,0,0,null,0,0]
[null,null,{"$error":"#DIV/0!"},null,"Other","Btu/hr",0,0,0,0,0,0,0,0,0,null,0,0]
[null,null,{"$error":"#DIV/0!"},null,"Total","Btu/hr",0,0,0,0,0,0,0,0,0,null,0,0]
[null,null,{"$error":"#DIV/0!"}]
[null,null,{"$error":"#DIV/0!"},null,"Table 16. Coincident Peak District Steam Demand: Winter Btu/hr"]
[null,null,{"$error":"#DIV/0!"},null,"End Use","Demand Units","Winter",null,null,null,null,null,"Winter Unadjusted Savings Btu/hr","Efficiency from Table 10","Winter Adjusted Savings Btu/hr","Winter Adjusted in Units","Adjusted Units"]
[null,null,{"$error":"#DIV/0!"},null,null,null,"ASHRAE 90.1 2019 Adjusted Baseline Coincident Peak Demand",null,null,"Proposed Coincident Peak Demand"]
[null,null,{"$error":"#DIV/0!"},null,null,null,"December Peak Demand","January Peak Demand","Coincident Peak District Steam Demand: Winter (per EMG 6.1)","December Peak Demand","January Peak Demand","Coincident Peak District Steam Demand: Winter (per EMG 6.1)"]
[null,null,{"$error":"#DIV/0!"},null,"Lighting","Btu/hr",{"$f":"SUMIF($AC$97:$AC$115,$E254,BK$97:BK$115)","v":0},{"$f":"SUMIF($AC$97:$AC$115,$E254,BL$97:BL$115)","v":0},{"$f":"IFERROR(AVERAGE(G254:H254),\"-\")","v":0},{"$f":"SUMIF($AC$97:$AC$115,$E254,BP$97:BP$115)","v":0},{"$f":"SUMIF($AC$97:$AC$115,$E254,BQ$97:BQ$115)","v":0},{"$f":"IFERROR(AVERAGE(J254:K254),\"-\")","v":0},{"$f":"I254-L254","v":0},{"$f":"$L$176","v":""},{"$f":"IFERROR(M254/$N$254,0)","v":0},{"$f":"IFERROR((O254/1000)/INDEX($AJ$173:$AJ$178,MATCH($G$176,$AB$173:$AB$178,0),1),0)","v":0},{"$f":"IFERROR(INDEX($AE$173:$AE$178,MATCH($G$176,$AB$173:$AB$178,0),1),\"\")","v":""}]
[null,null,{"$error":"#DIV/0!"},null,"Cooling","Btu/hr",{"$f":"SUMIF($AC$97:$AC$115,$E255,BK$97:BK$115)","v":0},0,{"$f":"IFERROR(AVERAGE(G255:H255),\"-\")","v":0},{"$f":"SUMIF($AC$97:$AC$115,$E255,BP$97:BP$115)","v":0},0,{"$f":"IFERROR(AVERAGE(J255:K255),\"-\")","v":0},{"$f":"I255-L255","v":0},null,{"$f":"IFERROR(M255/$N$254,0)","v":0},{"$f":"IFERROR((O255/1000)/INDEX($AJ$173:$AJ$178,MATCH($G$176,$AB$173:$AB$178,0),1),0)","v":0}]
[null,null,{"$error":"#DIV/0!"},null,"Heating","Btu/hr",0,0,0,0,0,0,{"$f":"I256-L256","v":0},null,0,0]
[null,null,{"$error":"#DIV/0!"},null,"Process","Btu/hr",0,0,0,0,0,0,0,null,0,0]
[null,null,{"$error":"#DIV/0!"},null,"Refrigeration","Btu/hr",0,0,0,0,0,0,0,null,0,0]
[null,null,{"$error":"#DIV/0!"},null,"DHW","Btu/hr",0,0,0,0,0,0,0,null,0,0]
[null,null,{"$error":"#DIV/0!"},null,"Fans - interior ventilation","Btu/hr",0,0,0,0,0,0,0,null,0,0]
[null,null,{"$error":"#DIV/0!"},null,"Other","Btu/hr",0,0,0,0,0,0,0,null,0,0]
[null,null,{"$error":"#DIV/0!"},null,"Total","Btu/hr",0,0,0,0,0,0,{"$f":"I262-L262","v":0},null,0,0]
[null,null,{"$error":"#DIV/0!"}]

{"sheet":"Import","index":19,"n_rows":0,"n_cols":0,"rows_kept":0,"cut":false,"hidden":true,"merged":[]}

{"sheet":"Lists","index":20,"n_rows":21,"n_cols":9,"rows_kept":21,"cut":false,"hidden":true,"merged":[]}
["Lists"]
[]
["General","Data specification options","Custom BPF Year","Exceptional Calcs?","Modeling Tools","End Use List","Renewable Energy?","Delivered Fuels","Fuel List from CF"]
[{"$f":"_xlfn.NUMBERVALUE(MID(INDEX(ImportsingleRowdata,2,COLUMN(Import!$AB$15)),SEARCH(\"-\",INDEX(ImportsingleRowdata,2,COLUMN(Import!$AB$15)),1)+1,4))","v":{"$error":"#VALUE!"}},"Compliance Form defaults with submitter override","90.1-2016",{"$f":"IF(INDEX(ImportsingleRowdata,2,COLUMN(Import!AQ15))+INDEX(ImportsingleRowdata,2,COLUMN(Import!AR15))+INDEX(ImportsingleRowdata,2,COLUMN(Import!AS15))+INDEX(ImportsingleRowdata,2,COLUMN(Import!AT16))>0,\"Yes\",\"No\")","v":"No"},"DesignBuilder","Interior lighting",{"$f":"IF(INDEX(ImportsingleRowdata,2,COLUMN(Import!AU15))+INDEX(ImportsingleRowdata,2,COLUMN(Import!AV15))+INDEX(ImportsingleRowdata,2,COLUMN(Import!AW15))+INDEX(ImportsingleRowdata,2,COLUMN(Import!AX16))>0,\"Yes\",\"No\")","v":"No"},"Fuel Oil / Diesel","Electricity"]
[{"$f":"RIGHT(INDEX(ImportsingleRowdata,2,COLUMN(Import!$AB$15)),10)","v":""},"Manual entry by submitter","90.1-2019",null,"EnergyPlus","Interior lighting (unregulated)",null,"Propane","Natural Gas"]
[{"$f":"INDEX(ImportsingleRowdata,2,COLUMN(Import!AO15))&Lists_Modeling_Protocol_Year","v":{"$error":"#VALUE!"}},"Manual entry by AHJ/RA",null,null,"eQuest","Exterior lighting",null,"Fuel Oil (No. 5 & No.6)","District Cooling"]
["Section 11","90.1 methodology for custom BPFs",null,null,"HAP","Space heating",null,null,"District Hot Water"]
["Appendix G",null,null,null,"IESVE","Heat pump supplemental heater",null,null,"District Steam"]
[{"$f":"INDEX(ImportsingleRowdata,2,COLUMN(Import!AO15))","v":0},null,null,null,"Openstudio","Space cooling",null,null,"Fuel Oil / Diesel"]
[{"$f":"INDEX(ImportsingleRowdata,2,COLUMN(Import!AA$1))","v":0},null,null,null,"Trace3DPlus","Pumps",null,null,"Propane"]
[null,null,null,null,"Trace700","Heat rejection",null,null,"Fuel Oil (No. 5 & No.6)"]
[null,null,null,null,"Other","Fans - interior ventilation",null,null,"Kerosene"]
[null,null,null,null,null,"Fans - parking garage",null,null,"Coal (anthracite)"]
[null,null,null,null,null,"Service water heating",null,null,"Coal (bituminous)"]
[null,null,null,null,null,"Misc equipment",null,null,"Coke"]
[null,null,null,null,null,"Industrial process",null,null,"Wood"]
[null,null,null,null,null,"Refrigeration equipment (regulated)"]
[null,null,null,null,null,"Refrigeration equipment (unregulated)"]
[null,null,null,null,null,"Elevators and escalators"]
[null,null,null,null,null,"Other regulated"]
[null,null,null,null,null,"Other unregulated"]

{"sheet":"Ref_General","index":21,"n_rows":18,"n_cols":19,"rows_kept":18,"cut":false,"hidden":true,"merged":[]}
[null,null,"90.1 Renewable and Exceptional Calc Energy Caps"]
[null,null,null,"Section 11",null,null,null,null,null,null,null,"App G"]
[null,null,null,"Renewables",null,null,null,"Exceptional Calcs",null,null,null,"Renewables",null,null,null,"Exceptional Calcs"]
["Lookup","Program","Year","Cost","Site Energy","Source Energy","GHG Emissions","Cost","Site Energy","Source Energy","GHG Emissions","Cost","Site Energy","Source Energy","GHG Emissions","Cost","Site Energy","Source Energy","GHG Emissions"]
[null,null,"Project spec",{"$f":"INDEX(D$7:D$18,MATCH(Lists_Default_Selection&Lists_Modeling_Protocol_Year,$A$7:$A$18,0),1)","v":{"$error":"#VALUE!"}},{"$error":"#VALUE!"},{"$error":"#VALUE!"},{"$error":"#VALUE!"},{"$error":"#VALUE!"},{"$error":"#VALUE!"},{"$error":"#VALUE!"},{"$error":"#VALUE!"},{"$error":"#VALUE!"},{"$error":"#VALUE!"},{"$error":"#VALUE!"},{"$error":"#VALUE!"},{"$error":"#VALUE!"},{"$error":"#VALUE!"},{"$error":"#VALUE!"},{"$error":"#VALUE!"}]
[null,null,"Project spec 90.1",{"$f":"IF(Lists_Modeling_Protocol_Year=2016,D7,D8)","v":{"$error":"#VALUE!"}},{"$error":"#VALUE!"},{"$error":"#VALUE!"},{"$error":"#VALUE!"},{"$error":"#VALUE!"},{"$error":"#VALUE!"},{"$error":"#VALUE!"},{"$error":"#VALUE!"},{"$error":"#VALUE!"},{"$error":"#VALUE!"},{"$error":"#VALUE!"},{"$error":"#VALUE!"},{"$error":"#VALUE!"},{"$error":"#VALUE!"},{"$error":"#VALUE!"},{"$error":"#VALUE!"}]
[{"$f":"B7&C7","v":"Default - Selected Version of 90.12016"},"Default - Selected Version of 90.1",2016,0.05,0.05,0.05,0.05,"None","None","None","None","None","None","None","None",0.5,0.5,0.5,0.5]
[{"$f":"B8&C8","v":"Default - Selected Version of 90.12019"},"Default - Selected Version of 90.1",2019,0.05,0.05,0.05,0.05,"None","None","None","None",0.05,0.05,0.05,0.05,0.5,0.5,0.5,0.5]
["2020 NYCECC2016","2020 NYCECC",2016,0.05,0.05,0.05,0.05,"None","None","None","None","None","None","None","None",0.5,0.5,0.5,0.5]
["2018 Washington State Energy Code2016","2018 Washington State Energy Code",2016,0.03,0.03,0.03,0.03,"None","None","None","None",0.03,0.03,0.03,0.03,0.5,0.5,0.5,0.5]
["2018 Seattle Energy Code2019","2018 Seattle Energy Code",2019,0.03,0.03,0.03,0.03,"None","None","None","None",0.03,0.03,0.03,0.03,0.5,0.5,0.5,0.5]
["ENERGY STAR MFNC (ASHRAE 90.1 2013)2016","ENERGY STAR MFNC (ASHRAE 90.1 2013)",2016,0.05,0.05,0.05,0.05,"None","None","None","None","None","None","None","None",0.5,0.5,0.5,0.5]
["EPA MFNC ASHRAE 90.1 20162016","EPA MFNC ASHRAE 90.1 2016",2016,0.05,0.05,0.05,0.05,"None","None","None","None","None","None","None","None",0.5,0.5,0.5,0.5]
["EPA MFNC ASHRAE 90.1 20192019","EPA MFNC ASHRAE 90.1 2019",2019,0.05,0.05,0.05,0.05,"None","None","None","None",0.05,0.05,0.05,0.05,0.5,0.5,0.5,0.5]
["LEED v4.1 BD+C/ID+C2016","LEED v4.1 BD+C/ID+C",2016,0.05,0.05,0.05,0.05,"None","None","None","None","None","None","None","None",0.5,0.5,0.5,0.5]
["LEED Pilot ACP 111 BD+C/ID+C2016","LEED Pilot ACP 111 BD+C/ID+C",2016,0.05,0.05,0.05,0.05,"None","None","None","None","None","None","None","None",0.5,0.5,0.5,0.5]
[{"$f":"B17&C17","v":"P4P_NC_ASHRAE90.1_20132016"},"P4P_NC_ASHRAE90.1_2013",2016,0.05,0.05,0.05,0.05,"None","None","None","None","None","None","None","None",0.5,0.5,0.5,0.5]
[{"$f":"B18&C18","v":"P4P_NC_ASHRAE90.1_20162016"},"P4P_NC_ASHRAE90.1_2016",2016,0.05,0.05,0.05,0.05,"None","None","None","None","None","None","None","None",0.5,0.5,0.5,0.5]

{"sheet":"Ref_BuildingAreaMapping","index":22,"n_rows":33,"n_cols":3,"rows_kept":33,"cut":false,"hidden":true,"merged":[]}
[null,"BPF Building Area","Compliance Form Building Area"]
[null,"All Others","Automotive facility"]
[null,"All Others","Convention center"]
[null,"All Others","Courthouse"]
[null,"Restaurant","Dining: bar lounge/leisure"]
[null,"Restaurant","Dining: cafeteria/fast food"]
[null,"Restaurant","Dining: family"]
[null,"Multifamily","Dormitory"]
[null,"All Others","Exercise center"]
[null,"All Others","Fire Station"]
[null,"All Others","Gymnasium"]
[null,"Healthcare/hospital","Health-care clinic"]
[null,"Healthcare/hospital","Hospital"]
[null,"Hotel/motel","Hotel/motel"]
[null,"All Others","Library"]
[null,"All Others","Manufacturing facility"]
[null,"All Others","Motion picture theater"]
[null,"Multifamily","Multifamily"]
[null,"All Others","Museum"]
[null,"Office","Office"]
[null,"All Others","Parking garage"]
[null,"All Others","Penitentiary"]
[null,"All Others","Performing arts theater"]
[null,"All Others","Police station"]
[null,"All Others","Post office"]
[null,"All Others","Religious building"]
[null,"Retail","Retail"]
[null,"School","School/university"]
[null,"All Others","Sports arena"]
[null,"Office","Town hall"]
[null,"All Others","Transportation"]
[null,"Warehouse","Warehouse"]
[null,"All Others","Workshop"]

{"sheet":"Ref_UnitConversions","index":23,"n_rows":42,"n_cols":32,"rows_kept":42,"cut":false,"hidden":true,"merged":[]}
[]
[null,"Electricity Energy Units","Natural Gas Energy Units",null,"Energy_Type","Energy_Units","Energy_Units_Lookup","Energy_Content_kBtu_Unit","Energy_Units_Long",null,null,"Energy_Type","Energy_Units","Energy_Units_Lookup","Energy_Content_kBtu_Unit","Energy_Units_Long",null,null,null,"Electricity","Natural Gas","District Cooling","District Hot Water","District Steam","Fuel Oil / Diesel","Propane","Fuel Oil (No. 5 & No.6)","Kerosene","Coal (anthracite)","Coal (bituminous)","Coke","Wood"]
[null,"kWh","therm",null,"All","kWh",{"$f":"E3&F3","v":"AllkWh"},3.4119999999999999,"Kilowatt hour",null,null,"All","kWh",{"$f":"L3&M3","v":"AllkWh"},3.4119999999999999,"Kilowatt hour",null,null,null,"kWh","therm","Btu","Btu","Lbs.","Liters","Liters","Liters","Liters","Lbs.","Lbs.","Lbs.","Lbs."]
[null,"MWh","cf",null,"All","MWh",{"$f":"E4&F4","v":"AllMWh"},3412,"Megawatt hour",null,null,"All","MWh",{"$f":"L4&M4","v":"AllMWh"},3412,"Megawatt hour",null,null,null,"MWh","cf","kBtu","kBtu","kLbs.","Gallons","Gallons","Gallons","Gallons","kLbs.","kLbs.","kLbs.","Tons"]
[null,"Btu","ccf",null,"All","kBtu","AllkBtu",1,"(British thermal unit) x 1,000",null,null,"All","kBtu","AllkBtu",1,"(British thermal unit) x 1,000",null,null,null,"Btu","ccf","MMBtu","MMBtu","Mlbs.","Btu","Btu","Btu","Btu","MLbs.","MLbs","MLbs","Btu"]
[null,"kBtu","kcf",null,"All","MMBtu",{"$f":"E6&F6","v":"AllMMBtu"},1000,"(British thermal unit) x 1,000,000",null,null,"All","therm","Alltherm",100,"therm",null,null,null,"kBtu","kcf","therm","therm","Btu","kBtu","kBtu","kBtu","kBtu","Tons","Tons","Tons","kBtu"]
[null,"MMBtu","Mcf",null,"All","Btu","AllBtu",{"$f":"1/1000","v":1E-3},"British thermal unit",null,null,"All","MMBtu","AllMMBtu",1000,"(British thermal unit) x 1,000,000",null,null,null,"MMBtu","Mcf","Ton-Hours","kWh","kBtu","MMBtu","MMBtu","MMBtu","MMBtu","Btu","Btu","Btu","MMBtu"]
[null,"Ton-Hours","Btu",null,"Electricity","Ton-Hours","ElectricityTon-Hours",12,"Ton Hours",null,null,"All","MJ","AllMJ",0.94799999999999995,"(Joules) x 1,000,000",null,null,null,"Ton-Hours","Btu","kWh","MWh","MMBtu","therm","therm","therm","therm","kBtu","kBtu","kBtu","therm"]
[null,null,"kBtu",null,"Natural Gas","cf","Natural Gascf",1.0289999999999999,"cubic feet",null,null,"Electricity","Ton-Hours","ElectricityTon-Hours",12,"Ton Hours",null,null,null,null,"kBtu","MWh",null,"kWh","kWh","kWh","kWh","kWh","MMBtu","MMBtu","MMBtu","kWh"]
[null,null,"MMBtu",null,"Natural Gas","ccf","Natural Gasccf",102.9,"(cubic feet) x 100",null,null,"District Cooling","Ton-Hours","District CoolingTon-Hours",12,"Ton Hours",null,null,null,null,"MMBtu",null,null,"MWh","MWh","MWh","MWh","MWh","therm","therm","therm","MWh"]
[null,null,"kWh",null,"Natural Gas","kcf","Natural Gaskcf",1029,"(cubic feet) x 1,000",null,null,"All","Btu","AllBtu",{"$f":"1/1000","v":1E-3},"British thermal unit",null,null,null,null,"kWh",null,null,null,null,null,null,null,"kWh","kWh","kWh"]
[null,null,"MWh",null,"Natural Gas","Mcf","Natural GasMcf",1029000,"(cubic feet) x 1,000,000",null,null,"Natural Gas","cf","Natural Gascf",{"$f":"IF(Lists_Default_Selection=\"2020 NYCECC\",1.026,1.029)","v":1.0289999999999999},"cubic feet",null,null,null,null,"MWh",null,null,null,null,null,null,null,"MWh","MWh","MWh"]
[null,null,null,null,"Natural Gas","therm","Natural Gastherm",100,"therm",null,null,"Natural Gas","ccf","Natural Gasccf",{"$f":"IF(Lists_Default_Selection=\"2020 NYCECC\",102.6,102.9)","v":102.9},"(cubic feet) x 100",null,null,null,"W","W","W","W","W","W","W","W","W","W","W","W","W"]
[null,null,null,null,null,null,null,null,null,null,null,"Natural Gas","kcf","Natural Gaskcf",{"$f":"IF(Lists_Default_Selection=\"2020 NYCECC\",1026,1029)","v":1029},"(cubic feet) x 1,000",null,null,null,"kW","kW","kW","kW","kW","kW","kW","kW","kW","kW","kW","kW","kW"]
[null,null,null,null,null,null,null,null,null,null,null,"Natural Gas","Mcf","Natural GasMcf",{"$f":"IF(Lists_Default_Selection=\"2020 NYCECC\",1026000,1029000)","v":1029000},"(cubic feet) x 1,000,000",null,null,null,"MW","MW","MW","MW","MW","MW","MW","MW","MW","MW","MW","MW","MW"]
[null,null,null,null,null,null,null,null,null,null,null,"District Steam","Lbs.","District SteamLbs.",1.194,"Pounds (District Steam)",null,null,null,"Btu/hr","Btu/hr","Btu/hr","Btu/hr","Btu/hr","Btu/hr","Btu/hr","Btu/hr","Btu/hr","Btu/hr","Btu/hr","Btu/hr","Btu/hr"]
[null,null,null,null,null,null,null,null,null,null,null,"District Steam","kLbs.","District SteamkLbs.",1194,"(Pounds) x 1,000",null,null,null,"kBtu/hr","kBtu/hr","kBtu/hr","kBtu/hr","kBtu/hr","kBtu/hr","kBtu/hr","kBtu/hr","kBtu/hr","kBtu/hr","kBtu/hr","kBtu/hr","kBtu/hr"]
[null,null,null,null,null,null,null,null,null,null,null,"District Steam","Mlbs.","District SteamMlbs.",1194000,"(Pounds) x 1,000,000",null,null,null,"MMBtu/hr","MMBtu/hr","MMBtu/hr","MMBtu/hr","MMBtu/hr","MMBtu/hr","MMBtu/hr","MMBtu/hr","MMBtu/hr","MMBtu/hr","MMBtu/hr","MMBtu/hr","MMBtu/hr"]
[null,null,null,null,null,null,null,null,null,null,null,"Fuel Oil / Diesel","Liters","Fuel Oil / DieselLiters",{"$f":"IF(Lists_Default_Selection=\"2020 NYCECC\",138/3.846104,138.6905/3.846104)","v":36.059997337565491},null,null,null,null,"ton","ton","ton","ton","ton","ton","ton","ton","ton","ton","ton","ton","ton"]
[null,null,null,null,null,null,null,null,null,null,null,"Fuel Oil / Diesel","Gallons","Fuel Oil / DieselGallons",{"$f":"IF(Lists_Default_Selection=\"2020 NYCECC\",138,138.6905)","v":138.69049999999999},null,null,null,null,null,"therm/hr","therm/hr","therm/hr","therm/hr","therm/hr","therm/hr","therm/hr","therm/hr","therm/hr","therm/hr","therm/hr","therm/hr"]
[null,null,null,null,null,null,null,null,null,null,null,"Fuel Oil (No. 5 & No.6)","Liters","Fuel Oil (No. 5 & No.6)Liters",{"$f":"IF(Lists_Default_Selection=\"2020 NYCECC\",150/3.846104,149.69/3.846104)","v":38.919904401961048}]
[null,null,null,null,null,null,null,null,null,null,null,"Fuel Oil (No. 5 & No.6)","Gallons","Fuel Oil (No. 5 & No.6)Gallons",{"$f":"IF(Lists_Default_Selection=\"2020 NYCECC\",150,149.69)","v":149.69}]
[null,null,null,null,null,null,null,null,null,null,null,"Propane","Gallons","PropaneGallons",{"$f":"IF(Lists_Default_Selection=\"2020 NYCECC\",92,91.65)","v":91.65}]
[null,null,null,null,null,null,null,null,null,null,null,"Propane","Liters","PropaneLiters",{"$f":"IF(Lists_Default_Selection=\"2020 NYCECC\",92/3.846,91.65/3.846)","v":23.829953198127924}]
[null,null,null,null,null,null,null,null,null,null,null,"Coal (anthracite)","Lbs.","Coal (anthracite)Lbs.",12.545,"Pounds (Anthracite Coal)"]
[null,null,null,null,null,null,null,null,null,null,null,"Coal (anthracite)","kLbs.","Coal (anthracite)kLbs.",12545,"(Pounds Anthracite Coal) x 1,000"]
[null,null,null,null,null,null,null,null,null,null,null,"Coal (anthracite)","MLbs.","Coal (anthracite)MLbs.",12545000,"(Pounds Anthracite Coal) x 1,000,000"]
[null,null,null,null,null,null,null,null,null,null,null,"Coal (anthracite)","Tons","Coal (anthracite)Tons",24800,"Tons (Anthracite Coal)"]
[null,null,null,null,null,null,null,null,null,null,null,"Coal (bituminous)","Lbs.","Coal (bituminous)Lbs.",12.465,"Pounds (Bituminous Coal)"]
[null,null,null,null,null,null,null,null,null,null,null,"Coal (bituminous)","kLbs.","Coal (bituminous)kLbs.",12465,"(Pounds Bituminous Coal) x 1,000"]
[null,null,null,null,null,null,null,null,null,null,null,"Coal (bituminous)","MLbs","Coal (bituminous)MLbs",12465000,"(Pounds Bituminous Coal) x 1,000,000"]
[null,null,null,null,null,null,null,null,null,null,null,"Coal (bituminous)","Tons","Coal (bituminous)Tons",24930,"Tons (Bituminous Coal)"]
[null,null,null,null,null,null,null,null,null,null,null,"Coke","Lbs.","CokeLbs.",12.4,"Pounds (coke)"]
[null,null,null,null,null,null,null,null,null,null,null,"Coke","kLbs.","CokekLbs.",12400,"(Pounds coke) x 1,000"]
[null,null,null,null,null,null,null,null,null,null,null,"Coke","MLbs","CokeMLbs",12400000,"(Pounds coke) x 1,000,000"]
[null,null,null,null,null,null,null,null,null,null,null,"Coke","Tons","CokeTons",24800,"Tons (coke)"]
[null,null,null,null,null,null,null,null,null,null,null,"Wood","Lbs.","WoodLbs.",7.69,"Pounds (wood)"]
[null,null,null,null,null,null,null,null,null,null,null,"Wood","Tons","WoodTons",15380,"Tons (wood)"]
[null,null,null,null,null,null,null,null,null,null,null,"All","MMBtu","AllMMBtu",1000,"(British thermal unit) x 1,000,000"]
[null,null,null,null,null,null,null,null,null,null,null,"Kerosene","Gallons","KeroseneGallons",{"$f":"IF(Lists_Default_Selection=\"2020 NYCECC\",138,138.6905)","v":138.69049999999999}]
[null,null,null,null,null,null,null,null,null,null,null,"Kerosene","Liters","KeroseneLiters",{"$f":"IF(Lists_Default_Selection=\"2020 NYCECC\",138/3.846104,138.6905/3.846104)","v":36.059997337565491}]
[null,null,null,null,null,null,null,null,null,null,null,null,null,null,"This column gives kBtu/energy unit. For example, 3.412 kBtu/kWh"]

{"sheet":"Revision Log - CT ECB","index":24,"n_rows":9,"n_cols":7,"rows_kept":9,"cut":false,"hidden":false,"merged":[]}
[null,null,null,null,"Revision Log - CT ECB"]
[]
[]
[null,null,null,null,"Version #, the changes listed are included in the associated version number","Date Changes Made","Description of Revisions"]
[null,null,null,null,1.1000000000000001,"2023-04-18","1. Removed external links on Proposed Model Review tab\n2. Revised formula that shows overridden district energy default efficiency in bold orange text"]
[null,null,null,null,1.2,"2023-04-24","1. Modifed the measure savings by fuel calculations on the Detailed Measures tab to account for scenarios when there are positive and negative savings with respect to 2004 but only positive or only negative savings with respect to 90.1 2019. We needed to engage the use of the add-in Solver."]
[null,null,null,null,1.3,"2023-04-26","1. Changed all submitter entry tabs to green to align with tab color legend\n2. Updated solver logic so that conditional formatting will be reevaluated when there is a new import into the Companion Tool\n3. Expanded number of decimal places in Table 8 on the Connecticut Reporting Summary tab\n4. Revised instructions for Table 3/4 on the Ext + Parking Garage Lighting tab"]
[null,null,null,null,1.4,"2023-07-17","1. Revised hiding/unhiding of exceptional calculations tables on the Connecticut Reporting Summary tab\n2. Unhid fuel columns on the Hourly Input tab\n3. Fixed bug that was only using the proposed design virtual rate ($/energy unit) for both the baseline and proposed rates. This bug made the calculations not account for complex rate structures.\n4. SEEUPFs are now based on the 2022 Appendix G models, which account for Appendix G modeling rules."]
[null,null,null,null,1.5,"2023-11-17","1. Removed extraneous tabs to reduce file size for easier sharing\n2. Fixed delimiter bug when importing\n3. Removed data connections after importing for simplicity\n4. Updated SEEUPFs to be based on October 2023 PNNL model data with ISP adjustments"]

{"sheet":"Baseline Model Review","index":25,"n_rows":14,"n_cols":14,"rows_kept":14,"cut":false,"hidden":false,"merged":[[1,9,1,10],[2,0,3,0],[2,1,3,1],[2,2,2,3],[2,4,2,5],[2,6,3,6],[2,7,3,7],[2,8,3,8],[2,9,3,9],[2,10,3,10],[5,2,5,3],[5,4,5,5],[1,2,1,3],[1,4,1,5],[1,6,1,7],[4,2,4,3],[4,4,4,5],[6,2,6,3],[6,4,6,5],[7,2,7,3],[7,4,7,5],[8,2,8,3],[8,4,8,5],[12,2,12,3],[12,4,12,5],[13,2,13,3],[13,4,13,5],[9,2,9,3],[9,4,9,5],[10,2,10,3],[10,4,10,5],[11,2,11,3],[11,4,11,5]]}
[]
[null,null,"code compliant value that should be in the baseline model",null," actual modeled values",null,"Vendor Review 1 (xx/xx/2023)",null,"TA Response 1 (yy/yy/2023)","Vendor Review 2 (zz/zz/2023)"]
["ECM #","ECM Description","Code Baseline",null,"TA Baseline Model",null,"Comments","Recommendation","TA Response","Comments","Recommendation"]
[null,null,"ASHRAE 90.1-2019 Code Value","Openstudio-equivalent Value","Baseline Value","Openstudio-equivalent Value"]
[1,null,null,null,null,null,null,null,null,null,null,null,null,{"$f":"3.516/0.585","v":6.0102564102564102}]
[2,null,null,null,null,null,null,null,null,null,null,null,null,{"$f":"1/50","v":0.02}]
[3]
[4]
[5]
[6]
[7]
[8]
[9]
[10]

{"sheet":"Baseline Review References","index":26,"n_rows":3,"n_cols":3,"rows_kept":3,"cut":false,"hidden":false,"merged":[]}
["Baseline References"]
[]
["ECM #","Reference Description","Reference (Screenshot/link/formula/etc)"]

{"sheet":"Proposed Model Review","index":27,"n_rows":27,"n_cols":12,"rows_kept":27,"cut":false,"hidden":false,"merged":[[2,0,3,0],[2,1,3,1],[2,2,2,3],[2,4,3,4],[2,5,3,5],[2,8,3,8],[2,9,3,9],[2,10,3,10],[2,11,3,11],[1,4,1,5],[1,7,1,8],[1,10,1,11],[2,6,3,6],[2,7,3,7]]}
[]
[null,null,null,null,{"$f":"'Baseline Model Review'!G2","v":"Vendor Review 1 (xx/xx/2023)"},null,{"$f":"'Baseline Model Review'!I2","v":"TA Response 1 (yy/yy/2023)"},{"$f":"'Baseline Model Review'!J2","v":"Vendor Review 2 (zz/zz/2023)"},null,"TA Response 2 (aa/aa/2023)","Vendor Review 3 (bb/bb/2023)"]
["ECM #","ECM Description","TA Proposed Value",null,"Comments","Recommendation","TA Response","Comments","Recommendation","TA Response","Comments","Recommendation"]
[null,null,"Design Value/ Operation","Model Input"]
[1]
[2]
[3]
[4]
[5]
[6]
[7]
[8]
[9]
[10]
[]
[]
[]
[]
[]
[]
[]
[null,null,null,null,null,null,{"$f":"288/300","v":0.96}]
[]
[null,null,null,null,null,null,{"$f":"1/27","v":3.7037037037037035E-2}]
[]
[]
[null,null,null,null,126,{"$f":"D27/E27","v":0}]

{"sheet":"Proposed Review References","index":28,"n_rows":3,"n_cols":3,"rows_kept":3,"cut":false,"hidden":false,"merged":[]}
["Baseline References"]
[]
["ECM #","Reference Description","Reference (Screenshot/link/formula/etc)"]

{"sheet":"Ref_Instructions","index":29,"n_rows":77,"n_cols":15,"rows_kept":77,"cut":false,"hidden":true,"merged":[]}
["Help Button Text"]
[]
["Optional"]
["Cell Location","Tab Name","Not Used","Button name","Find","Title","Notes ASHRAE 90.1 2016","Notes ASHRAE 90.1 2019","Notes ASHRAE 90.1 2022","Height","Width","Height","Width","Left","Top"]
[null,"Instructions for CF Import",null,"Button 3",{"$f":"B5&D5","v":"Instructions for CF ImportButton 3"},"Test Button","Test Text","Test Text","Test Text",330,368.25,249.75,342,{"$f":"K5-98","v":270.25},{"$f":"J5-65","v":265}]
[null,"Instructions for CF Import",null,"Button 4",{"$f":"B6&D6","v":"Instructions for CF ImportButton 4"},"Test Button","Test Text","Test Text","Test Text",330,368.25,249.75,342,{"$f":"K6-98","v":270.25},{"$f":"J6-65","v":265}]
[null,"BPF Customizations",null,"Button 229","BPF CustomizationsButton 229","Addendum CH Methodology","90.1 2019 Addendum CH introduced a methodology for calculating custom Building Performance Factors (BPFs) for jurisdictions and beyond code programs that choose to use Normative Appendix G in conjunction with compliance metrics other than energy cost. This addendum was incorporated into 90.1 2022 as an Informative Appendix I. This new appendix includes building performance factor (BPF) tables based on site energy, source energy, and carbon emissions to replace the cost-based BPF values in Appendix G. These alternate BPFs are calculated using national average values consistent with the current national average energy costs used for electricity and natural gas. The new appendix also includes a methodology for calculating custom BPFs for jurisdictions and beyond-code programs that choose to use local energy conversion factors for the selected metric in lieu of default values. The Companion Tool uses the method described in the 90.1 2022 Appendix I in conjunction with the PNNL prototype models used to determine 90.1 2016 and 2019 BPF values. ","90.1 2019 Addendum CH introduced a methodology for calculating custom Building Performance Factors (BPFs) for jurisdictions and beyond code programs that choose to use Normative Appendix G in conjunction with compliance metrics other than energy cost. This addendum was incorporated into 90.1 2022 as an Informative Appendix I. This new appendix includes building performance factor (BPF) tables based on site energy, source energy, and carbon emissions to replace the cost-based BPF values in Appendix G. These alternate BPFs are calculated using national average values consistent with the current national average energy costs used for electricity and natural gas. The new appendix also includes a methodology for calculating custom BPFs for jurisdictions and beyond-code programs that choose to use local energy conversion factors for the selected metric in lieu of default values. The Companion Tool uses the method described in the 90.1 2022 Appendix I in conjunction with the PNNL prototype models used to determine 90.1 2016 and 2019 BPF values. ",null,330,368.25,249.75,342,270.25,265]
[null,"BPF Customizations",null,"Button 320","BPF CustomizationsButton 320","Addendum CH Methodology","90.1 2019 Addendum CH introduced a methodology for calculating custom Building Performance Factors (BPFs) for jurisdictions and beyond code programs that choose to use Normative Appendix G in conjunction with compliance metrics other than energy cost. This addendum was incorporated into 90.1 2022 as an Informative Appendix I. This new appendix includes building performance factor (BPF) tables based on site energy, source energy, and carbon emissions to replace the cost-based BPF values in Appendix G. These alternate BPFs are calculated using national average values consistent with the current national average energy costs used for electricity and natural gas. The new appendix also includes a methodology for calculating custom BPFs for jurisdictions and beyond-code programs that choose to use local energy conversion factors for the selected metric in lieu of default values. The Companion Tool uses the method described in the 90.1 2022 Appendix I in conjunction with the PNNL prototype models used to determine 90.1 2016 and 2019 BPF values. ","90.1 2019 Addendum CH introduced a methodology for calculating custom Building Performance Factors (BPFs) for jurisdictions and beyond code programs that choose to use Normative Appendix G in conjunction with compliance metrics other than energy cost. This addendum was incorporated into 90.1 2022 as an Informative Appendix I. This new appendix includes building performance factor (BPF) tables based on site energy, source energy, and carbon emissions to replace the cost-based BPF values in Appendix G. These alternate BPFs are calculated using national average values consistent with the current national average energy costs used for electricity and natural gas. The new appendix also includes a methodology for calculating custom BPFs for jurisdictions and beyond-code programs that choose to use local energy conversion factors for the selected metric in lieu of default values. The Companion Tool uses the method described in the 90.1 2022 Appendix I in conjunction with the PNNL prototype models used to determine 90.1 2016 and 2019 BPF values. ",null,330,368.25,249.75,342,270.25,265]
[null,"BPF Customizations",null,"Button 329","BPF CustomizationsButton 329","Addendum CH Methodology","90.1 2019 Addendum CH introduced a methodology for calculating custom Building Performance Factors (BPFs) for jurisdictions and beyond code programs that choose to use Normative Appendix G in conjunction with compliance metrics other than energy cost. This addendum was incorporated into 90.1 2022 as an Informative Appendix I. This new appendix includes building performance factor (BPF) tables based on site energy, source energy, and carbon emissions to replace the cost-based BPF values in Appendix G. These alternate BPFs are calculated using national average values consistent with the current national average energy costs used for electricity and natural gas. The new appendix also includes a methodology for calculating custom BPFs for jurisdictions and beyond-code programs that choose to use local energy conversion factors for the selected metric in lieu of default values. The Companion Tool uses the method described in the 90.1 2022 Appendix I in conjunction with the PNNL prototype models used to determine 90.1 2016 and 2019 BPF values. ","90.1 2019 Addendum CH introduced a methodology for calculating custom Building Performance Factors (BPFs) for jurisdictions and beyond code programs that choose to use Normative Appendix G in conjunction with compliance metrics other than energy cost. This addendum was incorporated into 90.1 2022 as an Informative Appendix I. This new appendix includes building performance factor (BPF) tables based on site energy, source energy, and carbon emissions to replace the cost-based BPF values in Appendix G. These alternate BPFs are calculated using national average values consistent with the current national average energy costs used for electricity and natural gas. The new appendix also includes a methodology for calculating custom BPFs for jurisdictions and beyond-code programs that choose to use local energy conversion factors for the selected metric in lieu of default values. The Companion Tool uses the method described in the 90.1 2022 Appendix I in conjunction with the PNNL prototype models used to determine 90.1 2016 and 2019 BPF values. ",null,330,368.25,249.75,342,270.25,265]
[null,"BPF Customizations",null,"Button 338","BPF CustomizationsButton 338","Addendum CH Methodology","90.1 2019 Addendum CH introduced a methodology for calculating custom Building Performance Factors (BPFs) for jurisdictions and beyond code programs that choose to use Normative Appendix G in conjunction with compliance metrics other than energy cost. This addendum was incorporated into 90.1 2022 as an Informative Appendix I. This new appendix includes building performance factor (BPF) tables based on site energy, source energy, and carbon emissions to replace the cost-based BPF values in Appendix G. These alternate BPFs are calculated using national average values consistent with the current national average energy costs used for electricity and natural gas. The new appendix also includes a methodology for calculating custom BPFs for jurisdictions and beyond-code programs that choose to use local energy conversion factors for the selected metric in lieu of default values. The Companion Tool uses the method described in the 90.1 2022 Appendix I in conjunction with the PNNL prototype models used to determine 90.1 2016 and 2019 BPF values. ","90.1 2019 Addendum CH introduced a methodology for calculating custom Building Performance Factors (BPFs) for jurisdictions and beyond code programs that choose to use Normative Appendix G in conjunction with compliance metrics other than energy cost. This addendum was incorporated into 90.1 2022 as an Informative Appendix I. This new appendix includes building performance factor (BPF) tables based on site energy, source energy, and carbon emissions to replace the cost-based BPF values in Appendix G. These alternate BPFs are calculated using national average values consistent with the current national average energy costs used for electricity and natural gas. The new appendix also includes a methodology for calculating custom BPFs for jurisdictions and beyond-code programs that choose to use local energy conversion factors for the selected metric in lieu of default values. The Companion Tool uses the method described in the 90.1 2022 Appendix I in conjunction with the PNNL prototype models used to determine 90.1 2016 and 2019 BPF values. ",null,330,368.25,249.75,342,270.25,265]
[null,"BPF Customizations",null,"Button 347","BPF CustomizationsButton 347","Addendum CH Methodology","90.1 2019 Addendum CH introduced a methodology for calculating custom Building Performance Factors (BPFs) for jurisdictions and beyond code programs that choose to use Normative Appendix G in conjunction with compliance metrics other than energy cost. This addendum was incorporated into 90.1 2022 as an Informative Appendix I. This new appendix includes building performance factor (BPF) tables based on site energy, source energy, and carbon emissions to replace the cost-based BPF values in Appendix G. These alternate BPFs are calculated using national average values consistent with the current national average energy costs used for electricity and natural gas. The new appendix also includes a methodology for calculating custom BPFs for jurisdictions and beyond-code programs that choose to use local energy conversion factors for the selected metric in lieu of default values. The Companion Tool uses the method described in the 90.1 2022 Appendix I in conjunction with the PNNL prototype models used to determine 90.1 2016 and 2019 BPF values. ","90.1 2019 Addendum CH introduced a methodology for calculating custom Building Performance Factors (BPFs) for jurisdictions and beyond code programs that choose to use Normative Appendix G in conjunction with compliance metrics other than energy cost. This addendum was incorporated into 90.1 2022 as an Informative Appendix I. This new appendix includes building performance factor (BPF) tables based on site energy, source energy, and carbon emissions to replace the cost-based BPF values in Appendix G. These alternate BPFs are calculated using national average values consistent with the current national average energy costs used for electricity and natural gas. The new appendix also includes a methodology for calculating custom BPFs for jurisdictions and beyond-code programs that choose to use local energy conversion factors for the selected metric in lieu of default values. The Companion Tool uses the method described in the 90.1 2022 Appendix I in conjunction with the PNNL prototype models used to determine 90.1 2016 and 2019 BPF values. ",null,330,368.25,249.75,342,270.25,265]
[null,"Instructions for AHJs and RAs",null,"Button 6","Instructions for AHJs and RAsButton 6","Help Button Example","Help text will display in a box like this.","Help text will display in a box like this.","Help text will display in a box like this.",330,368.25,249.75,342,{"$f":"K12-98","v":270.25},{"$f":"J12-65","v":265}]
[null,"Program Set-Up",null,"Button 25","Program Set-UpButton 25","Performance by Fuel","Energy consumption and savings by fuel is displayed on the \"Performance by End Use & Fuel\" tab when selected and after the Companion Tool has been populated by a submitter.","Energy consumption and savings by fuel is displayed on the \"Performance by End Use & Fuel\" tab when selected and after the Companion Tool has been populated by a submitter.","Energy consumption and savings by fuel is displayed on the \"Performance by End Use & Fuel\" tab when selected and after the Companion Tool has been populated by a submitter.",330,368.25,249.75,342,270.25,265]
[null,"Program Set-Up",null,"Button 26","Program Set-UpButton 26","Performance by Fuel and End Use","Energy consumption and savings by fuel and end-use is displayed on the \"Performance by End Use & Fuel\" tab when selected and after the Companion Tool has been populated by a submitter.","Energy consumption and savings by fuel and end-use is displayed on the \"Performance by End Use & Fuel\" tab when selected and after the Companion Tool has been populated by a submitter.","Energy consumption and savings by fuel and end-use is displayed on the \"Performance by End Use & Fuel\" tab when selected and after the Companion Tool has been populated by a submitter.",330,368.25,249.75,342,270.25,265]
[null,"Program Set-Up",null,"Button 27","Program Set-UpButton 27","Performance by SEEUPFs","Performance calculated using site energy end use performance factors (SEEUPFs) instead of building performance factors (BPFs) is displayed on the \"Project Performance\" tab when selected and after the Companion Tool has been populated by a submitter.  Performance will not be calculated using BPFs when this is selected.","Performance calculated using site energy end use performance factors (SEEUPFs) instead of building performance factors (BPFs) is displayed on the \"Project Performance\" tab when selected and after the Companion Tool has been populated by a submitter.  Performance will not be calculated using BPFs when this is selected.","Performance calculated using site energy end use performance factors (SEEUPFs) instead of building performance factors (BPFs) is displayed on the \"Project Performance\" tab when selected and after the Companion Tool has been populated by a submitter.  Performance will not be calculated using BPFs when this is selected.",330,368.25,249.75,342,270.25,265]
[null,"Instructions for Submitter",null,"Button 2","Instructions for SubmitterButton 2","Help Button Example","Help text will display in a box like this.","Help text will display in a box like this.","Help text will display in a box like this.",330,368.25,249.75,342,270.25,265]
[null,"Program Set-Up",null,"Button 28","Program Set-UpButton 28","BPF Customization","Building Performance Factors are used to determine project compliance with ASHRAE Standard 90.1 following Appendix G (\"Performance Rating Method\"). BPFs are prescribed in Section 4.2 of 90.1 for the energy cost metric and are used in the Compliance Form. Selecting this customization option allows the AHJ/RA to use different BPFs and different metrics (source energy, site energy, and GHG emissions) than what are in 90.1 to calculate compliance/performance. When this is selected, a tab called \"BPF Customizations\" will unhide and BPFs can be customized for each program entered above.","Building Performance Factors are used to determine project compliance with ASHRAE Standard 90.1 following Appendix G (\"Performance Rating Method\"). BPFs are prescribed in Section 4.2 of 90.1 for the energy cost metric and are used in the Compliance Form. Selecting this customization option allows the AHJ/RA to use different BPFs and different metrics (source energy, site energy, and GHG emissions) than what are in 90.1 to calculate compliance/performance. When this is selected, a tab called \"BPF Customizations\" will unhide and BPFs can be customized for each program entered above.","Building Performance Factors are used to determine project compliance with ASHRAE Standard 90.1 following Appendix G (\"Performance Rating Method\"). BPFs are prescribed in Section 4.2 of 90.1 for the energy cost metric and are used in the Compliance Form. Selecting this customization option allows the AHJ/RA to use different BPFs and different metrics (source energy, site energy, and GHG emissions) than what are in 90.1 to calculate compliance/performance. When this is selected, a tab called \"BPF Customizations\" will unhide and BPFs can be customized for each program entered above.",330,368.25,249.75,342,270.25,265]
[null,"Program Set-Up",null,"Button 29","Program Set-UpButton 29","SEEUPF Customization","The compliance calculations in 90.1 Appendix G require using the Building Performance Factors (BPFs) to measure differences in stringency between 90.1 2004 (which is the basis of Appendix G baseline) and 90.1 2016 or 2019. Instead of using a whole building adjustment via the BPF, AHJs/RA can opt to apply adjustment factors to individual end uses. These adjustments are referred to as Site Energy End Use Performance Factors (SEEUPFs) and are determined using a methodology that is conceptually similar to that used to determine the BPFs. Calculating savings on an end use basis results in more accurate savings relative to code and supports reporting  savings by fuel and end use.","The compliance calculations in 90.1 Appendix G require using the Building Performance Factors (BPFs) to measure differences in stringency between 90.1 2004 (which is the basis of Appendix G baseline) and 90.1 2019. Instead of using a whole building adjustment via the BPF, AHJs/RA can opt to apply adjustment factors to individual end uses. These adjustments are referred to as Site Energy End Use Performance Factors (SEEUPFs) and are determined using a methodology that is conceptually similar to that used to determine the BPFs. Calculating savings on an end use basis results in more accurate savings relative to code and supports reporting  savings by fuel and end use.","The compliance calculations in 90.1 Appendix G require using the Building Performance Factors (BPFs) to measure differences in stringency between 90.1 2004 (which is the basis of Appendix G baseline) and 90.1 2022. Instead of using a whole building adjustment via the BPF, AHJs/RA can opt to apply adjustment factors to individual end uses. These adjustments are referred to as Site Energy End Use Performance Factors (SEEUPFs) and are determined using a methodology that is conceptually similar to that used to determine the BPFs. Calculating savings on an end use basis results in more accurate savings relative to code and supports reporting  savings by fuel and end use.",330,368.25,249.75,342,270.25,265]
[null,"Program Set-Up",null,"Button 30","Program Set-UpButton 30","Renewable Energy Cap Customization","Section 11\nIn the default versions of 90.1 in the Compliance Form the contribution of renewable energy toward compliance is limited to no more than 5% of the budget building performance, as required in 90.1 Section 11.4.3.1. \n\nRenewable savings = The minimum of the total calculated renewable savings and the % cap * budget building performance\n\nAppendix G\nThere is no cap on the contribution of renewable energy explicitly modeled in the simulation tool toward compliance for ASHRAE 90.1-2016 Appendix G. \n\nIn the default version of 90.1-2019 in the Compliance Form, the contribution of renewable energy toward compliance is limited to 5% of the baseline building performance, determined as described in ASHRAE 90.1-2019 Section 4.2.1.1:\n\nWhen (PBPnre – PBP)/BBP > 0.05, new buildings, additions to existing buildings, and/or alterations to existing buildings shall comply with the following:\n\nPCI + [(PBPnre – PBP)/BBP] – 0.05 < PCIt\n\nPBP = proposed building performance, including the reduced, annual purchased energy cost associated with all on-site renewable energy generation systems.\n\nPBPnre = proposed building performance without any credit for reduced annual energy costs from on-site renewable energy generation systems.\n\nSelecting this allows the AHJ/RA to enter alternative caps for renewable energy savings contribution toward compliance/performance for each program for both Section 11 or Appendix G. Selecting this will unhide a tab called \"Miscellaneous Customizations\" where different caps may be entered.","Section 11\nIn the default versions of 90.1 in the Compliance Form the contribution of renewable energy toward compliance is limited to no more than 5% of the budget building performance, as required in 90.1 Section 11.4.3.1. \n\nRenewable savings = The minimum of the total calculated renewable savings and the % cap * budget building performance\n\nAppendix G\nThere is no cap on the contribution of renewable energy explicitly modeled in the simulation tool toward compliance for ASHRAE 90.1-2016 Appendix G. \n\nIn the default version of 90.1-2019 in the Compliance Form, the contribution of renewable energy toward compliance is limited to 5% of the baseline building performance, determined as described in ASHRAE 90.1-2019 Section 4.2.1.1:\n\nWhen (PBPnre – PBP)/BBP > 0.05, new buildings, additions to existing buildings, and/or alterations to existing buildings shall comply with the following:\n\nPCI + [(PBPnre – PBP)/BBP] – 0.05 < PCIt\n\nPBP = proposed building performance, including the reduced, annual purchased energy cost associated with all on-site renewable energy generation systems.\n\nPBPnre = proposed building performance without any credit for reduced annual energy costs from on-site renewable energy generation systems.\n\nSelecting this allows the AHJ/RA to enter alternative caps for renewable energy savings contribution toward compliance/performance for each program for both Section 11 or Appendix G. Selecting this will unhide a tab called \"Miscellaneous Customizations\" where different caps may be entered.",null,330,368.25,249.75,342,270.25,265]
[null,"Program Set-Up",null,"Button 31","Program Set-UpButton 31","Exceptional Calculation Cap Customization","Section 11\nBy default, no cap on the contribution to exceptional calculations to compliance/performance.\n\nAppendix G\nBy default, based on 90.1 Section G2.5, the total savings documented with the exceptional calculation methods cannot constitute more than half of the difference between the baseline building performance and the proposed building performance.\n\nExceptional calculation savings/(Baseline building performance - Proposed building performance - Exceptional calculation savings) <= 50% cap\n\nSelecting this allows the AHJ/RA to enter alternative caps for exceptional calculation savings contributing toward compliance/performance for each program for both Section 11 or Appendix G.  Selecting this will unhide a tab called \"Miscellaneous Customizations\" where different caps may be entered.","Section 11\nBy default, no cap on the contribution to exceptional calculations to compliance/performance.\n\nAppendix G\nBy default, based on 90.1 Section G2.5, the total savings documented with the exceptional calculation methods cannot constitute more than half of the difference between the baseline building performance and the proposed building performance.\n\nExceptional calculation savings/(Baseline building performance - Proposed building performance - Exceptional calculation savings) <= 50% cap\n\nSelecting this allows the AHJ/RA to enter alternative caps for exceptional calculation savings contributing toward compliance/performance for each program for both Section 11 or Appendix G.  Selecting this will unhide a tab called \"Miscellaneous Customizations\" where different caps may be entered.",null,330,368.25,249.75,342,270.25,265]
[null,"Program Set-Up",null,"Button 32","Program Set-UpButton 32","Energy Cost, Site-to-Source Ratio, GHG Factor and/or Energy Content Customization","Selecting this unhides a tab called \"Miscellaneous Customizations\" where energy costs, CO₂ emissions factors, site-to-source ratios, and/or energy contents can be set by the AHJ/RA. The values set by the AHJ/RA will be used instead of the conversion factors imported from the Compliance Form.","Selecting this unhides a tab called \"Miscellaneous Customizations\" where energy costs, CO₂ emissions factors, site-to-source ratios, and/or energy contents can be set by the AHJ/RA. The values set by the AHJ/RA will be used instead of the conversion factors imported from the Compliance Form.","Selecting this unhides a tab called \"Miscellaneous Customizations\" where energy costs, CO₂ emissions factors, site-to-source ratios, and/or energy contents can be set by the AHJ/RA. The values set by the AHJ/RA will be used instead of the conversion factors imported from the Compliance Form.",330,368.25,249.75,342,270.25,265]
[null,"Miscellaneous Customizations",null,"Button 9","Miscellaneous CustomizationsButton 9","Same Conversion Factors","If the customer conversion factors were entered on the \"BPF Customization\" tab for calculating BPFs, entering an \"X\" will pull in the same conversion factors that were used in the BPF calculations for electricity and natural gas. If those values are pulled in, they may still be overridden in this table by the AHJ/RA.","If the customer conversion factors were entered on the \"BPF Customization\" tab for calculating BPFs, entering an \"X\" will pull in the same conversion factors that were used in the BPF calculations for electricity and natural gas. If those values are pulled in, they may still be overridden in this table by the AHJ/RA.","If the customer conversion factors were entered on the \"BPF Customization\" tab for calculating BPFs, entering an \"X\" will pull in the same conversion factors that were used in the BPF calculations for electricity and natural gas. If those values are pulled in, they may still be overridden in this table by the AHJ/RA.",330,368.25,249.75,342,{"$f":"K22-98","v":270.25},{"$f":"J22-65","v":265}]
[null,"Miscellaneous Customizations",null,"Button 10","Miscellaneous CustomizationsButton 10","Submitter Override","If an \"X\" is entered, the submitter can override these parameters on the \"Project Performance\" tab. ","If an \"X\" is entered, the submitter can override these parameters on the \"Project Performance\" tab. ","If an \"X\" is entered, the submitter can override these parameters on the \"Project Performance\" tab. ",330,368.25,249.75,342,270.25,265]
[null,"Miscellaneous Customizations",null,"Button 11","Miscellaneous CustomizationsButton 11","Section 11 Renewable Energy Cap","In the default versions of 90.1 in the Compliance Form the contribution of renewable energy toward compliance is limited to no more than 5% of the budget building performance, as required in 90.1 Section 11.4.3.1. \n\nRenewable savings = The minimum of the total calculated renewable savings and the % cap * budget building performance\n\nEntering a different percentage in this table will change the % cap in the above calculation for renewable energy savings.","In the default versions of 90.1 in the Compliance Form the contribution of renewable energy toward compliance is limited to no more than 5% of the budget building performance, as required in 90.1 Section 11.4.3.1. \n\nRenewable savings = The minimum of the total calculated renewable savings and the % cap * budget building performance\n\nEntering a different percentage in this table will change the % cap in the above calculation for renewable energy savings.",null,330,368.25,249.75,342,270.25,265]
[null,"Miscellaneous Customizations",null,"Button 12","Miscellaneous CustomizationsButton 12","Section 11 Exceptional Calculations Cap","By default, there is no cap on the contribution to exceptional calculations to compliance for Section 11.\n\nEntering a percentage cap in the table below will limit the percentage of contribution from exceptional calculations for Section 11 projects using the equation below.\n\nExceptional calculation savings/(Budget building performance - Proposed building performance - Exceptional calculation savings) <= % cap","By default, there is no cap on the contribution to exceptional calculations to compliance for Section 11.\n\nEntering a percentage cap in the table below will limit the percentage of contribution from exceptional calculations for Section 11 projects using the equation below.\n\nExceptional calculation savings/(Budget building performance - Proposed building performance - Exceptional calculation savings) <= % cap",null,330,368.25,249.75,342,270.25,265]
[null,"Miscellaneous Customizations",null,"Button 14","Miscellaneous CustomizationsButton 14","Appendix G Renewable Energy Cap","Appendix G\nThere is no cap on the contribution of renewable energy explicitly modeled in the simulation tool toward compliance for ASHRAE 90.1-2016 Appendix G. \n\nIn the default version of 90.1-2019 in the Compliance Form, the contribution of renewable energy toward compliance is limited to 5% of the baseline building performance, determined as described in ASHRAE 90.1-2019 Section 4.2.1.1:\n\nWhen (PBPnre – PBP)/BBP > 0.05, new buildings, additions to existing buildings, and/or alterations to existing buildings shall comply with the following:\n\nPCI + [(PBPnre – PBP)/BBP] – 0.05 < PCIt\n\nPBP = proposed building performance, including the reduced, annual purchased energy cost associated with all on-site renewable energy generation systems.\n\nPBPnre = proposed building performance without any credit for reduced annual energy costs from on-site renewable energy generation systems.\n\nEntries made in this column will override the 0.05 (i.e., 5% cap in case of 90.1 2019 and will institute a cap for 90.1 2016) in the above equations.\nSelecting this allows the AHJ/RA to enter alternative caps for renewable energy savings contribution toward compliance/performance for each program for both Section 11 or Appendix G. Selecting this will unhide a tab called \"Miscellaneous Customizations\" where different caps may be entered.","Appendix G\nThere is no cap on the contribution of renewable energy explicitly modeled in the simulation tool toward compliance for ASHRAE 90.1-2016 Appendix G. \n\nIn the default version of 90.1-2019 in the Compliance Form, the contribution of renewable energy toward compliance is limited to 5% of the baseline building performance, determined as described in ASHRAE 90.1-2019 Section 4.2.1.1:\n\nWhen (PBPnre – PBP)/BBP > 0.05, new buildings, additions to existing buildings, and/or alterations to existing buildings shall comply with the following:\n\nPCI + [(PBPnre – PBP)/BBP] – 0.05 < PCIt\n\nPBP = proposed building performance, including the reduced, annual purchased energy cost associated with all on-site renewable energy generation systems.\n\nPBPnre = proposed building performance without any credit for reduced annual energy costs from on-site renewable energy generation systems.\n\nEntries made in this column will override the 0.05 (i.e., 5% cap in case of 90.1 2019 and will institute a cap for 90.1 2016) in the above equations.\nSelecting this allows the AHJ/RA to enter alternative caps for renewable energy savings contribution toward compliance/performance for each program for both Section 11 or Appendix G. Selecting this will unhide a tab called \"Miscellaneous Customizations\" where different caps may be entered.",null,330,368.25,249.75,342,270.25,265]
[null,"Miscellaneous Customizations",null,"Button 15","Miscellaneous CustomizationsButton 15","Appendix G Exceptional Calculations Cap","By default, based on 90.1 Section G2.5, the total savings documented with the exceptional calculation methods cannot constitute more than half of the difference between the baseline building performance and the proposed building performance.\n\nExceptional calculation savings/(Baseline building performance - Proposed building performance - Exceptional calculation savings) <= 50% cap\n\nEntering a percentage cap in the below table limits the amount of savings that may come from exceptional calculations to that percentage in the above equation.","By default, based on 90.1 Section G2.5, the total savings documented with the exceptional calculation methods cannot constitute more than half of the difference between the baseline building performance and the proposed building performance.\n\nExceptional calculation savings/(Baseline building performance - Proposed building performance - Exceptional calculation savings) <= 50% cap\n\nEntering a percentage cap in the below table limits the amount of savings that may come from exceptional calculations to that percentage in the above equation.",null,330,368.25,249.75,342,270.25,265]
[null,"Project Performance",null,"Button 20","Project PerformanceButton 20","SEEUPF Description","Performance is calculated using site energy end use performance factors (SEEUPFs) instead of building performance factors (BPFs) on this tab.  Performance will not be calculated using BPFs.\n\nThe compliance calculations in 90.1 Appendix G require using the Building Performance Factors (BPFs) to measure difference in stringency between 90.1 2004 (which is the basis of Appendix G baseline) and 90.1 2016 . Instead of using a whole building adjustment via the BPF, the AHJ/RA has opted to apply adjustment factors to individual end uses. These adjustments are referred to as Site Energy End Use Performance Factors (SEEUPFs) and are determined using a methodology that is conceptually similar to that used to determine the BPFs. Calculating savings on an end use basis results in more accurate savings relative to code and supports reporting  savings by fuel and end use.","Performance is calculated using site energy end use performance factors (SEEUPFs) instead of building performance factors (BPFs) on this tab.  Performance will not be calculated using BPFs.\n\nThe compliance calculations in 90.1 Appendix G require using the Building Performance Factors (BPFs) to measure difference in stringency between 90.1 2004 (which is the basis of Appendix G baseline) and 90.1 2019 . Instead of using a whole building adjustment via the BPF, the AHJ/RA has opted to apply adjustment factors to individual end uses. These adjustments are referred to as Site Energy End Use Performance Factors (SEEUPFs) and are determined using a methodology that is conceptually similar to that used to determine the BPFs. Calculating savings on an end use basis results in more accurate savings relative to code and supports reporting  savings by fuel and end use.",null,330,368.25,249.75,342,270.25,265]
[null,"Project Performance",null,"Button 21","Project PerformanceButton 21","Compliance Calculations Help","Section 11\nThe contribution of renewable energy toward compliance is limited to a % of the budget building performance, as required in 90.1 Section 11.4.3.1. \n\nRenewable savings = The minimum of the total calculated renewable savings and the % cap * budget building performance\n\nAppendix G\nThe contribution of renewable energy toward compliance is limited to a % of the baseline building performance, determined as described in ASHRAE 90.1-2019 Section 4.2.1.1:\n\nWhen (PBPnre – PBP)/BBP > % cap, new buildings, additions to existing buildings, and/or alterations to existing buildings shall comply with the following:\n\nPCI + [(PBPnre – PBP)/BBP] – % cap < PCIt\n\nPBP = proposed building performance, including the reduced, annual purchased energy cost associated with all on-site renewable energy generation systems.\n\nNote in 90.1 2016 there is no cap on renewables for Appendix G. In 90.1 2019 % cap = 5%. ","Section 11\nThe contribution of renewable energy toward compliance is limited to a % of the budget building performance, as required in 90.1 Section 11.4.3.1. \n\nRenewable savings = The minimum of the total calculated renewable savings and the % cap * budget building performance\n\nAppendix G\nThe contribution of renewable energy toward compliance is limited to a % of the baseline building performance, determined as described in ASHRAE 90.1-2019 Section 4.2.1.1:\n\nWhen (PBPnre – PBP)/BBP > % cap, new buildings, additions to existing buildings, and/or alterations to existing buildings shall comply with the following:\n\nPCI + [(PBPnre – PBP)/BBP] – % cap < PCIt\n\nPBP = proposed building performance, including the reduced, annual purchased energy cost associated with all on-site renewable energy generation systems.\n\nNote in 90.1 2016 there is no cap on renewables for Appendix G. In 90.1 2019 % cap = 5%. ",null,330,368.25,249.75,342,270.25,265]
[null,"Project Performance",null,"Button 22","Project PerformanceButton 22","Compliance Calculations Help","Section 11\nNo cap on the contribution to exceptional calculations to compliance.\n\nAppendix G\nBased on 90.1 Section G2.5, the total savings documented with the exceptional calculation methods cannot constitute more than half of the difference between the baseline building performance and the proposed building performance.\n\nExceptional calculation savings/(Baseline building performance - Proposed building performance - Exceptional calculation savings) <= % cap","Section 11\nNo cap on the contribution to exceptional calculations to compliance.\n\nAppendix G\nBased on 90.1 Section G2.5, the total savings documented with the exceptional calculation methods cannot constitute more than half of the difference between the baseline building performance and the proposed building performance.\n\nExceptional calculation savings/(Baseline building performance - Proposed building performance - Exceptional calculation savings) <= % cap",null,330,368.25,249.75,342,270.25,265]
[null,"Project Performance",null,"Button 23","Project PerformanceButton 23","Compliance Calculations Help","Appendix G (90.1 Section 4.2.1.1)\n\nContribution of renewable energy toward compliance is limited to no more than a % of the baseline energy cost. The cap is calculated as follows: \nWhen (PBPnre – PBP)/BBP > % cap, project must meet the following to demonstrate compliance: \n\nPCI + [(PBPnre – PBP)/BBP] – % cap < PCIt\nPCIadjusted = PCI + [(PBPnre – PBP)/BBP] – % cap\nPBP = proposed building performance, including the reduced, annual purchased energy cost associated with all on-site renewable energy generation systems.\nPBPnre = proposed building performance without any credit for reduced annual energy costs from on-site renewable energy generation systems.","Appendix G (90.1 Section 4.2.1.1)\n\nContribution of renewable energy toward compliance is limited to no more than a % of the baseline energy cost. The cap is calculated as follows: \nWhen (PBPnre – PBP)/BBP > % cap, project must meet the following to demonstrate compliance: \n\nPCI + [(PBPnre – PBP)/BBP] – % cap < PCIt\nPCIadjusted = PCI + [(PBPnre – PBP)/BBP] – % cap\nPBP = proposed building performance, including the reduced, annual purchased energy cost associated with all on-site renewable energy generation systems.\nPBPnre = proposed building performance without any credit for reduced annual energy costs from on-site renewable energy generation systems.",null,330,368.25,249.75,342,270.25,265]
[null,"Project Performance",null,"Button 24","Project PerformanceButton 24","Compliance Calculations Help","Section 11\nThe contribution of renewable energy toward compliance is limited to a % of the budget building performance, as required in 90.1 Section 11.4.3.1. \n\nRenewable savings = The minimum of the total calculated renewable savings and the % cap * budget building performance\n\nAppendix G\nThe contribution of renewable energy toward compliance is limited to a % of the baseline building performance, determined as described in ASHRAE 90.1-2019 Section 4.2.1.1:\n\nWhen (PBPnre – PBP)/BBP > % cap, new buildings, additions to existing buildings, and/or alterations to existing buildings shall comply with the following:\n\nPCI + [(PBPnre – PBP)/BBP] – % cap < PCIt\n\nPBP = proposed building performance, including the reduced, annual purchased energy cost associated with all on-site renewable energy generation systems.\n\nPBPnre = proposed building performance without any credit for reduced annual energy costs from on-site renewable energy generation systems.","Section 11\nThe contribution of renewable energy toward compliance is limited to a % of the budget building performance, as required in 90.1 Section 11.4.3.1. \n\nRenewable savings = The minimum of the total calculated renewable savings and the % cap * budget building performance\n\nAppendix G\nThe contribution of renewable energy toward compliance is limited to a % of the baseline building performance, determined as described in ASHRAE 90.1-2019 Section 4.2.1.1:\n\nWhen (PBPnre – PBP)/BBP > % cap, new buildings, additions to existing buildings, and/or alterations to existing buildings shall comply with the following:\n\nPCI + [(PBPnre – PBP)/BBP] – % cap < PCIt\n\nPBP = proposed building performance, including the reduced, annual purchased energy cost associated with all on-site renewable energy generation systems.\n\nPBPnre = proposed building performance without any credit for reduced annual energy costs from on-site renewable energy generation systems.",null,330,368.25,249.75,342,270.25,265]
[null,"Project Performance",null,"Button 25","Project PerformanceButton 25","Compliance Calculations Help","Section 11\nNo cap on the contribution to exceptional calculations to compliance.\n\nAppendix G\nBased on 90.1 Section G2.5, the total savings documented with the exceptional calculation methods cannot constitute more than half of the difference between the baseline building performance and the proposed building performance.\n\nExceptional calculation savings/(Baseline building performance - Proposed building performance - Exceptional calculation savings) <= % cap","Section 11\nNo cap on the contribution to exceptional calculations to compliance.\n\nAppendix G\nBased on 90.1 Section G2.5, the total savings documented with the exceptional calculation methods cannot constitute more than half of the difference between the baseline building performance and the proposed building performance.\n\nExceptional calculation savings/(Baseline building performance - Proposed building performance - Exceptional calculation savings) <= % cap",null,330,368.25,249.75,342,270.25,265]
[null,"Performance by End Use & Fuel",null,"Button 1","Performance by End Use & FuelButton 1","Exceptional Calculations Cap","Exceptional calculations are capped for each end use such that the total exceptional calculations does not exceed the total calculated cap based on the caps shown in Table 2 on the \"Project Performance\" tab","Exceptional calculations are capped for each end use such that the total exceptional calculations does not exceed the total calculated cap based on the caps shown in Table 2 on the \"Project Performance\" tab",null,330,368.25,249.75,342,270.25,265]
[null,"Performance by End Use & Fuel",null,"Button 2","Performance by End Use & FuelButton 2","Renewable Energy Cap","Renewable energy savings are capped for each end use such that the total renewable energy savings does not exceed the total calculated cap based on the caps shown in Table 2 on the \"Project Performance\" tab.","Renewable energy savings are capped for each end use such that the total renewable energy savings does not exceed the total calculated cap based on the caps shown in Table 2 on the \"Project Performance\" tab",null,330,368.25,249.75,342,270.25,265]
[null,"Demand Savings",null,"Button 3","Demand SavingsButton 3","Demand Savings Help","Please enter hourly demand data on the Hourly Input tab before marking \"Yes\" in the dropdown. If not required by the AHJ/RA then data can be manually entered in the table below. In this case \"No\" would be selected in the dropdown.","Please enter hourly demand data on the Hourly Input tab before marking \"Yes\" in the dropdown. If not required by the AHJ/RA then data can be manually entered in the table below. In this case \"No\" would be selected in the dropdown.",null,330,368.25,249.75,342,270.25,265]
[null,"Demand Savings",null,"Button 4","Demand SavingsButton 4","Demand Savings Help","If the demand for ALL end uses in the project are reported on the Hourly Input tab or entered in the table below, select \"Yes\" in the dropdown. If the demand for ALL end uses  is not captured, select \"No\" in the dropdown.\n\nIf \"No\" is selected, the whole building adjusted baseline demand is equal to: baseline electric peak demand (kW) * (whole-building baseline (2004) electricity energy consumption/whole-building adjusted baseline (2016) electricity energy consumption).\n\nIf \"Yes\" is selected, for each end use the following calculation is performed to obtain the adjusted baseline demand for the end use: baseline (~2004) end use electric peak demand (kW) * SEEUPF for the end use. The whole building adjusted baseline demand is the sum of the adjusted baseline demand across all of the end uses.","If the demand for ALL end uses in the project are reported on the Hourly Input tab or entered in the table below, select \"Yes\" in the dropdown. If the demand for ALL end uses  is not captured, select \"No\" in the dropdown.\n\nIf \"No\" is selected, the whole building adjusted baseline demand is equal to: baseline electric peak demand (kW) * (whole-building baseline (2004) electricity energy consumption/whole-building adjusted baseline (2019) electricity energy consumption).\n\nIf \"Yes\" is selected, for each end use the following calculation is performed to obtain the adjusted baseline demand for the end use: baseline (~2004) end use electric peak demand (kW) * SEEUPF for the end use. The whole building adjusted baseline demand is the sum of the adjusted baseline demand across all of the end uses.",null,330,368.25,249.75,342,270.25,265]
[null,"Demand Savings",null,"Button 5","Demand SavingsButton 5","Demand Savings Help","Please enter hourly demand data on the Hourly Input tab before marking \"Yes\" in the dropdown. If not required by the AHJ/RA then data can be manually entered in the table below. In this case \"No\" would be selected in the dropdown.","Please enter hourly demand data on the Hourly Input tab before marking \"Yes\" in the dropdown. If not required by the AHJ/RA then data can be manually entered in the table below. In this case \"No\" would be selected in the dropdown.",null,330,368.25,249.75,342,270.25,265]
[null,"Demand Savings",null,"Button 6","Demand SavingsButton 6","Demand Savings Help","If the demand for ALL end uses in the project are reported on the Hourly Input tab or entered in the table below, select \"Yes\" in the dropdown. If the demand for ALL end uses  is not captured, select \"No\" in the dropdown.\n\nIf \"No\" is selected, the whole building adjusted baseline demand is equal to: baseline electric peak demand (kW) * (whole-building baseline (2004) electricity energy consumption/whole-building adjusted baseline (2016) electricity energy consumption).\n\nIf \"Yes\" is selected, for each end use the following calculation is performed to obtain the adjusted baseline demand for the end use: baseline (~2004) end use electric peak demand (kW) * SEEUPF for the end use. The whole building adjusted baseline demand is the sum of the adjusted baseline demand across all of the end uses.","If the demand for ALL end uses in the project are reported on the Hourly Input tab or entered in the table below, select \"Yes\" in the dropdown. If the demand for ALL end uses  is not captured, select \"No\" in the dropdown.\n\nIf \"No\" is selected, the whole building adjusted baseline demand is equal to: baseline electric peak demand (kW) * (whole-building baseline (2004) electricity energy consumption/whole-building adjusted baseline (2019) electricity energy consumption).\n\nIf \"Yes\" is selected, for each end use the following calculation is performed to obtain the adjusted baseline demand for the end use: baseline (~2004) end use electric peak demand (kW) * SEEUPF for the end use. The whole building adjusted baseline demand is the sum of the adjusted baseline demand across all of the end uses.",null,330,368.25,249.75,342,270.25,265]
[null,"Program Set-Up",null,"Button 33","Program Set-UpButton 33","Demand Savings Help","Electric and/or fuel peak demand savings may be displayed for any range of dates and times specified by the AHJ/RA and may be displayed for each end use and across the whole-building or for the whole-building only. If any programs are marked below, the \"Demand Savings Customization\" tab will unhide and the date and time ranges may be specified.","Electric and/or fuel peak demand savings may be displayed for any range of dates and times specified by the AHJ/RA and may be displayed for each end use and across the whole-building or for the whole-building only. If any programs are marked below, the \"Demand Savings Customization\" tab will unhide and the date and time ranges may be specified.",null,330,368.25,249.75,342,270.25,265]
[null,"Demand Savings",null,"Button 8","Demand SavingsButton 8","Demand Savings Help","Please enter hourly demand data on the Hourly Input tab before marking \"Yes\" in the dropdown. If not required by the AHJ/RA then data can be manually entered in the table below. In this case \"No\" would be selected in the dropdown.","Please enter hourly demand data on the Hourly Input tab before marking \"Yes\" in the dropdown. If not required by the AHJ/RA then data can be manually entered in the table below. In this case \"No\" would be selected in the dropdown.",null,330,368.25,249.75,342,270.25,265]
[null,"Demand Savings",null,"Button 9","Demand SavingsButton 9","Demand Savings Help","NOT USED","NOT USED",null,330,368.25,249.75,342,270.25,265]
[null,"Demand Savings",null,"Button 12","Demand SavingsButton 12","Demand Savings Help","Please enter hourly demand data on the Hourly Input tab before marking \"Yes\" in the dropdown. If not required by the AHJ/RA then data can be manually entered in the table below. In this case \"No\" would be selected in the dropdown.","Please enter hourly demand data on the Hourly Input tab before marking \"Yes\" in the dropdown. If not required by the AHJ/RA then data can be manually entered in the table below. In this case \"No\" would be selected in the dropdown.",null,330,368.25,249.75,342,270.25,265]
[null,"Demand Savings",null,"Button 13","Demand SavingsButton 13","Demand Savings Help","NOT USED","NOT USED",null,330,368.25,249.75,342,270.25,265]
[null,"Connecticut Reporting Summary",null,"Button 1","Connecticut Reporting SummaryButton 1","Savings by End Use","Exceptional calculations savings will only be captured in the table below if Table 1c is populated in column O on the Performance by End Use & Fuel tab and exceptional calculations have been filled out on the Exceptional Calculations tab in the Compliance Form.","Exceptional calculations savings will only be captured in the table below if Table 1c is populated in column O on the Performance by End Use & Fuel tab and exceptional calculations have been filled out on the Exceptional Calculations tab in the Compliance Form.",null,330,368.25,249.75,342,270.25,265]
[null,"Modeling Plan Charrette",null,"Button 89","Modeling Plan CharretteButton 89","Building Square Footage","Site EUI is a measure of a building's gross annual site energy consumption (including all fuels) relative to its gross square footage. The units are kBtu/sf/year. For this Program, gross square footage excludes parking garages and penthouse square footage, as there are not typically conditioned spaces. The Program's EUI calculation does not include onsite renewables.","Site EUI is a measure of a building's gross annual site energy consumption (including all fuels) relative to its gross square footage. The units are kBtu/sf/year. For this Program, gross square footage excludes parking garages and penthouse square footage, as there are not typically conditioned spaces. The Program's EUI calculation does not include onsite renewables.",null,330,368.25,249.75,342,270.25,265]
[null,"Modeling Plan Charrette",null,"Button 115","Modeling Plan CharretteButton 115","District Energy EE Fund","Per Section 7 of the Energy Modeling Guidelines, incentives for district energy systems are only paid if the owner of the district systems pays into the energy efficiency (EE) fund. Please follow Section 7 of the EMGs when the project is connected to a district energy system.","Per Section 7 of the Energy Modeling Guidelines, incentives for district energy systems are only paid if the owner of the district systems pays into the energy efficiency (EE) fund. Please follow Section 7 of the EMGs when the project is connected to a district energy system.",null,330,368.25,249.75,342,270.25,265]
[null,"Connecticut Reporting Summary",null,"Button 6","Connecticut Reporting SummaryButton 6","District Energy EE Fund","Per Section 7 of the Energy Modeling Guidelines, incentives for district energy systems are only paid if the owner of the district systems pays into the energy efficiency (EE) fund. Please follow Section 7 of the EMGs when the project is connected to a district energy system.","Per Section 7 of the Energy Modeling Guidelines, incentives for district energy systems are only paid if the owner of the district systems pays into the energy efficiency (EE) fund. Please follow Section 7 of the EMGs when the project is connected to a district energy system.",null,330,368.25,249.75,342,270.25,265]
[null,"Detailed Measures",null,"Button 1","Detailed MeasuresButton 1","Modeling Measures","Per EMGs 6.2.3, measures shall be added cumulatively to the baseline model, so that the last measure run represents the proposed design model. Beginning with the baseline, the fuel switch measure shall be modeled first, followed by building envelope, lighting measures, plug and process load measures, HVAC measures, and service water heating measures. Within each category, the order of the measures is left to the judgment of the modeler.\nAlternatively, measures can be subtracted from the proposed model, with the final measure run representing the baseline design. In this case, the order described above would be reversed. Both methods, if performed properly, will produce identical results.","Per EMGs 6.2.3, measures shall be added cumulatively to the baseline model, so that the last measure run represents the proposed design model. Beginning with the baseline, the fuel switch measure shall be modeled first, followed by building envelope, lighting measures, plug and process load measures, HVAC measures, and service water heating measures. Within each category, the order of the measures is left to the judgment of the modeler.\nAlternatively, measures can be subtracted from the proposed model, with the final measure run representing the baseline design. In this case, the order described above would be reversed. Both methods, if performed properly, will produce identical results.",null,330,368.25,249.75,342,270.25,265]
[null,"Miscellaneous Customizations",null,"Button 19","Miscellaneous CustomizationsButton 19","Energy Content","If different energy consumption units are specified in the Compliance Form compared to what is entered in Table 2 for a given energy type then the Companion Tool will use the default kBtu/unit conversion shown in the \"Companion Tool Default kBtu/Unit\" column to convert from the units in the Compliance Form to the units in Table 2. This can be overridden by entering a custom energy content for the energy type in Table 3.  \n\nFor example, if the program requires that natural gas consumption be reported in ccf, but the modeler populates the Compliance Form with natural gas energy consumption in units of therms and no energy content for natural gas is entered in Table 3, then the Companion Tool will use the default kBtu/unit conversion shown in the \"Companion Tool Default kBtu/Unit\" column to convert from kBtu to ccf. To convert from therms to kBtu the Companion Tool will use what was entered for the energy content per therm of natural gas in Table 1 on the Energy Sources tab in the Compliance Form. ","If different energy consumption units are specified in the Compliance Form compared to what is entered in Table 2 for a given energy type then the Companion Tool will use the default kBtu/unit conversion shown in the \"Companion Tool Default kBtu/Unit\" column to convert from the units in the Compliance Form to the units in Table 2. This can be overridden by entering a custom energy content for the energy type in Table 3.  \n\nFor example, if the program requires that natural gas consumption be reported in ccf, but the modeler populates the Compliance Form with natural gas energy consumption in units of therms and no energy content for natural gas is entered in Table 3, then the Companion Tool will use the default kBtu/unit conversion shown in the \"Companion Tool Default kBtu/Unit\" column to convert from kBtu to ccf. To convert from therms to kBtu the Companion Tool will use what was entered for the energy content per therm of natural gas in Table 1 on the Energy Sources tab in the Compliance Form. ",null,330,368.25,249.75,342,270.25,265]
[null,"Demand Savings",null,"Button 15","Demand SavingsButton 15","Demand Savings Help","Please enter hourly demand data on the Hourly Input tab before marking \"Yes\" in the dropdown. If not required by the AHJ/RA then data can be manually entered in the table below. In this case \"No\" would be selected in the dropdown.","Please enter hourly demand data on the Hourly Input tab before marking \"Yes\" in the dropdown. If not required by the AHJ/RA then data can be manually entered in the table below. In this case \"No\" would be selected in the dropdown.",null,330,368.25,249.75,342,270.25,265]
[null,"Demand Savings",null,"Button 16","Demand SavingsButton 16","Demand Savings Help","If the demand for ALL end uses in the project are reported on the Hourly Input tab or entered in the table below, select \"Yes\" in the dropdown. If the demand for ALL end uses  is not captured, select \"No\" in the dropdown.\n\nIf \"No\" is selected, the whole building adjusted baseline demand is equal to: baseline electric peak demand (kW) * (whole-building baseline (2004) electricity energy consumption/whole-building adjusted baseline (2016) electricity energy consumption).\n\nIf \"Yes\" is selected, for each end use the following calculation is performed to obtain the adjusted baseline demand for the end use: baseline (~2004) end use electric peak demand (kW) * SEEUPF for the end use. The whole building adjusted baseline demand is the sum of the adjusted baseline demand across all of the end uses.","If the demand for ALL end uses in the project are reported on the Hourly Input tab or entered in the table below, select \"Yes\" in the dropdown. If the demand for ALL end uses  is not captured, select \"No\" in the dropdown.\n\nIf \"No\" is selected, the whole building adjusted baseline demand is equal to: baseline electric peak demand (kW) * (whole-building baseline (2004) electricity energy consumption/whole-building adjusted baseline (2019) electricity energy consumption).\n\nIf \"Yes\" is selected, for each end use the following calculation is performed to obtain the adjusted baseline demand for the end use: baseline (~2004) end use electric peak demand (kW) * SEEUPF for the end use. The whole building adjusted baseline demand is the sum of the adjusted baseline demand across all of the end uses.",null,330,368.25,249.75,342,270.25,265]
[null,"Demand Savings",null,"Button 17","Demand SavingsButton 17","Demand Savings Help","Please enter hourly demand data on the Hourly Input tab before marking \"Yes\" in the dropdown. If not required by the AHJ/RA then data can be manually entered in the table below. In this case \"No\" would be selected in the dropdown.","Please enter hourly demand data on the Hourly Input tab before marking \"Yes\" in the dropdown. If not required by the AHJ/RA then data can be manually entered in the table below. In this case \"No\" would be selected in the dropdown.",null,330,368.25,249.75,342,270.25,265]
[null,"Demand Savings",null,"Button 18","Demand SavingsButton 18","Demand Savings Help","If the demand for ALL end uses in the project are reported on the Hourly Input tab or entered in the table below, select \"Yes\" in the dropdown. If the demand for ALL end uses  is not captured, select \"No\" in the dropdown.\n\nIf \"No\" is selected, the whole building adjusted baseline demand is equal to: baseline electric peak demand (kW) * (whole-building baseline (2004) electricity energy consumption/whole-building adjusted baseline (2019) electricity energy consumption).\n\nIf \"Yes\" is selected, for each end use the following calculation is performed to obtain the adjusted baseline demand for the end use: baseline (~2004) end use electric peak demand (kW) * SEEUPF for the end use. The whole building adjusted baseline demand is the sum of the adjusted baseline demand across all of the end uses.","If the demand for ALL end uses in the project are reported on the Hourly Input tab or entered in the table below, select \"Yes\" in the dropdown. If the demand for ALL end uses  is not captured, select \"No\" in the dropdown.\n\nIf \"No\" is selected, the whole building adjusted baseline demand is equal to: baseline electric peak demand (kW) * (whole-building baseline (2004) electricity energy consumption/whole-building adjusted baseline (2016) electricity energy consumption).\n\nIf \"Yes\" is selected, for each end use the following calculation is performed to obtain the adjusted baseline demand for the end use: baseline (~2004) end use electric peak demand (kW) * SEEUPF for the end use. The whole building adjusted baseline demand is the sum of the adjusted baseline demand across all of the end uses.",null,330,368.25,249.75,342,270.25,265]
[null,"Demand Savings",null,"Button 19","Demand SavingsButton 19","Demand Savings Help","Please enter hourly demand data on the Hourly Input tab before marking \"Yes\" in the dropdown. If not required by the AHJ/RA then data can be manually entered in the table below. In this case \"No\" would be selected in the dropdown.","Please enter hourly demand data on the Hourly Input tab before marking \"Yes\" in the dropdown. If not required by the AHJ/RA then data can be manually entered in the table below. In this case \"No\" would be selected in the dropdown.",null,330,368.25,249.75,342,270.25,265]
[null,"Demand Savings",null,"Button 20","Demand SavingsButton 20","Demand Savings Help","If the demand for ALL end uses in the project are reported on the Hourly Input tab or entered in the table below, select \"Yes\" in the dropdown. If the demand for ALL end uses  is not captured, select \"No\" in the dropdown.\n\nIf \"No\" is selected, the whole building adjusted baseline demand is equal to: baseline electric peak demand (kW) * (whole-building baseline (2004) electricity energy consumption/whole-building adjusted baseline (2016) electricity energy consumption).\n\nIf \"Yes\" is selected, for each end use the following calculation is performed to obtain the adjusted baseline demand for the end use: baseline (~2004) end use electric peak demand (kW) * SEEUPF for the end use. The whole building adjusted baseline demand is the sum of the adjusted baseline demand across all of the end uses.","If the demand for ALL end uses in the project are reported on the Hourly Input tab or entered in the table below, select \"Yes\" in the dropdown. If the demand for ALL end uses  is not captured, select \"No\" in the dropdown.\n\nIf \"No\" is selected, the whole building adjusted baseline demand is equal to: baseline electric peak demand (kW) * (whole-building baseline (2004) electricity energy consumption/whole-building adjusted baseline (2019) electricity energy consumption).\n\nIf \"Yes\" is selected, for each end use the following calculation is performed to obtain the adjusted baseline demand for the end use: baseline (~2004) end use electric peak demand (kW) * SEEUPF for the end use. The whole building adjusted baseline demand is the sum of the adjusted baseline demand across all of the end uses.",null,330,368.25,249.75,342,270.25,265]
[null,"Demand Savings Customization",null,"Button 7","Demand Savings CustomizationButton 7","Demand Savings Customizations Help","Enter date as month and day.\nExample,\nStart date: 1/1\nEnd date: 6/30\nFor the period from January 1st to the end of June.","Enter date as month and day.\nExample,\nStart date: 1/1\nEnd date: 6/30\nFor the period from January 1st to the end of June.",null,330,368.25,249.75,342,270.25,265]
[null,"Demand Savings Customization",null,"Button 8","Demand Savings CustomizationButton 8","Demand Savings Customizations Help","1 = midnight to 1 AM\n24 = 11 PM to midnight","1 = midnight to 1 AM\n24 = 11 PM to midnight",null,330,368.25,249.75,342,270.25,265]
[null,"Demand Savings Customization",null,"Button 10","Demand Savings CustomizationButton 10","Demand Savings Customizations Help","Enter date as month and day.\nExample,\nStart date: 1/1\nEnd date: 6/30\nFor the period from January 1st to the end of June.","Enter date as month and day.\nExample,\nStart date: 1/1\nEnd date: 6/30\nFor the period from January 1st to the end of June.",null,330,368.25,249.75,342,270.25,265]
[null,"Demand Savings Customization",null,"Button 11","Demand Savings CustomizationButton 11","Demand Savings Customizations Help","1 = midnight to 1 AM\n24 = 11 PM to midnight","1 = midnight to 1 AM\n24 = 11 PM to midnight",null,330,368.25,249.75,342,270.25,265]
[null,"Project Performance",null,"Button 26","Project PerformanceButton 26","Compliance Calculations Help","The contribution of renewable energy toward compliance is limited to a % of the baseline building performance, determined as described in ASHRAE 90.1-2019 Section 4.2.1.1:\n\nWhen (PBPnre – PBP)/BBP > % cap, new buildings, additions to existing buildings, and/or alterations to existing buildings shall comply with the following:\n\nPCI + [(PBPnre – PBP)/BBP] – % cap < PCIt\n\nPBP = proposed building performance, including the reduced, annual purchased energy cost associated with all on-site renewable energy generation systems.\n\nPBPnre = proposed building performance without any credit for reduced annual energy costs from on-site renewable energy generation systems.","The contribution of renewable energy toward compliance is limited to a % of the baseline building performance, determined as described in ASHRAE 90.1-2019 Section 4.2.1.1:\n\nWhen (PBPnre – PBP)/BBP > % cap, new buildings, additions to existing buildings, and/or alterations to existing buildings shall comply with the following:\n\nPCI + [(PBPnre – PBP)/BBP] – % cap < PCIt\n\nPBP = proposed building performance, including the reduced, annual purchased energy cost associated with all on-site renewable energy generation systems.\n\nPBPnre = proposed building performance without any credit for reduced annual energy costs from on-site renewable energy generation systems.",null,330,368.25,249.75,342,270.25,265]
[null,"Project Performance",null,"Button 27","Project PerformanceButton 27","Compliance Calculations Help","Based on 90.1 Section G2.5, the total savings documented with the exceptional calculation methods cannot constitute more than half of the difference between the baseline building performance and the proposed building performance.\n\nExceptional calculation savings/(Baseline building performance - Proposed building performance - Exceptional calculation savings) <= % cap","Based on 90.1 Section G2.5, the total savings documented with the exceptional calculation methods cannot constitute more than half of the difference between the baseline building performance and the proposed building performance.\n\nExceptional calculation savings/(Baseline building performance - Proposed building performance - Exceptional calculation savings) <= % cap",null,330,368.25,249.75,342,270.25,265]
[null,"Performance by End Use & Fuel",null,"Button 4","Performance by End Use & FuelButton 4","Exceptional Calculations Cap","Caps are based on the site energy metric.","Caps are based on the site energy metric.",null,330,368.25,249.75,342,270.25,265]
[null,"Performance by End Use & Fuel",null,"Button 5","Performance by End Use & FuelButton 5","Renewable Energy Cap","Caps are based on the site energy metric.","Caps are based on the site energy metric.",null,330,368.25,249.75,342,270.25,265]
[null,"Perf by End Use & Fuel Sect. 11",null,"Button 1",{"$f":"B65&D65","v":"Perf by End Use & Fuel Sect. 11Button 1"},"Exceptional Calculations Cap","Exceptional calculations are capped for each end use such that the total exceptional calculations does not exceed the total calculated cap based on the caps shown in Table 2 on the \"Project Performance\" tab","Exceptional calculations are capped for each end use such that the total exceptional calculations does not exceed the total calculated cap based on the caps shown in Table 2 on the \"Project Performance\" tab",null,330,368.25,249.75,342,270.25,265]
[null,"Perf by End Use & Fuel Sect. 11",null,"Button 2",{"$f":"B66&D66","v":"Perf by End Use & Fuel Sect. 11Button 2"},"Renewable Energy Cap","Renewable energy savings are capped for each end use such that the total renewable energy savings does not exceed the total calculated cap based on the caps shown in Table 2 on the \"Project Performance\" tab.","Renewable energy savings are capped for each end use such that the total renewable energy savings does not exceed the total calculated cap based on the caps shown in Table 2 on the \"Project Performance\" tab",null,330,368.25,249.75,342,270.25,265]
[null,"Perf by End Use & Fuel Sect. 11",null,"Button 3","Perf by End Use & Fuel Sect. 11Button 3","Exceptional Calculations Cap","Caps are based on the site energy metric.","Caps are based on the site energy metric.",null,330,368.25,249.75,342,270.25,265]
[null,"Perf by End Use & Fuel Sect. 11",null,"Button 4",{"$f":"B68&D68","v":"Perf by End Use & Fuel Sect. 11Button 4"},"Renewable Energy Cap","Caps are based on the site energy metric.","Caps are based on the site energy metric.",null,330,368.25,249.75,342,270.25,265]
[null,"Fuel Neutral Savings",null,"Button 5","Fuel Neutral SavingsButton 5","Exceptional Calculations Cap","Exceptional calculations are capped for each end use such that the total exceptional calculations does not exceed the total calculated cap based on the caps shown in Table 2 on the \"Project Performance\" tab","Exceptional calculations are capped for each end use such that the total exceptional calculations does not exceed the total calculated cap based on the caps shown in Table 2 on the \"Project Performance\" tab",null,330,368.25,249.75,342,{"$f":"K69-98","v":270.25},{"$f":"J69-65","v":265}]
[null,"Fuel Neutral Savings",null,"Button 6","Fuel Neutral SavingsButton 6","Renewable Energy Cap","Renewable energy savings are capped for each end use such that the total renewable energy savings does not exceed the total calculated cap based on the caps shown in Table 2 on the \"Project Performance\" tab.","Renewable energy savings are capped for each end use such that the total renewable energy savings does not exceed the total calculated cap based on the caps shown in Table 2 on the \"Project Performance\" tab",null,330,368.25,249.75,342,270.25,265]
[null,"Fuel Neutral Savings",null,"Button 10","Fuel Neutral SavingsButton 10","Exceptional Calculations Cap","Caps are based on the site energy metric.","Caps are based on the site energy metric.",null,330,368.25,249.75,342,270.25,265]
[null,"Fuel Neutral Savings",null,"Button 11","Fuel Neutral SavingsButton 11","Renewable Energy Cap","Caps are based on the site energy metric.","Caps are based on the site energy metric.",null,330,368.25,249.75,342,270.25,265]
[null,"Fuel Neutral Savings",null,"Button 7","Fuel Neutral SavingsButton 7","Compliance Calculations Help","The contribution of renewable energy toward compliance is limited to a % of the baseline building performance, determined as described in ASHRAE 90.1-2019 Section 4.2.1.1:\n\nWhen (PBPnre – PBP)/BBP > % cap, new buildings, additions to existing buildings, and/or alterations to existing buildings shall comply with the following:\n\nPCI + [(PBPnre – PBP)/BBP] – % cap < PCIt\n\nPBP = proposed building performance, including the reduced, annual purchased energy cost associated with all on-site renewable energy generation systems.\n\nPBPnre = proposed building performance without any credit for reduced annual energy costs from on-site renewable energy generation systems.","The contribution of renewable energy toward compliance is limited to a % of the baseline building performance, determined as described in ASHRAE 90.1-2019 Section 4.2.1.1:\n\nWhen (PBPnre – PBP)/BBP > % cap, new buildings, additions to existing buildings, and/or alterations to existing buildings shall comply with the following:\n\nPCI + [(PBPnre – PBP)/BBP] – % cap < PCIt\n\nPBP = proposed building performance, including the reduced, annual purchased energy cost associated with all on-site renewable energy generation systems.\n\nPBPnre = proposed building performance without any credit for reduced annual energy costs from on-site renewable energy generation systems.",null,330,368.25,249.75,342,{"$f":"K73-98","v":270.25},{"$f":"J73-65","v":265}]
[null,"Fuel Neutral Savings",null,"Button 8","Fuel Neutral SavingsButton 8","Compliance Calculations Help","Based on 90.1 Section G2.5, the total savings documented with the exceptional calculation methods cannot constitute more than half of the difference between the baseline building performance and the proposed building performance.\n\nExceptional calculation savings/(Baseline building performance - Proposed building performance - Exceptional calculation savings) <= % cap","Based on 90.1 Section G2.5, the total savings documented with the exceptional calculation methods cannot constitute more than half of the difference between the baseline building performance and the proposed building performance.\n\nExceptional calculation savings/(Baseline building performance - Proposed building performance - Exceptional calculation savings) <= % cap",null,330,368.25,249.75,342,270.25,265]
[null,"Hourly Input",null,"Button 1","Hourly InputButton 1","Hourly Day Type","Monday = 1\nTuesday = 2\nWednesday = 3\nThursday = 4\nFriday = 5\nSaturday = 6\nSunday = 7\nHoliday = 8","Monday = 1\nTuesday = 2\nWednesday = 3\nThursday = 4\nFriday = 5\nSaturday = 6\nSunday = 7\nHoliday = 8",null,330,368.25,249.75,342,{"$f":"K75-98","v":270.25},{"$f":"J75-65","v":265}]
[null,"Hourly District Input",null,"Button 1","Hourly District InputButton 1","Hourly Day Type","Monday = 1\nTuesday = 2\nWednesday = 3\nThursday = 4\nFriday = 5\nSaturday = 6\nSunday = 7\nHoliday = 8","Monday = 1\nTuesday = 2\nWednesday = 3\nThursday = 4\nFriday = 5\nSaturday = 6\nSunday = 7\nHoliday = 8",null,330,368.25,249.75,342,270.25,265]
[null,"Program Set-Up",null,"Button 34","Program Set-UpButton 34","Compliance Calculations Help","By calculating compliance using PCItarget = BPF, the BPF is applied to both the regulated and unregulated loads. Compliance is calculated on the Project Performance tab using PCItarget = BPF when selected and after the Companion Tool has been populated by a submitter.","By calculating compliance using PCItarget = BPF, the BPF is applied to both the regulated and unregulated loads. Compliance is calculated on the Project Performance tab using PCItarget = BPF when selected and after the Companion Tool has been populated by a submitter.",null,330,368.25,249.75,342,{"$f":"K77-98","v":270.25},{"$f":"J77-65","v":265}]

{"sheet":"Scratch","index":30,"n_rows":4,"n_cols":149,"rows_kept":4,"cut":false,"hidden":false,"merged":[[3,4,3,22]]}
[null,null,null,null,"Scratch",null,null,null,null,null,null,null,null,null,null,null,null,null,null,null,null,null,null,null,null,null,null,null,null,null,null,null,null,null,null,null,null,null,null,null,null,null,null,null,null,null,null,null,null,null,null,null,null,null,null,null,null,null,null,null,null,null,null,null,null,null,null,null,null,null,null,null,null,null,null,null,null,null,null,null,null,null,null,null,null,null,null,null,null,null,null,null,null,null,null,null,null,null,null,null,null,null,null,null,null,null,null,null,null,null,null,null,null,null,null,null,null,null,null,null,null,null,null,null,null,null,null,null,null,null,"This space is being used",null,null,null,null,null,null,null,null,null,null,null,null,null,null,null,null,null,"Hide or Unhide"]
[null,null,null,null,null,null,null,null,null,null,null,null,null,null,null,null,null,null,null,null,null,null,null,null,null,null,null,null,null,null,null,null,null,null,null,null,null,null,null,null,null,null,null,null,null,null,null,null,null,null,null,null,null,null,null,null,null,null,null,null,null,null,null,null,null,null,null,null,null,null,null,null,null,null,null,null,null,null,null,null,null,null,null,null,null,null,null,null,null,null,null,null,null,null,null,null,null,null,null,null,null,null,null,null,null,null,null,null,null,null,null,null,null,null,null,null,null,null,null,null,null,null,null,null,null,null,null,null,null,null,null,null,null,null,null,null,null,null,null,null,null,null,null,null,null,null,null,null,1]
[null,null,null,null,null,null,null,null,null,null,null,null,null,null,null,null,null,null,null,null,null,null,null,null,null,null,null,null,null,null,null,null,null,null,null,null,null,null,null,null,null,null,null,null,null,null,null,null,null,null,null,null,null,null,null,null,null,null,null,null,null,null,null,null,null,null,null,null,null,null,null,null,null,null,null,null,null,null,null,null,null,null,null,null,null,null,null,null,null,null,null,null,null,null,null,null,null,null,null,null,null,null,null,null,null,null,null,null,null,null,null,null,null,null,null,null,null,null,null,null,null,null,null,null,null,null,null,null,null,null,null,null,null,null,null,null,null,null,null,null,null,null,null,null,null,null,null,null,{"$f":"IF(ISERROR(C3),5/0,IF(AND(DO3<>\"B\",DO3<>\"P\"),1,IF($I$61=\"All Checks\",1,IF(AND($I$61=QC_BaseorBud_Upper&\" Only\",DO3=\"B\"),1,IF(AND($I$61=\"Proposed Only\",DO3=\"P\"),1,5/0)))))","v":1}]
[null,null,null,null,"Instructions: This is an unprotected tab that can be used for side calculations, autopopulating other tabs, etc.",null,null,null,null,null,null,null,null,null,null,null,null,null,null,null,null,null,null,null,null,null,null,null,null,null,null,null,null,null,null,null,null,null,null,null,null,null,null,null,null,null,null,null,null,null,null,null,null,null,null,null,null,null,null,null,null,null,null,null,null,null,null,null,null,null,null,null,null,null,null,null,null,null,null,null,null,null,null,null,null,null,null,null,null,null,null,null,null,null,null,null,null,null,null,null,null,null,null,null,null,null,null,null,null,null,null,null,null,null,null,null,null,null,null,null,null,null,null,null,null,null,null,null,null,null,null,null,null,null,null,null,null,null,null,null,null,null,null,null,null,null,null,null,{"$f":"IF(ISERROR(C4),5/0,IF(AND(DO4<>\"B\",DO4<>\"P\"),1,IF($I$61=\"All Checks\",1,IF(AND($I$61=QC_BaseorBud_Upper&\" Only\",DO4=\"B\"),1,IF(AND($I$61=\"Proposed Only\",DO4=\"P\"),1,5/0)))))","v":1}]